2033/34 | 50.25 | 19.75 | 11
2033/34 | 50.75 | 19.75 | 10
2033/34 | 51.25 | 19.75 | 4
2033/34 | 51.75 | 19.75 | 4
2033/34 | 52.25 | 19.75 | 7
2033/34 | 52.75 | 19.75 | 13
2033/34 | 53.25 | 19.75 | 7
2033/34 | 53.75 | 19.75 | 7
2033/34 | 54.25 | 19.75 | 8
2033/34 | 54.75 | 19.75 | 9
2033/34 | 55.25 | 19.75 | 7
2033/34 | 55.75 | 19.75 | 9
2033/34 | 56.25 | 19.75 | 12
2033/34 | 56.75 | 19.75 | 9
2033/34 | 57.25 | 19.75 | 11
2033/34 | 57.75 | 19.75 | 7
2033/34 | 58.25 | 19.75 | 7
2033/34 | 58.75 | 19.75 | 6
2033/34 | 59.25 | 19.75 | 17
2033/34 | 59.75 | 19.75 | 11
2033/34 | 60.25 | 19.75 | 12
2033/34 | 60.75 | 19.75 | 5
2033/34 | 61.25 | 19.75 | 11
2033/34 | 61.75 | 19.75 | 23
2033/34 | 62.25 | 19.75 | 16
2033/34 | 62.75 | 19.75 | 7
2033/34 | 63.25 | 19.75 | 17
2033/34 | 63.75 | 19.75 | 6
2033/34 | 64.25 | 19.75 | 20
2033/34 | 64.75 | 19.75 | 22
2033/34 | 65.25 | 19.75 | 16
2033/34 | 65.75 | 19.75 | 21
2033/34 | 66.25 | 19.75 | 18
2033/34 | 66.75 | 19.75 | 18
2033/34 | 67.25 | 19.75 | 21
2033/34 | 67.75 | 19.75 | 19
2033/34 | 68.25 | 19.75 | 18
2033/34 | 68.75 | 19.75 | 21
2033/34 | 69.25 | 19.75 | 26
2033/34 | 69.75 | 19.75 | 22
2033/34 | 70.25 | 19.75 | 27
2033/34 | 70.75 | 19.75 | 30
2033/34 | 71.25 | 19.75 | 18
2033/34 | 71.75 | 19.75 | 33
2033/34 | 72.25 | 19.75 | 20
2033/34 | 72.75 | 19.75 | 22
2033/34 | 73.25 | 19.75 | 34
2033/34 | 73.75 | 19.75 | 16
2033/34 | 74.25 | 19.75 | 21
2033/34 | 74.75 | 19.75 | 18
2033/34 | 75.25 | 19.75 | 29
2033/34 | 75.75 | 19.75 | 19
2033/34 | 76.25 | 19.75 | 21
2033/34 | 76.75 | 19.75 | 32
2033/34 | 77.25 | 19.75 | 31
2033/34 | 77.75 | 19.75 | 23
2033/34 | 78.25 | 19.75 | 27
2033/34 | 78.75 | 19.75 | 28
2033/34 | 79.25 | 19.75 | 27
2033/34 | 79.75 | 19.75 | 38
2033/34 | 80.25 | 19.75 | 34
2033/34 | 80.75 | 19.75 | 37
2033/34 | 81.25 | 19.75 | 42
2033/34 | 81.75 | 19.75 | 54
2033/34 | 82.25 | 19.75 | 27
2033/34 | 82.75 | 19.75 | 32
2033/34 | 83.25 | 19.75 | 32
2033/34 | 83.75 | 19.75 | 36
2033/34 | 84.25 | 19.75 | 43
2033/34 | 84.75 | 19.75 | 29
2033/34 | 85.25 | 19.75 | 31
2033/34 | 85.75 | 19.75 | 31
2033/34 | 86.25 | 19.75 | 39
2033/34 | 86.75 | 19.75 | 38
2033/34 | 87.25 | 19.75 | 38
2033/34 | 87.75 | 19.75 | 29
2033/34 | 88.25 | 19.75 | 48
2033/34 | 88.75 | 19.75 | 31
2033/34 | 89.25 | 19.75 | 49
2033/34 | 89.75 | 19.75 | 38
2033/34 | 90.25 | 19.75 | 40
2033/34 | 90.75 | 19.75 | 43
2033/34 | 91.25 | 19.75 | 39
2033/34 | 91.75 | 19.75 | 44
2033/34 | 92.25 | 19.75 | 40
2033/34 | 92.75 | 19.75 | 43
2033/34 | 93.25 | 19.75 | 52
2033/34 | 93.75 | 19.75 | 36
2033/34 | 94.25 | 19.75 | 36
2033/34 | 94.75 | 19.75 | 38
2033/34 | 95.25 | 19.75 | 30
2033/34 | 95.75 | 19.75 | 55
2033/34 | 96.25 | 19.75 | 52
2033/34 | 96.75 | 19.75 | 46
2033/34 | 97.25 | 19.75 | 43
2033/34 | 97.75 | 19.75 | 52
2033/34 | 98.25 | 19.75 | 40
2033/34 | 98.75 | 19.75 | 55
2033/34 | 99.25 | 19.75 | 38
2033/34 | 99.75 | 19.75 | 44
2033/34 | 100.25 | 19.75 | 52
2033/34 | 100.75 | 19.75 | 56
2033/34 | 101.25 | 19.75 | 44
2033/34 | 101.75 | 19.75 | 53
2033/34 | 102.25 | 19.75 | 61
2033/34 | 102.75 | 19.75 | 49
2033/34 | 103.25 | 19.75 | 53
2033/34 | 103.75 | 19.75 | 48
2033/34 | 104.25 | 19.75 | 50
2033/34 | 104.75 | 19.75 | 53
2033/34 | 105.25 | 19.75 | 45
2033/34 | 105.75 | 19.75 | 48
2033/34 | 106.25 | 19.75 | 42
2033/34 | 106.75 | 19.75 | 61
2033/34 | 107.25 | 19.75 | 53
2033/34 | 107.75 | 19.75 | 54
2033/34 | 108.25 | 19.75 | 61
2033/34 | 108.75 | 19.75 | 49
2033/34 | 109.25 | 19.75 | 59
2033/34 | 109.75 | 19.75 | 56
2033/34 | 110.25 | 19.75 | 65
2033/34 | 110.75 | 19.75 | 52
2033/34 | 111.25 | 19.75 | 55
2033/34 | 111.75 | 19.75 | 55
2033/34 | 112.25 | 19.75 | 60
2033/34 | 112.75 | 19.75 | 54
2033/34 | 113.25 | 19.75 | 60
2033/34 | 113.75 | 19.75 | 45
2033/34 | 114.25 | 19.75 | 50
2033/34 | 114.75 | 19.75 | 61
2033/34 | 115.25 | 19.75 | 41
2033/34 | 115.75 | 19.75 | 53
2033/34 | 116.25 | 19.75 | 51
2033/34 | 116.75 | 19.75 | 51
2033/34 | 117.25 | 19.75 | 67
2033/34 | 117.75 | 19.75 | 61
2033/34 | 118.25 | 19.75 | 70
2033/34 | 118.75 | 19.75 | 58
2033/34 | 119.25 | 19.75 | 61
2033/34 | 119.75 | 19.75 | 36
2033/34 | 120.25 | 19.75 | 72
2033/34 | 120.75 | 19.75 | 53
2033/34 | 121.25 | 19.75 | 56
2033/34 | 121.75 | 19.75 | 55
2033/34 | 122.25 | 19.75 | 56
2033/34 | 122.75 | 19.75 | 52
2033/34 | 123.25 | 19.75 | 52
2033/34 | 123.75 | 19.75 | 47
2033/34 | 124.25 | 19.75 | 55
2033/34 | 124.75 | 19.75 | 55
2033/34 | 125.25 | 19.75 | 47
2033/34 | 125.75 | 19.75 | 59
2033/34 | 126.25 | 19.75 | 50
2033/34 | 126.75 | 19.75 | 51
2033/34 | 127.25 | 19.75 | 69
2033/34 | 127.75 | 19.75 | 53
2033/34 | 128.25 | 19.75 | 54
2033/34 | 128.75 | 19.75 | 47
2033/34 | 129.25 | 19.75 | 61
2033/34 | 129.75 | 19.75 | 53
2033/34 | 130.25 | 19.75 | 63
2033/34 | 130.75 | 19.75 | 55
2033/34 | 131.25 | 19.75 | 65
2033/34 | 131.75 | 19.75 | 62
2033/34 | 132.25 | 19.75 | 60
2033/34 | 132.75 | 19.75 | 65
2033/34 | 133.25 | 19.75 | 59
2033/34 | 133.75 | 19.75 | 56
2033/34 | 134.25 | 19.75 | 56
2033/34 | 134.75 | 19.75 | 64
2033/34 | 135.25 | 19.75 | 62
2033/34 | 135.75 | 19.75 | 64
2033/34 | 136.25 | 19.75 | 47
2033/34 | 136.75 | 19.75 | 59
2033/34 | 137.25 | 19.75 | 57
2033/34 | 137.75 | 19.75 | 70
2033/34 | 138.25 | 19.75 | 58
2033/34 | 138.75 | 19.75 | 61
2033/34 | 139.25 | 19.75 | 56
2033/34 | 139.75 | 19.75 | 71
2033/34 | 140.25 | 19.75 | 73
2033/34 | 140.75 | 19.75 | 47
2033/34 | 141.25 | 19.75 | 48
2033/34 | 141.75 | 19.75 | 47
2033/34 | 142.25 | 19.75 | 60
2033/34 | 142.75 | 19.75 | 64
2033/34 | 143.25 | 19.75 | 68
2033/34 | 143.75 | 19.75 | 66
2033/34 | 144.25 | 19.75 | 61
2033/34 | 144.75 | 19.75 | 54
2033/34 | 145.25 | 19.75 | 44
2033/34 | 145.75 | 19.75 | 58
2033/34 | 146.25 | 19.75 | 57
2033/34 | 146.75 | 19.75 | 66
2033/34 | 147.25 | 19.75 | 55
2033/34 | 147.75 | 19.75 | 69
2033/34 | 148.25 | 19.75 | 47
2033/34 | 148.75 | 19.75 | 53
2033/34 | 149.25 | 19.75 | 43
2033/34 | 149.75 | 19.75 | 56
2033/34 | 150.25 | 19.75 | 60
2033/34 | 150.75 | 19.75 | 50
2033/34 | 151.25 | 19.75 | 58
2033/34 | 151.75 | 19.75 | 57
2033/34 | 152.25 | 19.75 | 66
2033/34 | 152.75 | 19.75 | 55
2033/34 | 153.25 | 19.75 | 45
2033/34 | 153.75 | 19.75 | 54
2033/34 | 154.25 | 19.75 | 52
2033/34 | 154.75 | 19.75 | 58
2033/34 | 155.25 | 19.75 | 45
2033/34 | 155.75 | 19.75 | 52
2033/34 | 156.25 | 19.75 | 43
2033/34 | 156.75 | 19.75 | 43
2033/34 | 157.25 | 19.75 | 64
2033/34 | 157.75 | 19.75 | 42
2033/34 | 158.25 | 19.75 | 52
2033/34 | 158.75 | 19.75 | 45
2033/34 | 159.25 | 19.75 | 53
2033/34 | 159.75 | 19.75 | 52
2033/34 | 160.25 | 19.75 | 49
2033/34 | 160.75 | 19.75 | 48
2033/34 | 161.25 | 19.75 | 51
2033/34 | 161.75 | 19.75 | 52
2033/34 | 162.25 | 19.75 | 47
2033/34 | 162.75 | 19.75 | 52
2033/34 | 163.25 | 19.75 | 54
2033/34 | 163.75 | 19.75 | 54
2033/34 | 164.25 | 19.75 | 41
2033/34 | 164.75 | 19.75 | 50
2033/34 | 165.25 | 19.75 | 44
2033/34 | 165.75 | 19.75 | 51
2033/34 | 166.25 | 19.75 | 48
2033/34 | 166.75 | 19.75 | 36
2033/34 | 167.25 | 19.75 | 47
2033/34 | 167.75 | 19.75 | 33
2033/34 | 168.25 | 19.75 | 37
2033/34 | 168.75 | 19.75 | 44
2033/34 | 169.25 | 19.75 | 43
2033/34 | 169.75 | 19.75 | 43
2033/34 | 170.25 | 19.75 | 45
2033/34 | 170.75 | 19.75 | 37
2033/34 | 171.25 | 19.75 | 37
2033/34 | 171.75 | 19.75 | 45
2033/34 | 172.25 | 19.75 | 35
2033/34 | 172.75 | 19.75 | 40
2033/34 | 173.25 | 19.75 | 51
2033/34 | 173.75 | 19.75 | 46
2033/34 | 174.25 | 19.75 | 36
2033/34 | 174.75 | 19.75 | 35
2033/34 | 175.25 | 19.75 | 44
2033/34 | 175.75 | 19.75 | 43
2033/34 | 176.25 | 19.75 | 45
2033/34 | 176.75 | 19.75 | 39
2033/34 | 177.25 | 19.75 | 34
2033/34 | 177.75 | 19.75 | 36
2033/34 | 178.25 | 19.75 | 24
2033/34 | 178.75 | 19.75 | 35
2033/34 | 179.25 | 19.75 | 38
2033/34 | 179.75 | 19.75 | 33
2033/34 | 180.25 | 19.75 | 39
2033/34 | 180.75 | 19.75 | 36
2033/34 | 181.25 | 19.75 | 40
2033/34 | 181.75 | 19.75 | 30
2033/34 | 182.25 | 19.75 | 33
2033/34 | 182.75 | 19.75 | 31
2033/34 | 183.25 | 19.75 | 33
2033/34 | 183.75 | 19.75 | 33
2033/34 | 184.25 | 19.75 | 30
2033/34 | 184.75 | 19.75 | 31
2033/34 | 185.25 | 19.75 | 34
2033/34 | 185.75 | 19.75 | 30
2033/34 | 186.25 | 19.75 | 37
2033/34 | 186.75 | 19.75 | 26
2033/34 | 187.25 | 19.75 | 34
2033/34 | 187.75 | 19.75 | 33
2033/34 | 188.25 | 19.75 | 31
2033/34 | 188.75 | 19.75 | 32
2033/34 | 189.25 | 19.75 | 30
2033/34 | 189.75 | 19.75 | 38
2033/34 | 190.25 | 19.75 | 23
2033/34 | 190.75 | 19.75 | 33
2033/34 | 191.25 | 19.75 | 29
2033/34 | 191.75 | 19.75 | 23
2033/34 | 192.25 | 19.75 | 12
2033/34 | 192.75 | 19.75 | 22
2033/34 | 193.25 | 19.75 | 23
2033/34 | 193.75 | 19.75 | 25
2033/34 | 194.25 | 19.75 | 24
2033/34 | 194.75 | 19.75 | 26
2033/34 | 195.25 | 19.75 | 24
2033/34 | 195.75 | 19.75 | 21
2033/34 | 196.25 | 19.75 | 27
2033/34 | 196.75 | 19.75 | 24
2033/34 | 197.25 | 19.75 | 24
2033/34 | 197.75 | 19.75 | 19
2033/34 | 198.25 | 19.75 | 26
2033/34 | 198.75 | 19.75 | 23
2033/34 | 199.25 | 19.75 | 17
2033/34 | 199.75 | 19.75 | 25
2033/34 | 200.25 | 19.75 | 27
2033/34 | 200.75 | 19.75 | 22
2033/34 | 201.25 | 19.75 | 18
2033/34 | 201.75 | 19.75 | 19
2033/34 | 202.25 | 19.75 | 26
2033/34 | 202.75 | 19.75 | 17
2033/34 | 203.25 | 19.75 | 15
2033/34 | 203.75 | 19.75 | 22
2033/34 | 204.25 | 19.75 | 18
2033/34 | 204.75 | 19.75 | 19
2033/34 | 205.25 | 19.75 | 19
2033/34 | 205.75 | 19.75 | 14
2033/34 | 206.25 | 19.75 | 26
2033/34 | 206.75 | 19.75 | 15
2033/34 | 207.25 | 19.75 | 24
2033/34 | 207.75 | 19.75 | 18
2033/34 | 208.25 | 19.75 | 16
2033/34 | 208.75 | 19.75 | 22
2033/34 | 209.25 | 19.75 | 17
2033/34 | 209.75 | 19.75 | 20
2033/34 | 210.25 | 19.75 | 10
2033/34 | 210.75 | 19.75 | 15
2033/34 | 211.25 | 19.75 | 16
2033/34 | 211.75 | 19.75 | 22
2033/34 | 212.25 | 19.75 | 14
2033/34 | 212.75 | 19.75 | 12
2033/34 | 213.25 | 19.75 | 18
2033/34 | 213.75 | 19.75 | 20
2033/34 | 214.25 | 19.75 | 17
2033/34 | 214.75 | 19.75 | 28
2033/34 | 215.25 | 19.75 | 14
2033/34 | 215.75 | 19.75 | 15
2033/34 | 216.25 | 19.75 | 15
2033/34 | 216.75 | 19.75 | 12
2033/34 | 217.25 | 19.75 | 16
2033/34 | 217.75 | 19.75 | 12
2033/34 | 218.25 | 19.75 | 9
2033/34 | 218.75 | 19.75 | 9
2033/34 | 219.25 | 19.75 | 10
2033/34 | 219.75 | 19.75 | 15
2033/34 | 220.25 | 19.75 | 17
2033/34 | 220.75 | 19.75 | 11
2033/34 | 221.25 | 19.75 | 10
2033/34 | 221.75 | 19.75 | 16
2033/34 | 222.25 | 19.75 | 19
2033/34 | 222.75 | 19.75 | 15
2033/34 | 223.25 | 19.75 | 21
2033/34 | 223.75 | 19.75 | 11
2033/34 | 224.25 | 19.75 | 13
2033/34 | 224.75 | 19.75 | 12
2033/34 | 225.25 | 19.75 | 15
2033/34 | 225.75 | 19.75 | 14
2033/34 | 226.25 | 19.75 | 6
2033/34 | 226.75 | 19.75 | 14
2033/34 | 227.25 | 19.75 | 12
2033/34 | 227.75 | 19.75 | 10
2033/34 | 228.25 | 19.75 | 12
2033/34 | 228.75 | 19.75 | 13
2033/34 | 229.25 | 19.75 | 16
2033/34 | 229.75 | 19.75 | 13
2033/34 | 230.25 | 19.75 | 8
2033/34 | 230.75 | 19.75 | 8
2033/34 | 231.25 | 19.75 | 13
2033/34 | 231.75 | 19.75 | 10
2033/34 | 232.25 | 19.75 | 14
2033/34 | 232.75 | 19.75 | 8
2033/34 | 233.25 | 19.75 | 14
2033/34 | 233.75 | 19.75 | 9
2033/34 | 234.25 | 19.75 | 6
2033/34 | 234.75 | 19.75 | 8
2033/34 | 235.25 | 19.75 | 10
2033/34 | 235.75 | 19.75 | 10
2033/34 | 236.25 | 19.75 | 12
2033/34 | 236.75 | 19.75 | 13
2033/34 | 237.25 | 19.75 | 15
2033/34 | 237.75 | 19.75 | 13
2033/34 | 238.25 | 19.75 | 9
2033/34 | 238.75 | 19.75 | 15
2033/34 | 239.25 | 19.75 | 8
2033/34 | 239.75 | 19.75 | 14
2033/34 | 240.25 | 19.75 | 8
2033/34 | 240.75 | 19.75 | 12
2033/34 | 241.25 | 19.75 | 11
2033/34 | 241.75 | 19.75 | 9
2033/34 | 242.25 | 19.75 | 18
2033/34 | 242.75 | 19.75 | 11
2033/34 | 243.25 | 19.75 | 8
2033/34 | 243.75 | 19.75 | 10
2033/34 | 244.25 | 19.75 | 13
2033/34 | 244.75 | 19.75 | 11
2033/34 | 245.25 | 19.75 | 10
2033/34 | 245.75 | 19.75 | 13
2033/34 | 246.25 | 19.75 | 8
2033/34 | 246.75 | 19.75 | 8
2033/34 | 247.25 | 19.75 | 7
2033/34 | 247.75 | 19.75 | 14
2033/34 | 248.25 | 19.75 | 7
2033/34 | 248.75 | 19.75 | 11
2033/34 | 249.25 | 19.75 | 8
2033/34 | 249.75 | 19.75 | 12
2033/34 | 250.25 | 19.75 | 3
2033/34 | 250.75 | 19.75 | 5
2033/34 | 251.25 | 19.75 | 8
2033/34 | 251.75 | 19.75 | 11
2033/34 | 252.25 | 19.75 | 10
2033/34 | 252.75 | 19.75 | 8
2033/34 | 253.25 | 19.75 | 12
2033/34 | 253.75 | 19.75 | 8
2033/34 | 254.25 | 19.75 | 9
2033/34 | 254.75 | 19.75 | 11
2033/34 | 255.25 | 19.75 | 8
2033/34 | 255.75 | 19.75 | 4
2033/34 | 256.25 | 19.75 | 6
2033/34 | 256.75 | 19.75 | 9
2033/34 | 257.25 | 19.75 | 11
2033/34 | 257.75 | 19.75 | 7
2033/34 | 258.25 | 19.75 | 10
2033/34 | 258.75 | 19.75 | 5
2033/34 | 259.25 | 19.75 | 4
2033/34 | 259.75 | 19.75 | 8
2033/34 | 260.25 | 19.75 | 10
2033/34 | 260.75 | 19.75 | 7
2033/34 | 261.25 | 19.75 | 8
2033/34 | 261.75 | 19.75 | 17
2033/34 | 262.25 | 19.75 | 6
2033/34 | 262.75 | 19.75 | 4
2033/34 | 263.25 | 19.75 | 7
2033/34 | 263.75 | 19.75 | 6
2033/34 | 264.25 | 19.75 | 8
2033/34 | 264.75 | 19.75 | 6
2033/34 | 265.25 | 19.75 | 8
2033/34 | 265.75 | 19.75 | 4
2033/34 | 266.25 | 19.75 | 6
2033/34 | 266.75 | 19.75 | 3
2033/34 | 267.25 | 19.75 | 5
2033/34 | 267.75 | 19.75 | 3
2033/34 | 268.25 | 19.75 | 8
2033/34 | 268.75 | 19.75 | 8
2033/34 | 269.25 | 19.75 | 4
2033/34 | 269.75 | 19.75 | 3
2033/34 | 270.25 | 19.75 | 6
2033/34 | 270.75 | 19.75 | 4
2033/34 | 271.25 | 19.75 | 7
2033/34 | 271.75 | 19.75 | 6
2033/34 | 272.25 | 19.75 | 4
2033/34 | 272.75 | 19.75 | 7
2033/34 | 273.25 | 19.75 | 5
2033/34 | 273.75 | 19.75 | 3
2033/34 | 274.25 | 19.75 | 6
2033/34 | 274.75 | 19.75 | 8
2033/34 | 275.25 | 19.75 | 8
2033/34 | 275.75 | 19.75 | 11
2033/34 | 276.25 | 19.75 | 4
2033/34 | 276.75 | 19.75 | 5
2033/34 | 277.25 | 19.75 | 9
2033/34 | 277.75 | 19.75 | 2
2033/34 | 278.25 | 19.75 | 6
2033/34 | 278.75 | 19.75 | 6
2033/34 | 279.25 | 19.75 | 6
2033/34 | 279.75 | 19.75 | 4
2033/34 | 280.25 | 19.75 | 10
2033/34 | 280.75 | 19.75 | 6
2033/34 | 281.25 | 19.75 | 4
2033/34 | 281.75 | 19.75 | 6
2033/34 | 282.25 | 19.75 | 2
2033/34 | 282.75 | 19.75 | 8
2033/34 | 283.25 | 19.75 | 4
2033/34 | 283.75 | 19.75 | 8
2033/34 | 284.25 | 19.75 | 1
2033/34 | 284.75 | 19.75 | 3
2033/34 | 285.25 | 19.75 | 5
2033/34 | 285.75 | 19.75 | 2
2033/34 | 286.25 | 19.75 | 5
2033/34 | 286.75 | 19.75 | 2
2033/34 | 287.25 | 19.75 | 5
2033/34 | 287.75 | 19.75 | 1
2033/34 | 288.25 | 19.75 | 4
2033/34 | 288.75 | 19.75 | 4
2033/34 | 289.25 | 19.75 | 6
2033/34 | 289.75 | 19.75 | 1
2033/34 | 290.25 | 19.75 | 2
2033/34 | 290.75 | 19.75 | 2
2033/34 | 291.25 | 19.75 | 3
2033/34 | 291.75 | 19.75 | 2
2033/34 | 292.25 | 19.75 | 1
2033/34 | 292.75 | 19.75 | 6
2033/34 | 293.25 | 19.75 | 4
2033/34 | 293.75 | 19.75 | 5
2033/34 | 294.25 | 19.75 | 4
2033/34 | 294.75 | 19.75 | 1
2033/34 | 295.25 | 19.75 | 2
2033/34 | 295.75 | 19.75 | 4
2033/34 | 296.25 | 19.75 | 2
2033/34 | 296.75 | 19.75 | 2
2033/34 | 297.25 | 19.75 | 3
2033/34 | 297.75 | 19.75 | 1
2033/34 | 298.25 | 19.75 | 4
2033/34 | 299.25 | 19.75 | 5
2033/34 | 300.75 | 19.75 | 2
2033/34 | 301.25 | 19.75 | 1
2033/34 | 301.75 | 19.75 | 1
2033/34 | 302.25 | 19.75 | 2
2033/34 | 302.75 | 19.75 | 3
2033/34 | 303.75 | 19.75 | 2
2033/34 | 304.25 | 19.75 | 3
2033/34 | 304.75 | 19.75 | 1
2033/34 | 305.75 | 19.75 | 2
2033/34 | 306.25 | 19.75 | 2
2033/34 | 306.75 | 19.75 | 1
2033/34 | 307.25 | 19.75 | 2
2033/34 | 307.75 | 19.75 | 1
2033/34 | 308.25 | 19.75 | 1
2033/34 | 308.75 | 19.75 | 1
2033/34 | 309.25 | 19.75 | 1
2033/34 | 309.75 | 19.75 | 4
2033/34 | 310.25 | 19.75 | 1
2033/34 | 310.75 | 19.75 | 2
2033/34 | 311.25 | 19.75 | 2
2033/34 | 311.75 | 19.75 | 1
2033/34 | 312.75 | 19.75 | 1
2033/34 | 313.25 | 19.75 | 1
2033/34 | 314.25 | 19.75 | 2
2033/34 | 314.75 | 19.75 | 2
2033/34 | 315.25 | 19.75 | 1
2033/34 | 315.75 | 19.75 | 1
2033/34 | 316.25 | 19.75 | 1
2033/34 | 317.75 | 19.75 | 1
2033/34 | 318.25 | 19.75 | 1
2033/34 | 318.75 | 19.75 | 2
2033/34 | 319.75 | 19.75 | 1
2033/34 | 320.25 | 19.75 | 1
2033/34 | 321.25 | 19.75 | 1
2033/34 | 321.75 | 19.75 | 1
2033/34 | 324.25 | 19.75 | 1
2033/34 | 325.75 | 19.75 | 2
2033/34 | 326.75 | 19.75 | 2
2033/34 | 329.75 | 19.75 | 1
2033/34 | 331.25 | 19.75 | 1
2033/34 | 335.25 | 19.75 | 1
2033/34 | 344.25 | 19.75 | 1
2033/34 | 352.75 | 19.75 | 1
2033/34 | 29.25 | 20.25 | 1
2033/34 | 30.25 | 20.25 | 4
2033/34 | 30.75 | 20.25 | 1
2033/34 | 31.25 | 20.25 | 1
2033/34 | 31.75 | 20.25 | 1
2033/34 | 32.25 | 20.25 | 2
2033/34 | 33.25 | 20.25 | 2
2033/34 | 33.75 | 20.25 | 3
2033/34 | 34.25 | 20.25 | 3
2033/34 | 35.25 | 20.25 | 1
2033/34 | 35.75 | 20.25 | 1
2033/34 | 36.25 | 20.25 | 1
2033/34 | 36.75 | 20.25 | 1
2033/34 | 37.75 | 20.25 | 4
2033/34 | 38.75 | 20.25 | 2
2033/34 | 39.25 | 20.25 | 4
2033/34 | 39.75 | 20.25 | 2
2033/34 | 40.25 | 20.25 | 5
2033/34 | 40.75 | 20.25 | 5
2033/34 | 41.25 | 20.25 | 1
2033/34 | 41.75 | 20.25 | 3
2033/34 | 42.25 | 20.25 | 2
2033/34 | 42.75 | 20.25 | 4
2033/34 | 43.25 | 20.25 | 3
2033/34 | 43.75 | 20.25 | 2
2033/34 | 44.25 | 20.25 | 1
2033/34 | 44.75 | 20.25 | 4
2033/34 | 45.25 | 20.25 | 4
2033/34 | 45.75 | 20.25 | 1
2033/34 | 46.25 | 20.25 | 2
2033/34 | 46.75 | 20.25 | 2
2033/34 | 47.25 | 20.25 | 4
2033/34 | 47.75 | 20.25 | 2
2033/34 | 48.25 | 20.25 | 3
2033/34 | 48.75 | 20.25 | 4
2033/34 | 49.25 | 20.25 | 4
2033/34 | 49.75 | 20.25 | 3
2033/34 | 50.25 | 20.25 | 5
2033/34 | 50.75 | 20.25 | 4
2033/34 | 51.25 | 20.25 | 5
2033/34 | 51.75 | 20.25 | 4
2033/34 | 52.25 | 20.25 | 5
2033/34 | 52.75 | 20.25 | 6
2033/34 | 53.25 | 20.25 | 8
2033/34 | 53.75 | 20.25 | 13
2033/34 | 54.25 | 20.25 | 10
2033/34 | 54.75 | 20.25 | 7
2033/34 | 55.25 | 20.25 | 13
2033/34 | 55.75 | 20.25 | 6
2033/34 | 56.25 | 20.25 | 4
2033/34 | 56.75 | 20.25 | 8
2033/34 | 57.25 | 20.25 | 9
2033/34 | 57.75 | 20.25 | 16
2033/34 | 58.25 | 20.25 | 10
2033/34 | 58.75 | 20.25 | 16
2033/34 | 59.25 | 20.25 | 12
2033/34 | 59.75 | 20.25 | 15
2033/34 | 60.25 | 20.25 | 7
2033/34 | 60.75 | 20.25 | 14
2033/34 | 61.25 | 20.25 | 13
2033/34 | 61.75 | 20.25 | 12
2033/34 | 62.25 | 20.25 | 16
2033/34 | 62.75 | 20.25 | 12
2033/34 | 63.25 | 20.25 | 9
2033/34 | 63.75 | 20.25 | 21
2033/34 | 64.25 | 20.25 | 10
2033/34 | 64.75 | 20.25 | 10
2033/34 | 65.25 | 20.25 | 10
2033/34 | 65.75 | 20.25 | 16
2033/34 | 66.25 | 20.25 | 17
2033/34 | 66.75 | 20.25 | 14
2033/34 | 67.25 | 20.25 | 18
2033/34 | 67.75 | 20.25 | 16
2033/34 | 68.25 | 20.25 | 15
2033/34 | 68.75 | 20.25 | 16
2033/34 | 69.25 | 20.25 | 20
2033/34 | 69.75 | 20.25 | 13
2033/34 | 70.25 | 20.25 | 19
2033/34 | 70.75 | 20.25 | 31
2033/34 | 71.25 | 20.25 | 16
2033/34 | 71.75 | 20.25 | 26
2033/34 | 72.25 | 20.25 | 16
2033/34 | 72.75 | 20.25 | 21
2033/34 | 73.25 | 20.25 | 24
2033/34 | 73.75 | 20.25 | 18
2033/34 | 74.25 | 20.25 | 23
2033/34 | 74.75 | 20.25 | 34
2033/34 | 75.25 | 20.25 | 20
2033/34 | 75.75 | 20.25 | 28
2033/34 | 76.25 | 20.25 | 20
2033/34 | 76.75 | 20.25 | 41
2033/34 | 77.25 | 20.25 | 27
2033/34 | 77.75 | 20.25 | 21
2033/34 | 78.25 | 20.25 | 40
2033/34 | 78.75 | 20.25 | 33
2033/34 | 79.25 | 20.25 | 31
2033/34 | 79.75 | 20.25 | 36
2033/34 | 80.25 | 20.25 | 37
2033/34 | 80.75 | 20.25 | 30
2033/34 | 81.25 | 20.25 | 36
2033/34 | 81.75 | 20.25 | 29
2033/34 | 82.25 | 20.25 | 22
2033/34 | 82.75 | 20.25 | 31
2033/34 | 83.25 | 20.25 | 32
2033/34 | 83.75 | 20.25 | 36
2033/34 | 84.25 | 20.25 | 36
2033/34 | 84.75 | 20.25 | 42
2033/34 | 85.25 | 20.25 | 39
2033/34 | 85.75 | 20.25 | 33
2033/34 | 86.25 | 20.25 | 29
2033/34 | 86.75 | 20.25 | 37
2033/34 | 87.25 | 20.25 | 24
2033/34 | 87.75 | 20.25 | 34
2033/34 | 88.25 | 20.25 | 36
2033/34 | 88.75 | 20.25 | 35
2033/34 | 89.25 | 20.25 | 39
2033/34 | 89.75 | 20.25 | 45
2033/34 | 90.25 | 20.25 | 32
2033/34 | 90.75 | 20.25 | 30
2033/34 | 91.25 | 20.25 | 40
2033/34 | 91.75 | 20.25 | 41
2033/34 | 92.25 | 20.25 | 30
2033/34 | 92.75 | 20.25 | 33
2033/34 | 93.25 | 20.25 | 42
2033/34 | 93.75 | 20.25 | 31
2033/34 | 94.25 | 20.25 | 45
2033/34 | 94.75 | 20.25 | 43
2033/34 | 95.25 | 20.25 | 48
2033/34 | 95.75 | 20.25 | 42
2033/34 | 96.25 | 20.25 | 38
2033/34 | 96.75 | 20.25 | 41
2033/34 | 97.25 | 20.25 | 45
2033/34 | 97.75 | 20.25 | 43
2033/34 | 98.25 | 20.25 | 39
2033/34 | 98.75 | 20.25 | 39
2033/34 | 99.25 | 20.25 | 52
2033/34 | 99.75 | 20.25 | 51
2033/34 | 100.25 | 20.25 | 47
2033/34 | 100.75 | 20.25 | 44
2033/34 | 101.25 | 20.25 | 50
2033/34 | 101.75 | 20.25 | 55
2033/34 | 102.25 | 20.25 | 45
2033/34 | 102.75 | 20.25 | 49
2033/34 | 103.25 | 20.25 | 36
2033/34 | 103.75 | 20.25 | 56
2033/34 | 104.25 | 20.25 | 37
2033/34 | 104.75 | 20.25 | 48
2033/34 | 105.25 | 20.25 | 40
2033/34 | 105.75 | 20.25 | 41
2033/34 | 106.25 | 20.25 | 50
2033/34 | 106.75 | 20.25 | 59
2033/34 | 107.25 | 20.25 | 57
2033/34 | 107.75 | 20.25 | 43
2033/34 | 108.25 | 20.25 | 46
2033/34 | 108.75 | 20.25 | 51
2033/34 | 109.25 | 20.25 | 51
2033/34 | 109.75 | 20.25 | 51
2033/34 | 110.25 | 20.25 | 62
2033/34 | 110.75 | 20.25 | 44
2033/34 | 111.25 | 20.25 | 67
2033/34 | 111.75 | 20.25 | 57
2033/34 | 112.25 | 20.25 | 52
2033/34 | 112.75 | 20.25 | 50
2033/34 | 113.25 | 20.25 | 53
2033/34 | 113.75 | 20.25 | 50
2033/34 | 114.25 | 20.25 | 48
2033/34 | 114.75 | 20.25 | 51
2033/34 | 115.25 | 20.25 | 51
2033/34 | 115.75 | 20.25 | 43
2033/34 | 116.25 | 20.25 | 52
2033/34 | 116.75 | 20.25 | 59
2033/34 | 117.25 | 20.25 | 44
2033/34 | 117.75 | 20.25 | 68
2033/34 | 118.25 | 20.25 | 60
2033/34 | 118.75 | 20.25 | 55
2033/34 | 119.25 | 20.25 | 55
2033/34 | 119.75 | 20.25 | 65
2033/34 | 120.25 | 20.25 | 58
2033/34 | 120.75 | 20.25 | 66
2033/34 | 121.25 | 20.25 | 68
2033/34 | 121.75 | 20.25 | 50
2033/34 | 122.25 | 20.25 | 62
2033/34 | 122.75 | 20.25 | 48
2033/34 | 123.25 | 20.25 | 44
2033/34 | 123.75 | 20.25 | 64
2033/34 | 124.25 | 20.25 | 65
2033/34 | 124.75 | 20.25 | 57
2033/34 | 125.25 | 20.25 | 53
2033/34 | 125.75 | 20.25 | 53
2033/34 | 126.25 | 20.25 | 75
2033/34 | 126.75 | 20.25 | 65
2033/34 | 127.25 | 20.25 | 71
2033/34 | 127.75 | 20.25 | 53
2033/34 | 128.25 | 20.25 | 56
2033/34 | 128.75 | 20.25 | 59
2033/34 | 129.25 | 20.25 | 58
2033/34 | 129.75 | 20.25 | 65
2033/34 | 130.25 | 20.25 | 60
2033/34 | 130.75 | 20.25 | 58
2033/34 | 131.25 | 20.25 | 55
2033/34 | 131.75 | 20.25 | 49
2033/34 | 132.25 | 20.25 | 35
2033/34 | 132.75 | 20.25 | 65
2033/34 | 133.25 | 20.25 | 49
2033/34 | 133.75 | 20.25 | 61
2033/34 | 134.25 | 20.25 | 49
2033/34 | 134.75 | 20.25 | 56
2033/34 | 135.25 | 20.25 | 59
2033/34 | 135.75 | 20.25 | 60
2033/34 | 136.25 | 20.25 | 52
2033/34 | 136.75 | 20.25 | 57
2033/34 | 137.25 | 20.25 | 48
2033/34 | 137.75 | 20.25 | 41
2033/34 | 138.25 | 20.25 | 66
2033/34 | 138.75 | 20.25 | 50
2033/34 | 139.25 | 20.25 | 53
2033/34 | 139.75 | 20.25 | 62
2033/34 | 140.25 | 20.25 | 55
2033/34 | 140.75 | 20.25 | 53
2033/34 | 141.25 | 20.25 | 57
2033/34 | 141.75 | 20.25 | 67
2033/34 | 142.25 | 20.25 | 59
2033/34 | 142.75 | 20.25 | 57
2033/34 | 143.25 | 20.25 | 50
2033/34 | 143.75 | 20.25 | 72
2033/34 | 144.25 | 20.25 | 69
2033/34 | 144.75 | 20.25 | 63
2033/34 | 145.25 | 20.25 | 54
2033/34 | 145.75 | 20.25 | 54
2033/34 | 146.25 | 20.25 | 60
2033/34 | 146.75 | 20.25 | 45
2033/34 | 147.25 | 20.25 | 58
2033/34 | 147.75 | 20.25 | 63
2033/34 | 148.25 | 20.25 | 71
2033/34 | 148.75 | 20.25 | 54
2033/34 | 149.25 | 20.25 | 49
2033/34 | 149.75 | 20.25 | 44
2033/34 | 150.25 | 20.25 | 56
2033/34 | 150.75 | 20.25 | 42
2033/34 | 151.25 | 20.25 | 51
2033/34 | 151.75 | 20.25 | 48
2033/34 | 152.25 | 20.25 | 56
2033/34 | 152.75 | 20.25 | 51
2033/34 | 153.25 | 20.25 | 53
2033/34 | 153.75 | 20.25 | 49
2033/34 | 154.25 | 20.25 | 54
2033/34 | 154.75 | 20.25 | 49
2033/34 | 155.25 | 20.25 | 51
2033/34 | 155.75 | 20.25 | 46
2033/34 | 156.25 | 20.25 | 53
2033/34 | 156.75 | 20.25 | 44
2033/34 | 157.25 | 20.25 | 40
2033/34 | 157.75 | 20.25 | 51
2033/34 | 158.25 | 20.25 | 33
2033/34 | 158.75 | 20.25 | 47
2033/34 | 159.25 | 20.25 | 47
2033/34 | 159.75 | 20.25 | 48
2033/34 | 160.25 | 20.25 | 47
2033/34 | 160.75 | 20.25 | 48
2033/34 | 161.25 | 20.25 | 49
2033/34 | 161.75 | 20.25 | 40
2033/34 | 162.25 | 20.25 | 40
2033/34 | 162.75 | 20.25 | 41
2033/34 | 163.25 | 20.25 | 49
2033/34 | 163.75 | 20.25 | 48
2033/34 | 164.25 | 20.25 | 34
2033/34 | 164.75 | 20.25 | 42
2033/34 | 165.25 | 20.25 | 39
2033/34 | 165.75 | 20.25 | 51
2033/34 | 166.25 | 20.25 | 37
2033/34 | 166.75 | 20.25 | 47
2033/34 | 167.25 | 20.25 | 47
2033/34 | 167.75 | 20.25 | 54
2033/34 | 168.25 | 20.25 | 46
2033/34 | 168.75 | 20.25 | 49
2033/34 | 169.25 | 20.25 | 45
2033/34 | 169.75 | 20.25 | 49
2033/34 | 170.25 | 20.25 | 43
2033/34 | 170.75 | 20.25 | 42
2033/34 | 171.25 | 20.25 | 49
2033/34 | 171.75 | 20.25 | 47
2033/34 | 172.25 | 20.25 | 46
2033/34 | 172.75 | 20.25 | 44
2033/34 | 173.25 | 20.25 | 30
2033/34 | 173.75 | 20.25 | 42
2033/34 | 174.25 | 20.25 | 50
2033/34 | 174.75 | 20.25 | 32
2033/34 | 175.25 | 20.25 | 37
2033/34 | 175.75 | 20.25 | 40
2033/34 | 176.25 | 20.25 | 32
2033/34 | 176.75 | 20.25 | 35
2033/34 | 177.25 | 20.25 | 30
2033/34 | 177.75 | 20.25 | 38
2033/34 | 178.25 | 20.25 | 38
2033/34 | 178.75 | 20.25 | 38
2033/34 | 179.25 | 20.25 | 35
2033/34 | 179.75 | 20.25 | 35
2033/34 | 180.25 | 20.25 | 28
2033/34 | 180.75 | 20.25 | 35
2033/34 | 181.25 | 20.25 | 26
2033/34 | 181.75 | 20.25 | 38
2033/34 | 182.25 | 20.25 | 31
2033/34 | 182.75 | 20.25 | 30
2033/34 | 183.25 | 20.25 | 36
2033/34 | 183.75 | 20.25 | 34
2033/34 | 184.25 | 20.25 | 31
2033/34 | 184.75 | 20.25 | 35
2033/34 | 185.25 | 20.25 | 32
2033/34 | 185.75 | 20.25 | 25
2033/34 | 186.25 | 20.25 | 25
2033/34 | 186.75 | 20.25 | 20
2033/34 | 187.25 | 20.25 | 24
2033/34 | 187.75 | 20.25 | 32
2033/34 | 188.25 | 20.25 | 21
2033/34 | 188.75 | 20.25 | 37
2033/34 | 189.25 | 20.25 | 27
2033/34 | 189.75 | 20.25 | 37
2033/34 | 190.25 | 20.25 | 23
2033/34 | 190.75 | 20.25 | 26
2033/34 | 191.25 | 20.25 | 30
2033/34 | 191.75 | 20.25 | 29
2033/34 | 192.25 | 20.25 | 24
2033/34 | 192.75 | 20.25 | 36
2033/34 | 193.25 | 20.25 | 30
2033/34 | 193.75 | 20.25 | 27
2033/34 | 194.25 | 20.25 | 31
2033/34 | 194.75 | 20.25 | 19
2033/34 | 195.25 | 20.25 | 29
2033/34 | 195.75 | 20.25 | 20
2033/34 | 196.25 | 20.25 | 19
2033/34 | 196.75 | 20.25 | 33
2033/34 | 197.25 | 20.25 | 20
2033/34 | 197.75 | 20.25 | 24
2033/34 | 198.25 | 20.25 | 22
2033/34 | 198.75 | 20.25 | 28
2033/34 | 199.25 | 20.25 | 22
2033/34 | 199.75 | 20.25 | 21
2033/34 | 200.25 | 20.25 | 18
2033/34 | 200.75 | 20.25 | 19
2033/34 | 201.25 | 20.25 | 30
2033/34 | 201.75 | 20.25 | 24
2033/34 | 202.25 | 20.25 | 23
2033/34 | 202.75 | 20.25 | 18
2033/34 | 203.25 | 20.25 | 19
2033/34 | 203.75 | 20.25 | 28
2033/34 | 204.25 | 20.25 | 19
2033/34 | 204.75 | 20.25 | 27
2033/34 | 205.25 | 20.25 | 24
2033/34 | 205.75 | 20.25 | 23
2033/34 | 206.25 | 20.25 | 18
2033/34 | 206.75 | 20.25 | 19
2033/34 | 207.25 | 20.25 | 19
2033/34 | 207.75 | 20.25 | 23
2033/34 | 208.25 | 20.25 | 16
2033/34 | 208.75 | 20.25 | 22
2033/34 | 209.25 | 20.25 | 12
2033/34 | 209.75 | 20.25 | 17
2033/34 | 210.25 | 20.25 | 18
2033/34 | 210.75 | 20.25 | 24
2033/34 | 211.25 | 20.25 | 18
2033/34 | 211.75 | 20.25 | 25
2033/34 | 212.25 | 20.25 | 15
2033/34 | 212.75 | 20.25 | 16
2033/34 | 213.25 | 20.25 | 17
2033/34 | 213.75 | 20.25 | 17
2033/34 | 214.25 | 20.25 | 17
2033/34 | 214.75 | 20.25 | 12
2033/34 | 215.25 | 20.25 | 19
2033/34 | 215.75 | 20.25 | 14
2033/34 | 216.25 | 20.25 | 16
2033/34 | 216.75 | 20.25 | 14
2033/34 | 217.25 | 20.25 | 13
2033/34 | 217.75 | 20.25 | 16
2033/34 | 218.25 | 20.25 | 18
2033/34 | 218.75 | 20.25 | 12
2033/34 | 219.25 | 20.25 | 28
2033/34 | 219.75 | 20.25 | 13
2033/34 | 220.25 | 20.25 | 14
2033/34 | 220.75 | 20.25 | 11
2033/34 | 221.25 | 20.25 | 12
2033/34 | 221.75 | 20.25 | 18
2033/34 | 222.25 | 20.25 | 14
2033/34 | 222.75 | 20.25 | 14
2033/34 | 223.25 | 20.25 | 12
2033/34 | 223.75 | 20.25 | 9
2033/34 | 224.25 | 20.25 | 13
2033/34 | 224.75 | 20.25 | 12
2033/34 | 225.25 | 20.25 | 14
2033/34 | 225.75 | 20.25 | 13
2033/34 | 226.25 | 20.25 | 17
2033/34 | 226.75 | 20.25 | 16
2033/34 | 227.25 | 20.25 | 14
2033/34 | 227.75 | 20.25 | 13
2033/34 | 228.25 | 20.25 | 11
2033/34 | 228.75 | 20.25 | 10
2033/34 | 229.25 | 20.25 | 10
2033/34 | 229.75 | 20.25 | 11
2033/34 | 230.25 | 20.25 | 5
2033/34 | 230.75 | 20.25 | 12
2033/34 | 231.25 | 20.25 | 20
2033/34 | 231.75 | 20.25 | 6
2033/34 | 232.25 | 20.25 | 11
2033/34 | 232.75 | 20.25 | 11
2033/34 | 233.25 | 20.25 | 15
2033/34 | 233.75 | 20.25 | 11
2033/34 | 234.25 | 20.25 | 7
2033/34 | 234.75 | 20.25 | 8
2033/34 | 235.25 | 20.25 | 13
2033/34 | 235.75 | 20.25 | 10
2033/34 | 236.25 | 20.25 | 8
2033/34 | 236.75 | 20.25 | 15
2033/34 | 237.25 | 20.25 | 8
2033/34 | 237.75 | 20.25 | 14
2033/34 | 238.25 | 20.25 | 10
2033/34 | 238.75 | 20.25 | 5
2033/34 | 239.25 | 20.25 | 14
2033/34 | 239.75 | 20.25 | 9
2033/34 | 240.25 | 20.25 | 11
2033/34 | 240.75 | 20.25 | 7
2033/34 | 241.25 | 20.25 | 10
2033/34 | 241.75 | 20.25 | 10
2033/34 | 242.25 | 20.25 | 11
2033/34 | 242.75 | 20.25 | 6
2033/34 | 243.25 | 20.25 | 13
2033/34 | 243.75 | 20.25 | 11
2033/34 | 244.25 | 20.25 | 8
2033/34 | 244.75 | 20.25 | 10
2033/34 | 245.25 | 20.25 | 18
2033/34 | 245.75 | 20.25 | 15
2033/34 | 246.25 | 20.25 | 7
2033/34 | 246.75 | 20.25 | 9
2033/34 | 247.25 | 20.25 | 13
2033/34 | 247.75 | 20.25 | 9
2033/34 | 248.25 | 20.25 | 6
2033/34 | 248.75 | 20.25 | 6
2033/34 | 249.25 | 20.25 | 12
2033/34 | 249.75 | 20.25 | 16
2033/34 | 250.25 | 20.25 | 14
2033/34 | 250.75 | 20.25 | 6
2033/34 | 251.25 | 20.25 | 9
2033/34 | 251.75 | 20.25 | 15
2033/34 | 252.25 | 20.25 | 4
2033/34 | 252.75 | 20.25 | 6
2033/34 | 253.25 | 20.25 | 7
2033/34 | 253.75 | 20.25 | 11
2033/34 | 254.25 | 20.25 | 5
2033/34 | 254.75 | 20.25 | 8
2033/34 | 255.25 | 20.25 | 8
2033/34 | 255.75 | 20.25 | 8
2033/34 | 256.25 | 20.25 | 5
2033/34 | 256.75 | 20.25 | 10
2033/34 | 257.25 | 20.25 | 4
2033/34 | 257.75 | 20.25 | 5
2033/34 | 258.25 | 20.25 | 8
2033/34 | 258.75 | 20.25 | 6
2033/34 | 259.25 | 20.25 | 3
2033/34 | 259.75 | 20.25 | 9
2033/34 | 260.25 | 20.25 | 7
2033/34 | 260.75 | 20.25 | 12
2033/34 | 261.25 | 20.25 | 5
2033/34 | 261.75 | 20.25 | 7
2033/34 | 262.25 | 20.25 | 5
2033/34 | 262.75 | 20.25 | 5
2033/34 | 263.25 | 20.25 | 6
2033/34 | 263.75 | 20.25 | 6
2033/34 | 264.25 | 20.25 | 12
2033/34 | 264.75 | 20.25 | 6
2033/34 | 265.25 | 20.25 | 6
2033/34 | 265.75 | 20.25 | 10
2033/34 | 266.25 | 20.25 | 6
2033/34 | 266.75 | 20.25 | 5
2033/34 | 267.25 | 20.25 | 4
2033/34 | 267.75 | 20.25 | 1
2033/34 | 268.25 | 20.25 | 10
2033/34 | 268.75 | 20.25 | 6
2033/34 | 269.25 | 20.25 | 9
2033/34 | 269.75 | 20.25 | 6
2033/34 | 270.25 | 20.25 | 7
2033/34 | 270.75 | 20.25 | 8
2033/34 | 271.25 | 20.25 | 5
2033/34 | 271.75 | 20.25 | 9
2033/34 | 272.25 | 20.25 | 4
2033/34 | 272.75 | 20.25 | 5
2033/34 | 273.25 | 20.25 | 4
2033/34 | 273.75 | 20.25 | 4
2033/34 | 274.25 | 20.25 | 9
2033/34 | 274.75 | 20.25 | 5
2033/34 | 275.25 | 20.25 | 11
2033/34 | 275.75 | 20.25 | 8
2033/34 | 276.25 | 20.25 | 6
2033/34 | 276.75 | 20.25 | 8
2033/34 | 277.25 | 20.25 | 8
2033/34 | 277.75 | 20.25 | 8
2033/34 | 278.25 | 20.25 | 2
2033/34 | 278.75 | 20.25 | 7
2033/34 | 279.25 | 20.25 | 9
2033/34 | 279.75 | 20.25 | 4
2033/34 | 280.25 | 20.25 | 4
2033/34 | 280.75 | 20.25 | 6
2033/34 | 281.25 | 20.25 | 2
2033/34 | 281.75 | 20.25 | 1
2033/34 | 282.25 | 20.25 | 6
2033/34 | 282.75 | 20.25 | 3
2033/34 | 283.25 | 20.25 | 3
2033/34 | 283.75 | 20.25 | 2
2033/34 | 284.25 | 20.25 | 9
2033/34 | 284.75 | 20.25 | 5
2033/34 | 285.25 | 20.25 | 4
2033/34 | 285.75 | 20.25 | 5
2033/34 | 286.25 | 20.25 | 5
2033/34 | 286.75 | 20.25 | 1
2033/34 | 287.25 | 20.25 | 3
2033/34 | 287.75 | 20.25 | 4
2033/34 | 288.25 | 20.25 | 2
2033/34 | 288.75 | 20.25 | 3
2033/34 | 289.25 | 20.25 | 5
2033/34 | 289.75 | 20.25 | 1
2033/34 | 290.25 | 20.25 | 3
2033/34 | 290.75 | 20.25 | 3
2033/34 | 291.75 | 20.25 | 5
2033/34 | 292.25 | 20.25 | 1
2033/34 | 292.75 | 20.25 | 5
2033/34 | 293.25 | 20.25 | 2
2033/34 | 293.75 | 20.25 | 4
2033/34 | 294.25 | 20.25 | 2
2033/34 | 294.75 | 20.25 | 2
2033/34 | 295.25 | 20.25 | 3
2033/34 | 295.75 | 20.25 | 3
2033/34 | 296.25 | 20.25 | 3
2033/34 | 296.75 | 20.25 | 1
2033/34 | 297.25 | 20.25 | 3
2033/34 | 297.75 | 20.25 | 4
2033/34 | 298.25 | 20.25 | 1
2033/34 | 298.75 | 20.25 | 1
2033/34 | 299.25 | 20.25 | 4
2033/34 | 299.75 | 20.25 | 4
2033/34 | 300.75 | 20.25 | 2
2033/34 | 301.25 | 20.25 | 1
2033/34 | 301.75 | 20.25 | 1
2033/34 | 302.25 | 20.25 | 3
2033/34 | 302.75 | 20.25 | 3
2033/34 | 303.25 | 20.25 | 3
2033/34 | 304.25 | 20.25 | 2
2033/34 | 304.75 | 20.25 | 1
2033/34 | 305.75 | 20.25 | 2
2033/34 | 306.75 | 20.25 | 1
2033/34 | 307.25 | 20.25 | 1
2033/34 | 307.75 | 20.25 | 2
2033/34 | 308.25 | 20.25 | 2
2033/34 | 308.75 | 20.25 | 1
2033/34 | 309.25 | 20.25 | 2
2033/34 | 309.75 | 20.25 | 2
2033/34 | 310.25 | 20.25 | 3
2033/34 | 310.75 | 20.25 | 1
2033/34 | 311.75 | 20.25 | 3
2033/34 | 312.25 | 20.25 | 1
2033/34 | 312.75 | 20.25 | 1
2033/34 | 313.25 | 20.25 | 1
2033/34 | 313.75 | 20.25 | 1
2033/34 | 314.25 | 20.25 | 1
2033/34 | 315.75 | 20.25 | 2
2033/34 | 316.25 | 20.25 | 2
2033/34 | 317.25 | 20.25 | 2
2033/34 | 317.75 | 20.25 | 1
2033/34 | 319.25 | 20.25 | 2
2033/34 | 319.75 | 20.25 | 1
2033/34 | 323.25 | 20.25 | 1
2033/34 | 327.25 | 20.25 | 1
2033/34 | 330.75 | 20.25 | 3
2033/34 | 334.75 | 20.25 | 1
2033/34 | 336.75 | 20.25 | 1
2033/34 | 338.75 | 20.25 | 1
2033/34 | 339.75 | 20.25 | 1
2033/34 | 353.75 | 20.25 | 1
2033/34 | 355.75 | 20.25 | 1
2033/34 | 361.25 | 20.25 | 1
2033/34 | 30.25 | 20.75 | 1
2033/34 | 30.75 | 20.75 | 5
2033/34 | 31.25 | 20.75 | 2
2033/34 | 31.75 | 20.75 | 4
2033/34 | 32.25 | 20.75 | 2
2033/34 | 33.25 | 20.75 | 2
2033/34 | 33.75 | 20.75 | 1
2033/34 | 34.25 | 20.75 | 1
2033/34 | 34.75 | 20.75 | 1
2033/34 | 35.25 | 20.75 | 3
2033/34 | 36.25 | 20.75 | 1
2033/34 | 36.75 | 20.75 | 1
2033/34 | 37.75 | 20.75 | 1
2033/34 | 38.25 | 20.75 | 2
2033/34 | 38.75 | 20.75 | 3
2033/34 | 39.25 | 20.75 | 1
2033/34 | 39.75 | 20.75 | 2
2033/34 | 40.25 | 20.75 | 3
2033/34 | 41.25 | 20.75 | 1
2033/34 | 41.75 | 20.75 | 1
2033/34 | 42.25 | 20.75 | 1
2033/34 | 42.75 | 20.75 | 3
2033/34 | 43.25 | 20.75 | 1
2033/34 | 43.75 | 20.75 | 5
2033/34 | 44.75 | 20.75 | 1
2033/34 | 45.25 | 20.75 | 1
2033/34 | 45.75 | 20.75 | 4
2033/34 | 46.25 | 20.75 | 3
2033/34 | 46.75 | 20.75 | 3
2033/34 | 47.25 | 20.75 | 5
2033/34 | 47.75 | 20.75 | 5
2033/34 | 48.25 | 20.75 | 7
2033/34 | 48.75 | 20.75 | 2
2033/34 | 49.25 | 20.75 | 3
2033/34 | 49.75 | 20.75 | 3
2033/34 | 50.25 | 20.75 | 4
2033/34 | 50.75 | 20.75 | 6
2033/34 | 51.25 | 20.75 | 4
2033/34 | 51.75 | 20.75 | 5
2033/34 | 52.25 | 20.75 | 6
2033/34 | 52.75 | 20.75 | 9
2033/34 | 53.25 | 20.75 | 6
2033/34 | 53.75 | 20.75 | 8
2033/34 | 54.25 | 20.75 | 7
2033/34 | 54.75 | 20.75 | 9
2033/34 | 55.25 | 20.75 | 6
2033/34 | 55.75 | 20.75 | 7
2033/34 | 56.25 | 20.75 | 7
2033/34 | 56.75 | 20.75 | 5
2033/34 | 57.25 | 20.75 | 6
2033/34 | 57.75 | 20.75 | 5
2033/34 | 58.25 | 20.75 | 14
2033/34 | 58.75 | 20.75 | 13
2033/34 | 59.25 | 20.75 | 9
2033/34 | 59.75 | 20.75 | 8
2033/34 | 60.25 | 20.75 | 13
2033/34 | 60.75 | 20.75 | 11
2033/34 | 61.25 | 20.75 | 4
2033/34 | 61.75 | 20.75 | 10
2033/34 | 62.25 | 20.75 | 15
2033/34 | 62.75 | 20.75 | 16
2033/34 | 63.25 | 20.75 | 10
2033/34 | 63.75 | 20.75 | 7
2033/34 | 64.25 | 20.75 | 13
2033/34 | 64.75 | 20.75 | 15
2033/34 | 65.25 | 20.75 | 10
2033/34 | 65.75 | 20.75 | 13
2033/34 | 66.25 | 20.75 | 9
2033/34 | 66.75 | 20.75 | 12
2033/34 | 67.25 | 20.75 | 14
2033/34 | 67.75 | 20.75 | 14
2033/34 | 68.25 | 20.75 | 11
2033/34 | 68.75 | 20.75 | 13
2033/34 | 69.25 | 20.75 | 17
2033/34 | 69.75 | 20.75 | 11
2033/34 | 70.25 | 20.75 | 13
2033/34 | 70.75 | 20.75 | 18
2033/34 | 71.25 | 20.75 | 19
2033/34 | 71.75 | 20.75 | 19
2033/34 | 72.25 | 20.75 | 21
2033/34 | 72.75 | 20.75 | 20
2033/34 | 73.25 | 20.75 | 23
2033/34 | 73.75 | 20.75 | 20
2033/34 | 74.25 | 20.75 | 22
2033/34 | 74.75 | 20.75 | 27
2033/34 | 75.25 | 20.75 | 30
2033/34 | 75.75 | 20.75 | 17
2033/34 | 76.25 | 20.75 | 25
2033/34 | 76.75 | 20.75 | 26
2033/34 | 77.25 | 20.75 | 25
2033/34 | 77.75 | 20.75 | 31
2033/34 | 78.25 | 20.75 | 19
2033/34 | 78.75 | 20.75 | 30
2033/34 | 79.25 | 20.75 | 25
2033/34 | 79.75 | 20.75 | 19
2033/34 | 80.25 | 20.75 | 26
2033/34 | 80.75 | 20.75 | 34
2033/34 | 81.25 | 20.75 | 26
2033/34 | 81.75 | 20.75 | 34
2033/34 | 82.25 | 20.75 | 29
2033/34 | 82.75 | 20.75 | 31
2033/34 | 83.25 | 20.75 | 34
2033/34 | 83.75 | 20.75 | 37
2033/34 | 84.25 | 20.75 | 33
2033/34 | 84.75 | 20.75 | 26
2033/34 | 85.25 | 20.75 | 26
2033/34 | 85.75 | 20.75 | 30
2033/34 | 86.25 | 20.75 | 29
2033/34 | 86.75 | 20.75 | 32
2033/34 | 87.25 | 20.75 | 38
2033/34 | 87.75 | 20.75 | 33
2033/34 | 88.25 | 20.75 | 40
2033/34 | 88.75 | 20.75 | 37
2033/34 | 89.25 | 20.75 | 38
2033/34 | 89.75 | 20.75 | 36
2033/34 | 90.25 | 20.75 | 28
2033/34 | 90.75 | 20.75 | 39
2033/34 | 91.25 | 20.75 | 44
2033/34 | 91.75 | 20.75 | 43
2033/34 | 92.25 | 20.75 | 49
2033/34 | 92.75 | 20.75 | 40
2033/34 | 93.25 | 20.75 | 39
2033/34 | 93.75 | 20.75 | 37
2033/34 | 94.25 | 20.75 | 38
2033/34 | 94.75 | 20.75 | 37
2033/34 | 95.25 | 20.75 | 38
2033/34 | 95.75 | 20.75 | 33
2033/34 | 96.25 | 20.75 | 30
2033/34 | 96.75 | 20.75 | 44
2033/34 | 97.25 | 20.75 | 52
2033/34 | 97.75 | 20.75 | 36
2033/34 | 98.25 | 20.75 | 31
2033/34 | 98.75 | 20.75 | 41
2033/34 | 99.25 | 20.75 | 41
2033/34 | 99.75 | 20.75 | 48
2033/34 | 100.25 | 20.75 | 35
2033/34 | 100.75 | 20.75 | 37
2033/34 | 101.25 | 20.75 | 44
2033/34 | 101.75 | 20.75 | 48
2033/34 | 102.25 | 20.75 | 57
2033/34 | 102.75 | 20.75 | 40
2033/34 | 103.25 | 20.75 | 45
2033/34 | 103.75 | 20.75 | 42
2033/34 | 104.25 | 20.75 | 44
2033/34 | 104.75 | 20.75 | 46
2033/34 | 105.25 | 20.75 | 44
2033/34 | 105.75 | 20.75 | 55
2033/34 | 106.25 | 20.75 | 38
2033/34 | 106.75 | 20.75 | 46
2033/34 | 107.25 | 20.75 | 47
2033/34 | 107.75 | 20.75 | 43
2033/34 | 108.25 | 20.75 | 37
2033/34 | 108.75 | 20.75 | 62
2033/34 | 109.25 | 20.75 | 53
2033/34 | 109.75 | 20.75 | 60
2033/34 | 110.25 | 20.75 | 51
2033/34 | 110.75 | 20.75 | 46
2033/34 | 111.25 | 20.75 | 60
2033/34 | 111.75 | 20.75 | 57
2033/34 | 112.25 | 20.75 | 50
2033/34 | 112.75 | 20.75 | 59
2033/34 | 113.25 | 20.75 | 50
2033/34 | 113.75 | 20.75 | 52
2033/34 | 114.25 | 20.75 | 62
2033/34 | 114.75 | 20.75 | 45
2033/34 | 115.25 | 20.75 | 51
2033/34 | 115.75 | 20.75 | 56
2033/34 | 116.25 | 20.75 | 48
2033/34 | 116.75 | 20.75 | 58
2033/34 | 117.25 | 20.75 | 53
2033/34 | 117.75 | 20.75 | 50
2033/34 | 118.25 | 20.75 | 54
2033/34 | 118.75 | 20.75 | 44
2033/34 | 119.25 | 20.75 | 55
2033/34 | 119.75 | 20.75 | 56
2033/34 | 120.25 | 20.75 | 51
2033/34 | 120.75 | 20.75 | 72
2033/34 | 121.25 | 20.75 | 58
2033/34 | 121.75 | 20.75 | 63
2033/34 | 122.25 | 20.75 | 51
2033/34 | 122.75 | 20.75 | 52
2033/34 | 123.25 | 20.75 | 50
2033/34 | 123.75 | 20.75 | 61
2033/34 | 124.25 | 20.75 | 63
2033/34 | 124.75 | 20.75 | 51
2033/34 | 125.25 | 20.75 | 64
2033/34 | 125.75 | 20.75 | 50
2033/34 | 126.25 | 20.75 | 50
2033/34 | 126.75 | 20.75 | 44
2033/34 | 127.25 | 20.75 | 72
2033/34 | 127.75 | 20.75 | 53
2033/34 | 128.25 | 20.75 | 61
2033/34 | 128.75 | 20.75 | 50
2033/34 | 129.25 | 20.75 | 72
2033/34 | 129.75 | 20.75 | 56
2033/34 | 130.25 | 20.75 | 54
2033/34 | 130.75 | 20.75 | 65
2033/34 | 131.25 | 20.75 | 71
2033/34 | 131.75 | 20.75 | 63
2033/34 | 132.25 | 20.75 | 56
2033/34 | 132.75 | 20.75 | 69
2033/34 | 133.25 | 20.75 | 57
2033/34 | 133.75 | 20.75 | 42
2033/34 | 134.25 | 20.75 | 50
2033/34 | 134.75 | 20.75 | 57
2033/34 | 135.25 | 20.75 | 45
2033/34 | 135.75 | 20.75 | 66
2033/34 | 136.25 | 20.75 | 62
2033/34 | 136.75 | 20.75 | 66
2033/34 | 137.25 | 20.75 | 56
2033/34 | 137.75 | 20.75 | 65
2033/34 | 138.25 | 20.75 | 50
2033/34 | 138.75 | 20.75 | 41
2033/34 | 139.25 | 20.75 | 41
2033/34 | 139.75 | 20.75 | 66
2033/34 | 140.25 | 20.75 | 59
2033/34 | 140.75 | 20.75 | 67
2033/34 | 141.25 | 20.75 | 54
2033/34 | 141.75 | 20.75 | 47
2033/34 | 142.25 | 20.75 | 64
2033/34 | 142.75 | 20.75 | 58
2033/34 | 143.25 | 20.75 | 55
2033/34 | 143.75 | 20.75 | 46
2033/34 | 144.25 | 20.75 | 60
2033/34 | 144.75 | 20.75 | 71
2033/34 | 145.25 | 20.75 | 49
2033/34 | 145.75 | 20.75 | 46
2033/34 | 146.25 | 20.75 | 60
2033/34 | 146.75 | 20.75 | 63
2033/34 | 147.25 | 20.75 | 63
2033/34 | 147.75 | 20.75 | 43
2033/34 | 148.25 | 20.75 | 46
2033/34 | 148.75 | 20.75 | 54
2033/34 | 149.25 | 20.75 | 59
2033/34 | 149.75 | 20.75 | 57
2033/34 | 150.25 | 20.75 | 61
2033/34 | 150.75 | 20.75 | 66
2033/34 | 151.25 | 20.75 | 61
2033/34 | 151.75 | 20.75 | 46
2033/34 | 152.25 | 20.75 | 49
2033/34 | 152.75 | 20.75 | 64
2033/34 | 153.25 | 20.75 | 49
2033/34 | 153.75 | 20.75 | 56
2033/34 | 154.25 | 20.75 | 48
2033/34 | 154.75 | 20.75 | 44
2033/34 | 155.25 | 20.75 | 59
2033/34 | 155.75 | 20.75 | 40
2033/34 | 156.25 | 20.75 | 55
2033/34 | 156.75 | 20.75 | 60
2033/34 | 157.25 | 20.75 | 42
2033/34 | 157.75 | 20.75 | 57
2033/34 | 158.25 | 20.75 | 45
2033/34 | 158.75 | 20.75 | 59
2033/34 | 159.25 | 20.75 | 56
2033/34 | 159.75 | 20.75 | 62
2033/34 | 160.25 | 20.75 | 49
2033/34 | 160.75 | 20.75 | 57
2033/34 | 161.25 | 20.75 | 52
2033/34 | 161.75 | 20.75 | 50
2033/34 | 162.25 | 20.75 | 56
2033/34 | 162.75 | 20.75 | 42
2033/34 | 163.25 | 20.75 | 47
2033/34 | 163.75 | 20.75 | 45
2033/34 | 164.25 | 20.75 | 41
2033/34 | 164.75 | 20.75 | 40
2033/34 | 165.25 | 20.75 | 46
2033/34 | 165.75 | 20.75 | 43
2033/34 | 166.25 | 20.75 | 44
2033/34 | 166.75 | 20.75 | 37
2033/34 | 167.25 | 20.75 | 56
2033/34 | 167.75 | 20.75 | 43
2033/34 | 168.25 | 20.75 | 37
2033/34 | 168.75 | 20.75 | 36
2033/34 | 169.25 | 20.75 | 39
2033/34 | 169.75 | 20.75 | 45
2033/34 | 170.25 | 20.75 | 44
2033/34 | 170.75 | 20.75 | 41
2033/34 | 171.25 | 20.75 | 41
2033/34 | 171.75 | 20.75 | 34
2033/34 | 172.25 | 20.75 | 35
2033/34 | 172.75 | 20.75 | 36
2033/34 | 173.25 | 20.75 | 37
2033/34 | 173.75 | 20.75 | 36
2033/34 | 174.25 | 20.75 | 50
2033/34 | 174.75 | 20.75 | 36
2033/34 | 175.25 | 20.75 | 36
2033/34 | 175.75 | 20.75 | 29
2033/34 | 176.25 | 20.75 | 28
2033/34 | 176.75 | 20.75 | 34
2033/34 | 177.25 | 20.75 | 27
2033/34 | 177.75 | 20.75 | 31
2033/34 | 178.25 | 20.75 | 32
2033/34 | 178.75 | 20.75 | 42
2033/34 | 179.25 | 20.75 | 45
2033/34 | 179.75 | 20.75 | 31
2033/34 | 180.25 | 20.75 | 22
2033/34 | 180.75 | 20.75 | 27
2033/34 | 181.25 | 20.75 | 34
2033/34 | 181.75 | 20.75 | 37
2033/34 | 182.25 | 20.75 | 25
2033/34 | 182.75 | 20.75 | 37
2033/34 | 183.25 | 20.75 | 31
2033/34 | 183.75 | 20.75 | 34
2033/34 | 184.25 | 20.75 | 31
2033/34 | 184.75 | 20.75 | 33
2033/34 | 185.25 | 20.75 | 38
2033/34 | 185.75 | 20.75 | 32
2033/34 | 186.25 | 20.75 | 29
2033/34 | 186.75 | 20.75 | 31
2033/34 | 187.25 | 20.75 | 19
2033/34 | 187.75 | 20.75 | 32
2033/34 | 188.25 | 20.75 | 37
2033/34 | 188.75 | 20.75 | 28
2033/34 | 189.25 | 20.75 | 33
2033/34 | 189.75 | 20.75 | 27
2033/34 | 190.25 | 20.75 | 34
2033/34 | 190.75 | 20.75 | 27
2033/34 | 191.25 | 20.75 | 31
2033/34 | 191.75 | 20.75 | 27
2033/34 | 192.25 | 20.75 | 24
2033/34 | 192.75 | 20.75 | 26
2033/34 | 193.25 | 20.75 | 34
2033/34 | 193.75 | 20.75 | 25
2033/34 | 194.25 | 20.75 | 26
2033/34 | 194.75 | 20.75 | 22
2033/34 | 195.25 | 20.75 | 28
2033/34 | 195.75 | 20.75 | 26
2033/34 | 196.25 | 20.75 | 36
2033/34 | 196.75 | 20.75 | 22
2033/34 | 197.25 | 20.75 | 24
2033/34 | 197.75 | 20.75 | 40
2033/34 | 198.25 | 20.75 | 22
2033/34 | 198.75 | 20.75 | 20
2033/34 | 199.25 | 20.75 | 19
2033/34 | 199.75 | 20.75 | 23
2033/34 | 200.25 | 20.75 | 29
2033/34 | 200.75 | 20.75 | 16
2033/34 | 201.25 | 20.75 | 23
2033/34 | 201.75 | 20.75 | 15
2033/34 | 202.25 | 20.75 | 18
2033/34 | 202.75 | 20.75 | 31
2033/34 | 203.25 | 20.75 | 20
2033/34 | 203.75 | 20.75 | 23
2033/34 | 204.25 | 20.75 | 17
2033/34 | 204.75 | 20.75 | 20
2033/34 | 205.25 | 20.75 | 17
2033/34 | 205.75 | 20.75 | 19
2033/34 | 206.25 | 20.75 | 18
2033/34 | 206.75 | 20.75 | 19
2033/34 | 207.25 | 20.75 | 18
2033/34 | 207.75 | 20.75 | 16
2033/34 | 208.25 | 20.75 | 19
2033/34 | 208.75 | 20.75 | 16
2033/34 | 209.25 | 20.75 | 11
2033/34 | 209.75 | 20.75 | 17
2033/34 | 210.25 | 20.75 | 20
2033/34 | 210.75 | 20.75 | 15
2033/34 | 211.25 | 20.75 | 20
2033/34 | 211.75 | 20.75 | 28
2033/34 | 212.25 | 20.75 | 18
2033/34 | 212.75 | 20.75 | 15
2033/34 | 213.25 | 20.75 | 25
2033/34 | 213.75 | 20.75 | 20
2033/34 | 214.25 | 20.75 | 16
2033/34 | 214.75 | 20.75 | 29
2033/34 | 215.25 | 20.75 | 15
2033/34 | 215.75 | 20.75 | 13
2033/34 | 216.25 | 20.75 | 17
2033/34 | 216.75 | 20.75 | 15
2033/34 | 217.25 | 20.75 | 11
2033/34 | 217.75 | 20.75 | 20
2033/34 | 218.25 | 20.75 | 15
2033/34 | 218.75 | 20.75 | 21
2033/34 | 219.25 | 20.75 | 17
2033/34 | 219.75 | 20.75 | 12
2033/34 | 220.25 | 20.75 | 16
2033/34 | 220.75 | 20.75 | 15
2033/34 | 221.25 | 20.75 | 17
2033/34 | 221.75 | 20.75 | 12
2033/34 | 222.25 | 20.75 | 15
2033/34 | 222.75 | 20.75 | 14
2033/34 | 223.25 | 20.75 | 8
2033/34 | 223.75 | 20.75 | 14
2033/34 | 224.25 | 20.75 | 15
2033/34 | 224.75 | 20.75 | 13
2033/34 | 225.25 | 20.75 | 15
2033/34 | 225.75 | 20.75 | 11
2033/34 | 226.25 | 20.75 | 18
2033/34 | 226.75 | 20.75 | 18
2033/34 | 227.25 | 20.75 | 5
2033/34 | 227.75 | 20.75 | 22
2033/34 | 228.25 | 20.75 | 7
2033/34 | 228.75 | 20.75 | 15
2033/34 | 229.25 | 20.75 | 12
2033/34 | 229.75 | 20.75 | 14
2033/34 | 230.25 | 20.75 | 11
2033/34 | 230.75 | 20.75 | 9
2033/34 | 231.25 | 20.75 | 9
2033/34 | 231.75 | 20.75 | 9
2033/34 | 232.25 | 20.75 | 17
2033/34 | 232.75 | 20.75 | 19
2033/34 | 233.25 | 20.75 | 4
2033/34 | 233.75 | 20.75 | 4
2033/34 | 234.25 | 20.75 | 16
2033/34 | 234.75 | 20.75 | 6
2033/34 | 235.25 | 20.75 | 9
2033/34 | 235.75 | 20.75 | 15
2033/34 | 236.25 | 20.75 | 7
2033/34 | 236.75 | 20.75 | 18
2033/34 | 237.25 | 20.75 | 10
2033/34 | 237.75 | 20.75 | 9
2033/34 | 238.25 | 20.75 | 12
2033/34 | 238.75 | 20.75 | 18
2033/34 | 239.25 | 20.75 | 10
2033/34 | 239.75 | 20.75 | 13
2033/34 | 240.25 | 20.75 | 9
2033/34 | 240.75 | 20.75 | 9
2033/34 | 241.25 | 20.75 | 8
2033/34 | 241.75 | 20.75 | 9
2033/34 | 242.25 | 20.75 | 12
2033/34 | 242.75 | 20.75 | 8
2033/34 | 243.25 | 20.75 | 9
2033/34 | 243.75 | 20.75 | 8
2033/34 | 244.25 | 20.75 | 10
2033/34 | 244.75 | 20.75 | 8
2033/34 | 245.25 | 20.75 | 9
2033/34 | 245.75 | 20.75 | 9
2033/34 | 246.25 | 20.75 | 10
2033/34 | 246.75 | 20.75 | 13
2033/34 | 247.25 | 20.75 | 9
2033/34 | 247.75 | 20.75 | 9
2033/34 | 248.25 | 20.75 | 8
2033/34 | 248.75 | 20.75 | 12
2033/34 | 249.25 | 20.75 | 7
2033/34 | 249.75 | 20.75 | 8
2033/34 | 250.25 | 20.75 | 4
2033/34 | 250.75 | 20.75 | 10
2033/34 | 251.25 | 20.75 | 7
2033/34 | 251.75 | 20.75 | 9
2033/34 | 252.25 | 20.75 | 10
2033/34 | 252.75 | 20.75 | 14
2033/34 | 253.25 | 20.75 | 8
2033/34 | 253.75 | 20.75 | 9
2033/34 | 254.25 | 20.75 | 9
2033/34 | 254.75 | 20.75 | 7
2033/34 | 255.25 | 20.75 | 7
2033/34 | 255.75 | 20.75 | 9
2033/34 | 256.25 | 20.75 | 8
2033/34 | 256.75 | 20.75 | 10
2033/34 | 257.25 | 20.75 | 8
2033/34 | 257.75 | 20.75 | 3
2033/34 | 258.25 | 20.75 | 13
2033/34 | 258.75 | 20.75 | 5
2033/34 | 259.25 | 20.75 | 13
2033/34 | 259.75 | 20.75 | 6
2033/34 | 260.25 | 20.75 | 8
2033/34 | 260.75 | 20.75 | 7
2033/34 | 261.25 | 20.75 | 7
2033/34 | 261.75 | 20.75 | 9
2033/34 | 262.25 | 20.75 | 7
2033/34 | 262.75 | 20.75 | 9
2033/34 | 263.25 | 20.75 | 9
2033/34 | 263.75 | 20.75 | 10
2033/34 | 264.25 | 20.75 | 3
2033/34 | 264.75 | 20.75 | 4
2033/34 | 265.25 | 20.75 | 6
2033/34 | 265.75 | 20.75 | 4
2033/34 | 266.25 | 20.75 | 3
2033/34 | 266.75 | 20.75 | 8
2033/34 | 267.25 | 20.75 | 6
2033/34 | 267.75 | 20.75 | 5
2033/34 | 268.25 | 20.75 | 6
2033/34 | 268.75 | 20.75 | 5
2033/34 | 269.25 | 20.75 | 4
2033/34 | 269.75 | 20.75 | 8
2033/34 | 270.25 | 20.75 | 6
2033/34 | 270.75 | 20.75 | 3
2033/34 | 271.25 | 20.75 | 7
2033/34 | 271.75 | 20.75 | 4
2033/34 | 272.25 | 20.75 | 11
2033/34 | 272.75 | 20.75 | 6
2033/34 | 273.25 | 20.75 | 4
2033/34 | 273.75 | 20.75 | 4
2033/34 | 274.25 | 20.75 | 7
2033/34 | 274.75 | 20.75 | 12
2033/34 | 275.25 | 20.75 | 3
2033/34 | 275.75 | 20.75 | 4
2033/34 | 276.25 | 20.75 | 4
2033/34 | 276.75 | 20.75 | 3
2033/34 | 277.25 | 20.75 | 4
2033/34 | 277.75 | 20.75 | 4
2033/34 | 278.25 | 20.75 | 7
2033/34 | 278.75 | 20.75 | 5
2033/34 | 279.25 | 20.75 | 4
2033/34 | 279.75 | 20.75 | 6
2033/34 | 280.25 | 20.75 | 2
2033/34 | 280.75 | 20.75 | 5
2033/34 | 281.25 | 20.75 | 5
2033/34 | 281.75 | 20.75 | 4
2033/34 | 282.25 | 20.75 | 2
2033/34 | 282.75 | 20.75 | 3
2033/34 | 283.25 | 20.75 | 7
2033/34 | 283.75 | 20.75 | 6
2033/34 | 284.25 | 20.75 | 10
2033/34 | 284.75 | 20.75 | 6
2033/34 | 285.25 | 20.75 | 2
2033/34 | 285.75 | 20.75 | 2
2033/34 | 286.75 | 20.75 | 5
2033/34 | 287.25 | 20.75 | 4
2033/34 | 287.75 | 20.75 | 4
2033/34 | 288.25 | 20.75 | 3
2033/34 | 288.75 | 20.75 | 7
2033/34 | 289.25 | 20.75 | 4
2033/34 | 289.75 | 20.75 | 3
2033/34 | 290.25 | 20.75 | 1
2033/34 | 290.75 | 20.75 | 7
2033/34 | 291.25 | 20.75 | 4
2033/34 | 291.75 | 20.75 | 2
2033/34 | 292.25 | 20.75 | 3
2033/34 | 292.75 | 20.75 | 2
2033/34 | 293.25 | 20.75 | 3
2033/34 | 293.75 | 20.75 | 5
2033/34 | 294.25 | 20.75 | 1
2033/34 | 294.75 | 20.75 | 2
2033/34 | 295.25 | 20.75 | 1
2033/34 | 295.75 | 20.75 | 3
2033/34 | 296.25 | 20.75 | 4
2033/34 | 296.75 | 20.75 | 1
2033/34 | 297.25 | 20.75 | 3
2033/34 | 297.75 | 20.75 | 3
2033/34 | 298.25 | 20.75 | 4
2033/34 | 298.75 | 20.75 | 3
2033/34 | 299.25 | 20.75 | 1
2033/34 | 299.75 | 20.75 | 2
2033/34 | 300.25 | 20.75 | 2
2033/34 | 300.75 | 20.75 | 1
2033/34 | 301.25 | 20.75 | 2
2033/34 | 301.75 | 20.75 | 3
2033/34 | 302.75 | 20.75 | 1
2033/34 | 303.25 | 20.75 | 1
2033/34 | 303.75 | 20.75 | 2
2033/34 | 304.25 | 20.75 | 3
2033/34 | 304.75 | 20.75 | 1
2033/34 | 305.25 | 20.75 | 1
2033/34 | 306.75 | 20.75 | 1
2033/34 | 307.25 | 20.75 | 1
2033/34 | 307.75 | 20.75 | 1
2033/34 | 308.75 | 20.75 | 2
2033/34 | 309.25 | 20.75 | 1
2033/34 | 309.75 | 20.75 | 1
2033/34 | 310.25 | 20.75 | 3
2033/34 | 310.75 | 20.75 | 3
2033/34 | 311.25 | 20.75 | 2
2033/34 | 311.75 | 20.75 | 1
2033/34 | 312.25 | 20.75 | 1
2033/34 | 312.75 | 20.75 | 2
2033/34 | 313.25 | 20.75 | 2
2033/34 | 315.25 | 20.75 | 1
2033/34 | 316.75 | 20.75 | 1
2033/34 | 317.25 | 20.75 | 1
2033/34 | 317.75 | 20.75 | 1
2033/34 | 319.75 | 20.75 | 1
2033/34 | 321.75 | 20.75 | 1
2033/34 | 322.75 | 20.75 | 1
2033/34 | 323.25 | 20.75 | 2
2033/34 | 325.75 | 20.75 | 1
2033/34 | 330.75 | 20.75 | 2
2033/34 | 331.25 | 20.75 | 1
2033/34 | 333.75 | 20.75 | 1
2033/34 | 335.25 | 20.75 | 1
2033/34 | 337.75 | 20.75 | 1
2033/34 | 338.25 | 20.75 | 1
2033/34 | 340.75 | 20.75 | 1
2033/34 | 342.75 | 20.75 | 1
2033/34 | 347.25 | 20.75 | 1
2033/34 | 358.25 | 20.75 | 1
2033/34 | 359.25 | 20.75 | 1
2033/34 | 367.25 | 20.75 | 1
2033/34 | 30.75 | 21.25 | 1
2033/34 | 31.25 | 21.25 | 2
2033/34 | 31.75 | 21.25 | 3
2033/34 | 32.25 | 21.25 | 2
2033/34 | 33.25 | 21.25 | 4
2033/34 | 33.75 | 21.25 | 2
2033/34 | 34.25 | 21.25 | 4
2033/34 | 34.75 | 21.25 | 2
2033/34 | 35.25 | 21.25 | 4
2033/34 | 35.75 | 21.25 | 2
2033/34 | 36.25 | 21.25 | 3
2033/34 | 36.75 | 21.25 | 1
2033/34 | 37.25 | 21.25 | 1
2033/34 | 37.75 | 21.25 | 2
2033/34 | 38.25 | 21.25 | 1
2033/34 | 38.75 | 21.25 | 1
2033/34 | 39.25 | 21.25 | 5
2033/34 | 39.75 | 21.25 | 2
2033/34 | 40.25 | 21.25 | 1
2033/34 | 40.75 | 21.25 | 5
2033/34 | 41.25 | 21.25 | 3
2033/34 | 42.25 | 21.25 | 3
2033/34 | 42.75 | 21.25 | 2
2033/34 | 43.75 | 21.25 | 2
2033/34 | 44.25 | 21.25 | 3
2033/34 | 44.75 | 21.25 | 2
2033/34 | 45.25 | 21.25 | 2
2033/34 | 45.75 | 21.25 | 1
2033/34 | 46.25 | 21.25 | 5
2033/34 | 46.75 | 21.25 | 2
2033/34 | 47.25 | 21.25 | 4
2033/34 | 47.75 | 21.25 | 4
2033/34 | 48.25 | 21.25 | 5
2033/34 | 48.75 | 21.25 | 1
2033/34 | 49.25 | 21.25 | 1
2033/34 | 49.75 | 21.25 | 2
2033/34 | 50.25 | 21.25 | 6
2033/34 | 50.75 | 21.25 | 6
2033/34 | 51.25 | 21.25 | 9
2033/34 | 51.75 | 21.25 | 8
2033/34 | 52.25 | 21.25 | 3
2033/34 | 52.75 | 21.25 | 5
2033/34 | 53.25 | 21.25 | 6
2033/34 | 53.75 | 21.25 | 7
2033/34 | 54.25 | 21.25 | 6
2033/34 | 54.75 | 21.25 | 3
2033/34 | 55.25 | 21.25 | 16
2033/34 | 55.75 | 21.25 | 6
2033/34 | 56.25 | 21.25 | 6
2033/34 | 56.75 | 21.25 | 11
2033/34 | 57.25 | 21.25 | 3
2033/34 | 57.75 | 21.25 | 5
2033/34 | 58.25 | 21.25 | 12
2033/34 | 58.75 | 21.25 | 6
2033/34 | 59.25 | 21.25 | 10
2033/34 | 59.75 | 21.25 | 10
2033/34 | 60.25 | 21.25 | 6
2033/34 | 60.75 | 21.25 | 5
2033/34 | 61.25 | 21.25 | 13
2033/34 | 61.75 | 21.25 | 6
2033/34 | 62.25 | 21.25 | 13
2033/34 | 62.75 | 21.25 | 6
2033/34 | 63.25 | 21.25 | 8
2033/34 | 63.75 | 21.25 | 14
2033/34 | 64.25 | 21.25 | 16
2033/34 | 64.75 | 21.25 | 9
2033/34 | 65.25 | 21.25 | 19
2033/34 | 65.75 | 21.25 | 8
2033/34 | 66.25 | 21.25 | 11
2033/34 | 66.75 | 21.25 | 15
2033/34 | 67.25 | 21.25 | 8
2033/34 | 67.75 | 21.25 | 15
2033/34 | 68.25 | 21.25 | 13
2033/34 | 68.75 | 21.25 | 12
2033/34 | 69.25 | 21.25 | 15
2033/34 | 69.75 | 21.25 | 12
2033/34 | 70.25 | 21.25 | 22
2033/34 | 70.75 | 21.25 | 20
2033/34 | 71.25 | 21.25 | 17
2033/34 | 71.75 | 21.25 | 19
2033/34 | 72.25 | 21.25 | 24
2033/34 | 72.75 | 21.25 | 15
2033/34 | 73.25 | 21.25 | 22
2033/34 | 73.75 | 21.25 | 22
2033/34 | 74.25 | 21.25 | 14
2033/34 | 74.75 | 21.25 | 27
2033/34 | 75.25 | 21.25 | 17
2033/34 | 75.75 | 21.25 | 20
2033/34 | 76.25 | 21.25 | 29
2033/34 | 76.75 | 21.25 | 23
2033/34 | 77.25 | 21.25 | 26
2033/34 | 77.75 | 21.25 | 25
2033/34 | 78.25 | 21.25 | 23
2033/34 | 78.75 | 21.25 | 23
2033/34 | 79.25 | 21.25 | 21
2033/34 | 79.75 | 21.25 | 30
2033/34 | 80.25 | 21.25 | 26
2033/34 | 80.75 | 21.25 | 22
2033/34 | 81.25 | 21.25 | 27
2033/34 | 81.75 | 21.25 | 27
2033/34 | 82.25 | 21.25 | 30
2033/34 | 82.75 | 21.25 | 27
2033/34 | 83.25 | 21.25 | 29
2033/34 | 83.75 | 21.25 | 25
2033/34 | 84.25 | 21.25 | 31
2033/34 | 84.75 | 21.25 | 36
2033/34 | 85.25 | 21.25 | 31
2033/34 | 85.75 | 21.25 | 30
2033/34 | 86.25 | 21.25 | 27
2033/34 | 86.75 | 21.25 | 30
2033/34 | 87.25 | 21.25 | 33
2033/34 | 87.75 | 21.25 | 36
2033/34 | 88.25 | 21.25 | 32
2033/34 | 88.75 | 21.25 | 33
2033/34 | 89.25 | 21.25 | 36
2033/34 | 89.75 | 21.25 | 37
2033/34 | 90.25 | 21.25 | 29
2033/34 | 90.75 | 21.25 | 39
2033/34 | 91.25 | 21.25 | 25
2033/34 | 91.75 | 21.25 | 31
2033/34 | 92.25 | 21.25 | 43
2033/34 | 92.75 | 21.25 | 39
2033/34 | 93.25 | 21.25 | 31
2033/34 | 93.75 | 21.25 | 52
2033/34 | 94.25 | 21.25 | 35
2033/34 | 94.75 | 21.25 | 46
2033/34 | 95.25 | 21.25 | 39
2033/34 | 95.75 | 21.25 | 53
2033/34 | 96.25 | 21.25 | 35
2033/34 | 96.75 | 21.25 | 39
2033/34 | 97.25 | 21.25 | 54
2033/34 | 97.75 | 21.25 | 49
2033/34 | 98.25 | 21.25 | 52
2033/34 | 98.75 | 21.25 | 43
2033/34 | 99.25 | 21.25 | 49
2033/34 | 99.75 | 21.25 | 53
2033/34 | 100.25 | 21.25 | 49
2033/34 | 100.75 | 21.25 | 47
2033/34 | 101.25 | 21.25 | 37
2033/34 | 101.75 | 21.25 | 41
2033/34 | 102.25 | 21.25 | 42
2033/34 | 102.75 | 21.25 | 49
2033/34 | 103.25 | 21.25 | 42
2033/34 | 103.75 | 21.25 | 40
2033/34 | 104.25 | 21.25 | 47
2033/34 | 104.75 | 21.25 | 44
2033/34 | 105.25 | 21.25 | 37
2033/34 | 105.75 | 21.25 | 50
2033/34 | 106.25 | 21.25 | 40
2033/34 | 106.75 | 21.25 | 67
2033/34 | 107.25 | 21.25 | 46
2033/34 | 107.75 | 21.25 | 46
2033/34 | 108.25 | 21.25 | 43
2033/34 | 108.75 | 21.25 | 53
2033/34 | 109.25 | 21.25 | 65
2033/34 | 109.75 | 21.25 | 47
2033/34 | 110.25 | 21.25 | 53
2033/34 | 110.75 | 21.25 | 48
2033/34 | 111.25 | 21.25 | 49
2033/34 | 111.75 | 21.25 | 43
2033/34 | 112.25 | 21.25 | 60
2033/34 | 112.75 | 21.25 | 38
2033/34 | 113.25 | 21.25 | 44
2033/34 | 113.75 | 21.25 | 43
2033/34 | 114.25 | 21.25 | 47
2033/34 | 114.75 | 21.25 | 56
2033/34 | 115.25 | 21.25 | 40
2033/34 | 115.75 | 21.25 | 63
2033/34 | 116.25 | 21.25 | 47
2033/34 | 116.75 | 21.25 | 49
2033/34 | 117.25 | 21.25 | 51
2033/34 | 117.75 | 21.25 | 49
2033/34 | 118.25 | 21.25 | 57
2033/34 | 118.75 | 21.25 | 65
2033/34 | 119.25 | 21.25 | 42
2033/34 | 119.75 | 21.25 | 58
2033/34 | 120.25 | 21.25 | 49
2033/34 | 120.75 | 21.25 | 45
2033/34 | 121.25 | 21.25 | 54
2033/34 | 121.75 | 21.25 | 45
2033/34 | 122.25 | 21.25 | 60
2033/34 | 122.75 | 21.25 | 64
2033/34 | 123.25 | 21.25 | 57
2033/34 | 123.75 | 21.25 | 62
2033/34 | 124.25 | 21.25 | 56
2033/34 | 124.75 | 21.25 | 66
2033/34 | 125.25 | 21.25 | 59
2033/34 | 125.75 | 21.25 | 52
2033/34 | 126.25 | 21.25 | 56
2033/34 | 126.75 | 21.25 | 76
2033/34 | 127.25 | 21.25 | 56
2033/34 | 127.75 | 21.25 | 56
2033/34 | 128.25 | 21.25 | 50
2033/34 | 128.75 | 21.25 | 61
2033/34 | 129.25 | 21.25 | 57
2033/34 | 129.75 | 21.25 | 57
2033/34 | 130.25 | 21.25 | 57
2033/34 | 130.75 | 21.25 | 50
2033/34 | 131.25 | 21.25 | 42
2033/34 | 131.75 | 21.25 | 52
2033/34 | 132.25 | 21.25 | 69
2033/34 | 132.75 | 21.25 | 62
2033/34 | 133.25 | 21.25 | 57
2033/34 | 133.75 | 21.25 | 57
2033/34 | 134.25 | 21.25 | 41
2033/34 | 134.75 | 21.25 | 52
2033/34 | 135.25 | 21.25 | 53
2033/34 | 135.75 | 21.25 | 47
2033/34 | 136.25 | 21.25 | 60
2033/34 | 136.75 | 21.25 | 63
2033/34 | 137.25 | 21.25 | 56
2033/34 | 137.75 | 21.25 | 60
2033/34 | 138.25 | 21.25 | 53
2033/34 | 138.75 | 21.25 | 61
2033/34 | 139.25 | 21.25 | 55
2033/34 | 139.75 | 21.25 | 69
2033/34 | 140.25 | 21.25 | 68
2033/34 | 140.75 | 21.25 | 48
2033/34 | 141.25 | 21.25 | 76
2033/34 | 141.75 | 21.25 | 55
2033/34 | 142.25 | 21.25 | 65
2033/34 | 142.75 | 21.25 | 65
2033/34 | 143.25 | 21.25 | 61
2033/34 | 143.75 | 21.25 | 57
2033/34 | 144.25 | 21.25 | 45
2033/34 | 144.75 | 21.25 | 48
2033/34 | 145.25 | 21.25 | 63
2033/34 | 145.75 | 21.25 | 55
2033/34 | 146.25 | 21.25 | 70
2033/34 | 146.75 | 21.25 | 63
2033/34 | 147.25 | 21.25 | 51
2033/34 | 147.75 | 21.25 | 63
2033/34 | 148.25 | 21.25 | 53
2033/34 | 148.75 | 21.25 | 47
2033/34 | 149.25 | 21.25 | 43
2033/34 | 149.75 | 21.25 | 50
2033/34 | 150.25 | 21.25 | 64
2033/34 | 150.75 | 21.25 | 55
2033/34 | 151.25 | 21.25 | 48
2033/34 | 151.75 | 21.25 | 44
2033/34 | 152.25 | 21.25 | 57
2033/34 | 152.75 | 21.25 | 59
2033/34 | 153.25 | 21.25 | 41
2033/34 | 153.75 | 21.25 | 48
2033/34 | 154.25 | 21.25 | 48
2033/34 | 154.75 | 21.25 | 53
2033/34 | 155.25 | 21.25 | 56
2033/34 | 155.75 | 21.25 | 49
2033/34 | 156.25 | 21.25 | 57
2033/34 | 156.75 | 21.25 | 39
2033/34 | 157.25 | 21.25 | 54
2033/34 | 157.75 | 21.25 | 46
2033/34 | 158.25 | 21.25 | 66
2033/34 | 158.75 | 21.25 | 61
2033/34 | 159.25 | 21.25 | 48
2033/34 | 159.75 | 21.25 | 47
2033/34 | 160.25 | 21.25 | 44
2033/34 | 160.75 | 21.25 | 57
2033/34 | 161.25 | 21.25 | 44
2033/34 | 161.75 | 21.25 | 52
2033/34 | 162.25 | 21.25 | 55
2033/34 | 162.75 | 21.25 | 44
2033/34 | 163.25 | 21.25 | 51
2033/34 | 163.75 | 21.25 | 46
2033/34 | 164.25 | 21.25 | 57
2033/34 | 164.75 | 21.25 | 43
2033/34 | 165.25 | 21.25 | 48
2033/34 | 165.75 | 21.25 | 51
2033/34 | 166.25 | 21.25 | 42
2033/34 | 166.75 | 21.25 | 37
2033/34 | 167.25 | 21.25 | 53
2033/34 | 167.75 | 21.25 | 42
2033/34 | 168.25 | 21.25 | 40
2033/34 | 168.75 | 21.25 | 47
2033/34 | 169.25 | 21.25 | 33
2033/34 | 169.75 | 21.25 | 54
2033/34 | 170.25 | 21.25 | 33
2033/34 | 170.75 | 21.25 | 40
2033/34 | 171.25 | 21.25 | 39
2033/34 | 171.75 | 21.25 | 43
2033/34 | 172.25 | 21.25 | 28
2033/34 | 172.75 | 21.25 | 46
2033/34 | 173.25 | 21.25 | 34
2033/34 | 173.75 | 21.25 | 40
2033/34 | 174.25 | 21.25 | 32
2033/34 | 174.75 | 21.25 | 39
2033/34 | 175.25 | 21.25 | 39
2033/34 | 175.75 | 21.25 | 33
2033/34 | 176.25 | 21.25 | 32
2033/34 | 176.75 | 21.25 | 38
2033/34 | 177.25 | 21.25 | 36
2033/34 | 177.75 | 21.25 | 38
2033/34 | 178.25 | 21.25 | 32
2033/34 | 178.75 | 21.25 | 40
2033/34 | 179.25 | 21.25 | 44
2033/34 | 179.75 | 21.25 | 41
2033/34 | 180.25 | 21.25 | 35
2033/34 | 180.75 | 21.25 | 44
2033/34 | 181.25 | 21.25 | 42
2033/34 | 181.75 | 21.25 | 34
2033/34 | 182.25 | 21.25 | 38
2033/34 | 182.75 | 21.25 | 56
2033/34 | 183.25 | 21.25 | 33
2033/34 | 183.75 | 21.25 | 29
2033/34 | 184.25 | 21.25 | 30
2033/34 | 184.75 | 21.25 | 29
2033/34 | 185.25 | 21.25 | 33
2033/34 | 185.75 | 21.25 | 33
2033/34 | 186.25 | 21.25 | 31
2033/34 | 186.75 | 21.25 | 24
2033/34 | 187.25 | 21.25 | 34
2033/34 | 187.75 | 21.25 | 45
2033/34 | 188.25 | 21.25 | 27
2033/34 | 188.75 | 21.25 | 35
2033/34 | 189.25 | 21.25 | 29
2033/34 | 189.75 | 21.25 | 22
2033/34 | 190.25 | 21.25 | 27
2033/34 | 190.75 | 21.25 | 45
2033/34 | 191.25 | 21.25 | 13
2033/34 | 191.75 | 21.25 | 23
2033/34 | 192.25 | 21.25 | 37
2033/34 | 192.75 | 21.25 | 29
2033/34 | 193.25 | 21.25 | 19
2033/34 | 193.75 | 21.25 | 28
2033/34 | 194.25 | 21.25 | 28
2033/34 | 194.75 | 21.25 | 34
2033/34 | 195.25 | 21.25 | 18
2033/34 | 195.75 | 21.25 | 25
2033/34 | 196.25 | 21.25 | 27
2033/34 | 196.75 | 21.25 | 29
2033/34 | 197.25 | 21.25 | 25
2033/34 | 197.75 | 21.25 | 20
2033/34 | 198.25 | 21.25 | 26
2033/34 | 198.75 | 21.25 | 30
2033/34 | 199.25 | 21.25 | 24
2033/34 | 199.75 | 21.25 | 27
2033/34 | 200.25 | 21.25 | 16
2033/34 | 200.75 | 21.25 | 22
2033/34 | 201.25 | 21.25 | 17
2033/34 | 201.75 | 21.25 | 21
2033/34 | 202.25 | 21.25 | 19
2033/34 | 202.75 | 21.25 | 20
2033/34 | 203.25 | 21.25 | 26
2033/34 | 203.75 | 21.25 | 21
2033/34 | 204.25 | 21.25 | 9
2033/34 | 204.75 | 21.25 | 23
2033/34 | 205.25 | 21.25 | 19
2033/34 | 205.75 | 21.25 | 21
2033/34 | 206.25 | 21.25 | 16
2033/34 | 206.75 | 21.25 | 14
2033/34 | 207.25 | 21.25 | 19
2033/34 | 207.75 | 21.25 | 16
2033/34 | 208.25 | 21.25 | 20
2033/34 | 208.75 | 21.25 | 16
2033/34 | 209.25 | 21.25 | 16
2033/34 | 209.75 | 21.25 | 12
2033/34 | 210.25 | 21.25 | 22
2033/34 | 210.75 | 21.25 | 18
2033/34 | 211.25 | 21.25 | 18
2033/34 | 211.75 | 21.25 | 17
2033/34 | 212.25 | 21.25 | 14
2033/34 | 212.75 | 21.25 | 14
2033/34 | 213.25 | 21.25 | 19
2033/34 | 213.75 | 21.25 | 15
2033/34 | 214.25 | 21.25 | 19
2033/34 | 214.75 | 21.25 | 20
2033/34 | 215.25 | 21.25 | 14
2033/34 | 215.75 | 21.25 | 13
2033/34 | 216.25 | 21.25 | 16
2033/34 | 216.75 | 21.25 | 11
2033/34 | 217.25 | 21.25 | 29
2033/34 | 217.75 | 21.25 | 18
2033/34 | 218.25 | 21.25 | 15
2033/34 | 218.75 | 21.25 | 16
2033/34 | 219.25 | 21.25 | 13
2033/34 | 219.75 | 21.25 | 10
2033/34 | 220.25 | 21.25 | 14
2033/34 | 220.75 | 21.25 | 12
2033/34 | 221.25 | 21.25 | 17
2033/34 | 221.75 | 21.25 | 10
2033/34 | 222.25 | 21.25 | 7
2033/34 | 222.75 | 21.25 | 9
2033/34 | 223.25 | 21.25 | 14
2033/34 | 223.75 | 21.25 | 17
2033/34 | 224.25 | 21.25 | 17
2033/34 | 224.75 | 21.25 | 16
2033/34 | 225.25 | 21.25 | 13
2033/34 | 225.75 | 21.25 | 18
2033/34 | 226.25 | 21.25 | 11
2033/34 | 226.75 | 21.25 | 14
2033/34 | 227.25 | 21.25 | 21
2033/34 | 227.75 | 21.25 | 16
2033/34 | 228.25 | 21.25 | 12
2033/34 | 228.75 | 21.25 | 10
2033/34 | 229.25 | 21.25 | 16
2033/34 | 229.75 | 21.25 | 12
2033/34 | 230.25 | 21.25 | 15
2033/34 | 230.75 | 21.25 | 14
2033/34 | 231.25 | 21.25 | 22
2033/34 | 231.75 | 21.25 | 18
2033/34 | 232.25 | 21.25 | 10
2033/34 | 232.75 | 21.25 | 12
2033/34 | 233.25 | 21.25 | 12
2033/34 | 233.75 | 21.25 | 12
2033/34 | 234.25 | 21.25 | 9
2033/34 | 234.75 | 21.25 | 9
2033/34 | 235.25 | 21.25 | 10
2033/34 | 235.75 | 21.25 | 11
2033/34 | 236.25 | 21.25 | 16
2033/34 | 236.75 | 21.25 | 7
2033/34 | 237.25 | 21.25 | 9
2033/34 | 237.75 | 21.25 | 12
2033/34 | 238.25 | 21.25 | 10
2033/34 | 238.75 | 21.25 | 8
2033/34 | 239.25 | 21.25 | 12
2033/34 | 239.75 | 21.25 | 8
2033/34 | 240.25 | 21.25 | 12
2033/34 | 240.75 | 21.25 | 11
2033/34 | 241.25 | 21.25 | 15
2033/34 | 241.75 | 21.25 | 11
2033/34 | 242.25 | 21.25 | 8
2033/34 | 242.75 | 21.25 | 7
2033/34 | 243.25 | 21.25 | 12
2033/34 | 243.75 | 21.25 | 5
2033/34 | 244.25 | 21.25 | 6
2033/34 | 244.75 | 21.25 | 7
2033/34 | 245.25 | 21.25 | 7
2033/34 | 245.75 | 21.25 | 11
2033/34 | 246.25 | 21.25 | 8
2033/34 | 246.75 | 21.25 | 13
2033/34 | 247.25 | 21.25 | 12
2033/34 | 247.75 | 21.25 | 3
2033/34 | 248.25 | 21.25 | 11
2033/34 | 248.75 | 21.25 | 11
2033/34 | 249.25 | 21.25 | 9
2033/34 | 249.75 | 21.25 | 7
2033/34 | 250.25 | 21.25 | 9
2033/34 | 250.75 | 21.25 | 12
2033/34 | 251.25 | 21.25 | 8
2033/34 | 251.75 | 21.25 | 8
2033/34 | 252.25 | 21.25 | 7
2033/34 | 252.75 | 21.25 | 3
2033/34 | 253.25 | 21.25 | 7
2033/34 | 253.75 | 21.25 | 11
2033/34 | 254.25 | 21.25 | 11
2033/34 | 254.75 | 21.25 | 17
2033/34 | 255.25 | 21.25 | 9
2033/34 | 255.75 | 21.25 | 9
2033/34 | 256.25 | 21.25 | 10
2033/34 | 256.75 | 21.25 | 13
2033/34 | 257.25 | 21.25 | 3
2033/34 | 257.75 | 21.25 | 9
2033/34 | 258.25 | 21.25 | 6
2033/34 | 258.75 | 21.25 | 8
2033/34 | 259.25 | 21.25 | 8
2033/34 | 259.75 | 21.25 | 7
2033/34 | 260.25 | 21.25 | 5
2033/34 | 260.75 | 21.25 | 6
2033/34 | 261.25 | 21.25 | 6
2033/34 | 261.75 | 21.25 | 6
2033/34 | 262.25 | 21.25 | 6
2033/34 | 262.75 | 21.25 | 6
2033/34 | 263.25 | 21.25 | 7
2033/34 | 263.75 | 21.25 | 7
2033/34 | 264.25 | 21.25 | 14
2033/34 | 264.75 | 21.25 | 6
2033/34 | 265.25 | 21.25 | 9
2033/34 | 265.75 | 21.25 | 11
2033/34 | 266.25 | 21.25 | 8
2033/34 | 266.75 | 21.25 | 9
2033/34 | 267.25 | 21.25 | 8
2033/34 | 267.75 | 21.25 | 9
2033/34 | 268.25 | 21.25 | 5
2033/34 | 268.75 | 21.25 | 4
2033/34 | 269.25 | 21.25 | 5
2033/34 | 269.75 | 21.25 | 7
2033/34 | 270.25 | 21.25 | 5
2033/34 | 270.75 | 21.25 | 6
2033/34 | 271.25 | 21.25 | 10
2033/34 | 271.75 | 21.25 | 4
2033/34 | 272.25 | 21.25 | 6
2033/34 | 272.75 | 21.25 | 4
2033/34 | 273.25 | 21.25 | 8
2033/34 | 273.75 | 21.25 | 6
2033/34 | 274.25 | 21.25 | 5
2033/34 | 274.75 | 21.25 | 5
2033/34 | 275.25 | 21.25 | 6
2033/34 | 275.75 | 21.25 | 2
2033/34 | 276.25 | 21.25 | 2
2033/34 | 276.75 | 21.25 | 7
2033/34 | 277.25 | 21.25 | 4
2033/34 | 277.75 | 21.25 | 6
2033/34 | 278.25 | 21.25 | 5
2033/34 | 278.75 | 21.25 | 1
2033/34 | 279.25 | 21.25 | 5
2033/34 | 279.75 | 21.25 | 4
2033/34 | 280.25 | 21.25 | 4
2033/34 | 280.75 | 21.25 | 4
2033/34 | 281.25 | 21.25 | 4
2033/34 | 281.75 | 21.25 | 5
2033/34 | 282.25 | 21.25 | 4
2033/34 | 282.75 | 21.25 | 1
2033/34 | 283.25 | 21.25 | 5
2033/34 | 283.75 | 21.25 | 6
2033/34 | 284.25 | 21.25 | 6
2033/34 | 284.75 | 21.25 | 2
2033/34 | 285.25 | 21.25 | 2
2033/34 | 285.75 | 21.25 | 3
2033/34 | 286.25 | 21.25 | 4
2033/34 | 286.75 | 21.25 | 4
2033/34 | 287.25 | 21.25 | 7
2033/34 | 287.75 | 21.25 | 5
2033/34 | 288.25 | 21.25 | 3
2033/34 | 288.75 | 21.25 | 3
2033/34 | 289.25 | 21.25 | 3
2033/34 | 289.75 | 21.25 | 3
2033/34 | 290.25 | 21.25 | 2
2033/34 | 290.75 | 21.25 | 3
2033/34 | 291.25 | 21.25 | 5
2033/34 | 291.75 | 21.25 | 4
2033/34 | 292.25 | 21.25 | 5
2033/34 | 292.75 | 21.25 | 2
2033/34 | 293.25 | 21.25 | 4
2033/34 | 294.25 | 21.25 | 3
2033/34 | 294.75 | 21.25 | 4
2033/34 | 295.75 | 21.25 | 2
2033/34 | 296.25 | 21.25 | 6
2033/34 | 296.75 | 21.25 | 3
2033/34 | 297.25 | 21.25 | 1
2033/34 | 297.75 | 21.25 | 3
2033/34 | 298.25 | 21.25 | 2
2033/34 | 298.75 | 21.25 | 2
2033/34 | 299.25 | 21.25 | 4
2033/34 | 299.75 | 21.25 | 2
2033/34 | 300.25 | 21.25 | 1
2033/34 | 300.75 | 21.25 | 1
2033/34 | 301.25 | 21.25 | 2
2033/34 | 301.75 | 21.25 | 2
2033/34 | 302.25 | 21.25 | 4
2033/34 | 302.75 | 21.25 | 3
2033/34 | 303.25 | 21.25 | 2
2033/34 | 303.75 | 21.25 | 2
2033/34 | 304.25 | 21.25 | 1
2033/34 | 304.75 | 21.25 | 1
2033/34 | 305.25 | 21.25 | 1
2033/34 | 305.75 | 21.25 | 2
2033/34 | 306.25 | 21.25 | 4
2033/34 | 306.75 | 21.25 | 4
2033/34 | 307.25 | 21.25 | 2
2033/34 | 308.25 | 21.25 | 1
2033/34 | 308.75 | 21.25 | 2
2033/34 | 309.25 | 21.25 | 2
2033/34 | 310.25 | 21.25 | 3
2033/34 | 310.75 | 21.25 | 1
2033/34 | 311.25 | 21.25 | 1
2033/34 | 311.75 | 21.25 | 1
2033/34 | 312.25 | 21.25 | 1
2033/34 | 312.75 | 21.25 | 2
2033/34 | 313.75 | 21.25 | 1
2033/34 | 314.25 | 21.25 | 1
2033/34 | 314.75 | 21.25 | 1
2033/34 | 315.75 | 21.25 | 1
2033/34 | 316.25 | 21.25 | 1
2033/34 | 318.25 | 21.25 | 4
2033/34 | 318.75 | 21.25 | 2
2033/34 | 319.25 | 21.25 | 2
2033/34 | 319.75 | 21.25 | 1
2033/34 | 320.25 | 21.25 | 1
2033/34 | 321.25 | 21.25 | 2
2033/34 | 322.25 | 21.25 | 1
2033/34 | 323.25 | 21.25 | 1
2033/34 | 325.75 | 21.25 | 1
2033/34 | 328.25 | 21.25 | 2
2033/34 | 328.75 | 21.25 | 1
2033/34 | 340.25 | 21.25 | 2
2033/34 | 343.25 | 21.25 | 1
2033/34 | 358.25 | 21.25 | 1
2033/34 | 31.25 | 21.75 | 1
2033/34 | 32.25 | 21.75 | 3
2033/34 | 32.75 | 21.75 | 1
2033/34 | 33.25 | 21.75 | 3
2033/34 | 33.75 | 21.75 | 4
2033/34 | 34.25 | 21.75 | 3
2033/34 | 34.75 | 21.75 | 1
2033/34 | 35.25 | 21.75 | 2
2033/34 | 35.75 | 21.75 | 1
2033/34 | 36.25 | 21.75 | 4
2033/34 | 36.75 | 21.75 | 1
2033/34 | 37.25 | 21.75 | 3
2033/34 | 37.75 | 21.75 | 1
2033/34 | 38.25 | 21.75 | 2
2033/34 | 38.75 | 21.75 | 2
2033/34 | 39.25 | 21.75 | 2
2033/34 | 39.75 | 21.75 | 2
2033/34 | 40.25 | 21.75 | 3
2033/34 | 40.75 | 21.75 | 1
2033/34 | 41.25 | 21.75 | 2
2033/34 | 41.75 | 21.75 | 4
2033/34 | 42.25 | 21.75 | 4
2033/34 | 42.75 | 21.75 | 1
2033/34 | 43.75 | 21.75 | 1
2033/34 | 45.25 | 21.75 | 3
2033/34 | 45.75 | 21.75 | 1
2033/34 | 46.25 | 21.75 | 1
2033/34 | 46.75 | 21.75 | 2
2033/34 | 47.25 | 21.75 | 4
2033/34 | 47.75 | 21.75 | 1
2033/34 | 48.25 | 21.75 | 4
2033/34 | 48.75 | 21.75 | 1
2033/34 | 49.25 | 21.75 | 1
2033/34 | 49.75 | 21.75 | 3
2033/34 | 50.25 | 21.75 | 1
2033/34 | 50.75 | 21.75 | 7
2033/34 | 51.25 | 21.75 | 5
2033/34 | 51.75 | 21.75 | 6
2033/34 | 52.25 | 21.75 | 2
2033/34 | 52.75 | 21.75 | 5
2033/34 | 53.25 | 21.75 | 7
2033/34 | 53.75 | 21.75 | 6
2033/34 | 54.25 | 21.75 | 6
2033/34 | 54.75 | 21.75 | 3
2033/34 | 55.25 | 21.75 | 5
2033/34 | 55.75 | 21.75 | 3
2033/34 | 56.25 | 21.75 | 4
2033/34 | 56.75 | 21.75 | 9
2033/34 | 57.25 | 21.75 | 12
2033/34 | 57.75 | 21.75 | 8
2033/34 | 58.25 | 21.75 | 7
2033/34 | 58.75 | 21.75 | 5
2033/34 | 59.25 | 21.75 | 5
2033/34 | 59.75 | 21.75 | 1
2033/34 | 60.25 | 21.75 | 6
2033/34 | 60.75 | 21.75 | 8
2033/34 | 61.25 | 21.75 | 11
2033/34 | 61.75 | 21.75 | 5
2033/34 | 62.25 | 21.75 | 9
2033/34 | 62.75 | 21.75 | 9
2033/34 | 63.25 | 21.75 | 4
2033/34 | 63.75 | 21.75 | 19
2033/34 | 64.25 | 21.75 | 14
2033/34 | 64.75 | 21.75 | 11
2033/34 | 65.25 | 21.75 | 11
2033/34 | 65.75 | 21.75 | 14
2033/34 | 66.25 | 21.75 | 15
2033/34 | 66.75 | 21.75 | 15
2033/34 | 67.25 | 21.75 | 22
2033/34 | 67.75 | 21.75 | 9
2033/34 | 68.25 | 21.75 | 10
2033/34 | 68.75 | 21.75 | 20
2033/34 | 69.25 | 21.75 | 11
2033/34 | 69.75 | 21.75 | 14
2033/34 | 70.25 | 21.75 | 13
2033/34 | 70.75 | 21.75 | 21
2033/34 | 71.25 | 21.75 | 16
2033/34 | 71.75 | 21.75 | 17
2033/34 | 72.25 | 21.75 | 17
2033/34 | 72.75 | 21.75 | 23
2033/34 | 73.25 | 21.75 | 17
2033/34 | 73.75 | 21.75 | 16
2033/34 | 74.25 | 21.75 | 20
2033/34 | 74.75 | 21.75 | 20
2033/34 | 75.25 | 21.75 | 28
2033/34 | 75.75 | 21.75 | 21
2033/34 | 76.25 | 21.75 | 23
2033/34 | 76.75 | 21.75 | 23
2033/34 | 77.25 | 21.75 | 16
2033/34 | 77.75 | 21.75 | 15
2033/34 | 78.25 | 21.75 | 22
2033/34 | 78.75 | 21.75 | 22
2033/34 | 79.25 | 21.75 | 32
2033/34 | 79.75 | 21.75 | 31
2033/34 | 80.25 | 21.75 | 32
2033/34 | 80.75 | 21.75 | 16
2033/34 | 81.25 | 21.75 | 25
2033/34 | 81.75 | 21.75 | 21
2033/34 | 82.25 | 21.75 | 28
2033/34 | 82.75 | 21.75 | 33
2033/34 | 83.25 | 21.75 | 31
2033/34 | 83.75 | 21.75 | 26
2033/34 | 84.25 | 21.75 | 36
2033/34 | 84.75 | 21.75 | 31
2033/34 | 85.25 | 21.75 | 23
2033/34 | 85.75 | 21.75 | 27
2033/34 | 86.25 | 21.75 | 23
2033/34 | 86.75 | 21.75 | 35
2033/34 | 87.25 | 21.75 | 31
2033/34 | 87.75 | 21.75 | 28
2033/34 | 88.25 | 21.75 | 43
2033/34 | 88.75 | 21.75 | 34
2033/34 | 89.25 | 21.75 | 22
2033/34 | 89.75 | 21.75 | 32
2033/34 | 90.25 | 21.75 | 29
2033/34 | 90.75 | 21.75 | 39
2033/34 | 91.25 | 21.75 | 36
2033/34 | 91.75 | 21.75 | 29
2033/34 | 92.25 | 21.75 | 36
2033/34 | 92.75 | 21.75 | 40
2033/34 | 93.25 | 21.75 | 42
2033/34 | 93.75 | 21.75 | 32
2033/34 | 94.25 | 21.75 | 39
2033/34 | 94.75 | 21.75 | 38
2033/34 | 95.25 | 21.75 | 41
2033/34 | 95.75 | 21.75 | 37
2033/34 | 96.25 | 21.75 | 59
2033/34 | 96.75 | 21.75 | 35
2033/34 | 97.25 | 21.75 | 30
2033/34 | 97.75 | 21.75 | 41
2033/34 | 98.25 | 21.75 | 42
2033/34 | 98.75 | 21.75 | 42
2033/34 | 99.25 | 21.75 | 49
2033/34 | 99.75 | 21.75 | 31
2033/34 | 100.25 | 21.75 | 46
2033/34 | 100.75 | 21.75 | 34
2033/34 | 101.25 | 21.75 | 43
2033/34 | 101.75 | 21.75 | 51
2033/34 | 102.25 | 21.75 | 46
2033/34 | 102.75 | 21.75 | 45
2033/34 | 103.25 | 21.75 | 43
2033/34 | 103.75 | 21.75 | 53
2033/34 | 104.25 | 21.75 | 44
2033/34 | 104.75 | 21.75 | 29
2033/34 | 105.25 | 21.75 | 52
2033/34 | 105.75 | 21.75 | 51
2033/34 | 106.25 | 21.75 | 34
2033/34 | 106.75 | 21.75 | 38
2033/34 | 107.25 | 21.75 | 45
2033/34 | 107.75 | 21.75 | 50
2033/34 | 108.25 | 21.75 | 54
2033/34 | 108.75 | 21.75 | 53
2033/34 | 109.25 | 21.75 | 47
2033/34 | 109.75 | 21.75 | 49
2033/34 | 110.25 | 21.75 | 49
2033/34 | 110.75 | 21.75 | 55
2033/34 | 111.25 | 21.75 | 31
2033/34 | 111.75 | 21.75 | 48
2033/34 | 112.25 | 21.75 | 50
2033/34 | 112.75 | 21.75 | 58
2033/34 | 113.25 | 21.75 | 46
2033/34 | 113.75 | 21.75 | 52
2033/34 | 114.25 | 21.75 | 49
2033/34 | 114.75 | 21.75 | 55
2033/34 | 115.25 | 21.75 | 56
2033/34 | 115.75 | 21.75 | 65
2033/34 | 116.25 | 21.75 | 52
2033/34 | 116.75 | 21.75 | 58
2033/34 | 117.25 | 21.75 | 50
2033/34 | 117.75 | 21.75 | 56
2033/34 | 118.25 | 21.75 | 56
2033/34 | 118.75 | 21.75 | 60
2033/34 | 119.25 | 21.75 | 61
2033/34 | 119.75 | 21.75 | 63
2033/34 | 120.25 | 21.75 | 51
2033/34 | 120.75 | 21.75 | 45
2033/34 | 121.25 | 21.75 | 61
2033/34 | 121.75 | 21.75 | 51
2033/34 | 122.25 | 21.75 | 58
2033/34 | 122.75 | 21.75 | 50
2033/34 | 123.25 | 21.75 | 65
2033/34 | 123.75 | 21.75 | 53
2033/34 | 124.25 | 21.75 | 49
2033/34 | 124.75 | 21.75 | 57
2033/34 | 125.25 | 21.75 | 47
2033/34 | 125.75 | 21.75 | 58
2033/34 | 126.25 | 21.75 | 46
2033/34 | 126.75 | 21.75 | 69
2033/34 | 127.25 | 21.75 | 61
2033/34 | 127.75 | 21.75 | 49
2033/34 | 128.25 | 21.75 | 41
2033/34 | 128.75 | 21.75 | 59
2033/34 | 129.25 | 21.75 | 52
2033/34 | 129.75 | 21.75 | 51
2033/34 | 130.25 | 21.75 | 59
2033/34 | 130.75 | 21.75 | 61
2033/34 | 131.25 | 21.75 | 70
2033/34 | 131.75 | 21.75 | 53
2033/34 | 132.25 | 21.75 | 61
2033/34 | 132.75 | 21.75 | 56
2033/34 | 133.25 | 21.75 | 51
2033/34 | 133.75 | 21.75 | 62
2033/34 | 134.25 | 21.75 | 52
2033/34 | 134.75 | 21.75 | 65
2033/34 | 135.25 | 21.75 | 55
2033/34 | 135.75 | 21.75 | 44
2033/34 | 136.25 | 21.75 | 58
2033/34 | 136.75 | 21.75 | 65
2033/34 | 137.25 | 21.75 | 60
2033/34 | 137.75 | 21.75 | 58
2033/34 | 138.25 | 21.75 | 69
2033/34 | 138.75 | 21.75 | 53
2033/34 | 139.25 | 21.75 | 63
2033/34 | 139.75 | 21.75 | 59
2033/34 | 140.25 | 21.75 | 58
2033/34 | 140.75 | 21.75 | 52
2033/34 | 141.25 | 21.75 | 62
2033/34 | 141.75 | 21.75 | 65
2033/34 | 142.25 | 21.75 | 45
2033/34 | 142.75 | 21.75 | 55
2033/34 | 143.25 | 21.75 | 51
2033/34 | 143.75 | 21.75 | 65
2033/34 | 144.25 | 21.75 | 59
2033/34 | 144.75 | 21.75 | 48
2033/34 | 145.25 | 21.75 | 42
2033/34 | 145.75 | 21.75 | 58
2033/34 | 146.25 | 21.75 | 52
2033/34 | 146.75 | 21.75 | 50
2033/34 | 147.25 | 21.75 | 61
2033/34 | 147.75 | 21.75 | 55
2033/34 | 148.25 | 21.75 | 52
2033/34 | 148.75 | 21.75 | 43
2033/34 | 149.25 | 21.75 | 59
2033/34 | 149.75 | 21.75 | 56
2033/34 | 150.25 | 21.75 | 45
2033/34 | 150.75 | 21.75 | 42
2033/34 | 151.25 | 21.75 | 61
2033/34 | 151.75 | 21.75 | 55
2033/34 | 152.25 | 21.75 | 50
2033/34 | 152.75 | 21.75 | 60
2033/34 | 153.25 | 21.75 | 53
2033/34 | 153.75 | 21.75 | 46
2033/34 | 154.25 | 21.75 | 38
2033/34 | 154.75 | 21.75 | 42
2033/34 | 155.25 | 21.75 | 48
2033/34 | 155.75 | 21.75 | 49
2033/34 | 156.25 | 21.75 | 42
2033/34 | 156.75 | 21.75 | 45
2033/34 | 157.25 | 21.75 | 60
2033/34 | 157.75 | 21.75 | 51
2033/34 | 158.25 | 21.75 | 47
2033/34 | 158.75 | 21.75 | 56
2033/34 | 159.25 | 21.75 | 54
2033/34 | 159.75 | 21.75 | 50
2033/34 | 160.25 | 21.75 | 47
2033/34 | 160.75 | 21.75 | 56
2033/34 | 161.25 | 21.75 | 45
2033/34 | 161.75 | 21.75 | 49
2033/34 | 162.25 | 21.75 | 40
2033/34 | 162.75 | 21.75 | 45
2033/34 | 163.25 | 21.75 | 42
2033/34 | 163.75 | 21.75 | 44
2033/34 | 164.25 | 21.75 | 49
2033/34 | 164.75 | 21.75 | 42
2033/34 | 165.25 | 21.75 | 47
2033/34 | 165.75 | 21.75 | 39
2033/34 | 166.25 | 21.75 | 45
2033/34 | 166.75 | 21.75 | 38
2033/34 | 167.25 | 21.75 | 48
2033/34 | 167.75 | 21.75 | 50
2033/34 | 168.25 | 21.75 | 28
2033/34 | 168.75 | 21.75 | 38
2033/34 | 169.25 | 21.75 | 44
2033/34 | 169.75 | 21.75 | 45
2033/34 | 170.25 | 21.75 | 49
2033/34 | 170.75 | 21.75 | 39
2033/34 | 171.25 | 21.75 | 50
2033/34 | 171.75 | 21.75 | 33
2033/34 | 172.25 | 21.75 | 46
2033/34 | 172.75 | 21.75 | 47
2033/34 | 173.25 | 21.75 | 35
2033/34 | 173.75 | 21.75 | 33
2033/34 | 174.25 | 21.75 | 32
2033/34 | 174.75 | 21.75 | 36
2033/34 | 175.25 | 21.75 | 30
2033/34 | 175.75 | 21.75 | 29
2033/34 | 176.25 | 21.75 | 28
2033/34 | 176.75 | 21.75 | 21
2033/34 | 177.25 | 21.75 | 46
2033/34 | 177.75 | 21.75 | 37
2033/34 | 178.25 | 21.75 | 38
2033/34 | 178.75 | 21.75 | 33
2033/34 | 179.25 | 21.75 | 42
2033/34 | 179.75 | 21.75 | 23
2033/34 | 180.25 | 21.75 | 27
2033/34 | 180.75 | 21.75 | 34
2033/34 | 181.25 | 21.75 | 35
2033/34 | 181.75 | 21.75 | 31
2033/34 | 182.25 | 21.75 | 35
2033/34 | 182.75 | 21.75 | 37
2033/34 | 183.25 | 21.75 | 30
2033/34 | 183.75 | 21.75 | 39
2033/34 | 184.25 | 21.75 | 35
2033/34 | 184.75 | 21.75 | 28
2033/34 | 185.25 | 21.75 | 35
2033/34 | 185.75 | 21.75 | 36
2033/34 | 186.25 | 21.75 | 38
2033/34 | 186.75 | 21.75 | 20
2033/34 | 187.25 | 21.75 | 32
2033/34 | 187.75 | 21.75 | 34
2033/34 | 188.25 | 21.75 | 27
2033/34 | 188.75 | 21.75 | 30
2033/34 | 189.25 | 21.75 | 25
2033/34 | 189.75 | 21.75 | 31
2033/34 | 190.25 | 21.75 | 33
2033/34 | 190.75 | 21.75 | 31
2033/34 | 191.25 | 21.75 | 26
2033/34 | 191.75 | 21.75 | 34
2033/34 | 192.25 | 21.75 | 32
2033/34 | 192.75 | 21.75 | 26
2033/34 | 193.25 | 21.75 | 32
2033/34 | 193.75 | 21.75 | 31
2033/34 | 194.25 | 21.75 | 28
2033/34 | 194.75 | 21.75 | 24
2033/34 | 195.25 | 21.75 | 20
2033/34 | 195.75 | 21.75 | 23
2033/34 | 196.25 | 21.75 | 23
2033/34 | 196.75 | 21.75 | 31
2033/34 | 197.25 | 21.75 | 36
2033/34 | 197.75 | 21.75 | 22
2033/34 | 198.25 | 21.75 | 25
2033/34 | 198.75 | 21.75 | 23
2033/34 | 199.25 | 21.75 | 28
2033/34 | 199.75 | 21.75 | 26
2033/34 | 200.25 | 21.75 | 16
2033/34 | 200.75 | 21.75 | 22
2033/34 | 201.25 | 21.75 | 14
2033/34 | 201.75 | 21.75 | 25
2033/34 | 202.25 | 21.75 | 29
2033/34 | 202.75 | 21.75 | 20
2033/34 | 203.25 | 21.75 | 21
2033/34 | 203.75 | 21.75 | 28
2033/34 | 204.25 | 21.75 | 18
2033/34 | 204.75 | 21.75 | 22
2033/34 | 205.25 | 21.75 | 15
2033/34 | 205.75 | 21.75 | 23
2033/34 | 206.25 | 21.75 | 14
2033/34 | 206.75 | 21.75 | 24
2033/34 | 207.25 | 21.75 | 25
2033/34 | 207.75 | 21.75 | 17
2033/34 | 208.25 | 21.75 | 24
2033/34 | 208.75 | 21.75 | 10
2033/34 | 209.25 | 21.75 | 15
2033/34 | 209.75 | 21.75 | 13
2033/34 | 210.25 | 21.75 | 27
2033/34 | 210.75 | 21.75 | 16
2033/34 | 211.25 | 21.75 | 16
2033/34 | 211.75 | 21.75 | 21
2033/34 | 212.25 | 21.75 | 12
2033/34 | 212.75 | 21.75 | 22
2033/34 | 213.25 | 21.75 | 14
2033/34 | 213.75 | 21.75 | 16
2033/34 | 214.25 | 21.75 | 19
2033/34 | 214.75 | 21.75 | 11
2033/34 | 215.25 | 21.75 | 16
2033/34 | 215.75 | 21.75 | 18
2033/34 | 216.25 | 21.75 | 19
2033/34 | 216.75 | 21.75 | 22
2033/34 | 217.25 | 21.75 | 14
2033/34 | 217.75 | 21.75 | 23
2033/34 | 218.25 | 21.75 | 15
2033/34 | 218.75 | 21.75 | 26
2033/34 | 219.25 | 21.75 | 21
2033/34 | 219.75 | 21.75 | 20
2033/34 | 220.25 | 21.75 | 19
2033/34 | 220.75 | 21.75 | 13
2033/34 | 221.25 | 21.75 | 16
2033/34 | 221.75 | 21.75 | 14
2033/34 | 222.25 | 21.75 | 9
2033/34 | 222.75 | 21.75 | 11
2033/34 | 223.25 | 21.75 | 12
2033/34 | 223.75 | 21.75 | 15
2033/34 | 224.25 | 21.75 | 22
2033/34 | 224.75 | 21.75 | 8
2033/34 | 225.25 | 21.75 | 13
2033/34 | 225.75 | 21.75 | 21
2033/34 | 226.25 | 21.75 | 14
2033/34 | 226.75 | 21.75 | 11
2033/34 | 227.25 | 21.75 | 10
2033/34 | 227.75 | 21.75 | 14
2033/34 | 228.25 | 21.75 | 11
2033/34 | 228.75 | 21.75 | 17
2033/34 | 229.25 | 21.75 | 10
2033/34 | 229.75 | 21.75 | 16
2033/34 | 230.25 | 21.75 | 10
2033/34 | 230.75 | 21.75 | 6
2033/34 | 231.25 | 21.75 | 11
2033/34 | 231.75 | 21.75 | 15
2033/34 | 232.25 | 21.75 | 17
2033/34 | 232.75 | 21.75 | 14
2033/34 | 233.25 | 21.75 | 15
2033/34 | 233.75 | 21.75 | 6
2033/34 | 234.25 | 21.75 | 12
2033/34 | 234.75 | 21.75 | 14
2033/34 | 235.25 | 21.75 | 11
2033/34 | 235.75 | 21.75 | 9
2033/34 | 236.25 | 21.75 | 14
2033/34 | 236.75 | 21.75 | 13
2033/34 | 237.25 | 21.75 | 12
2033/34 | 237.75 | 21.75 | 10
2033/34 | 238.25 | 21.75 | 13
2033/34 | 238.75 | 21.75 | 11
2033/34 | 239.25 | 21.75 | 10
2033/34 | 239.75 | 21.75 | 14
2033/34 | 240.25 | 21.75 | 8
2033/34 | 240.75 | 21.75 | 10
2033/34 | 241.25 | 21.75 | 14
2033/34 | 241.75 | 21.75 | 8
2033/34 | 242.25 | 21.75 | 7
2033/34 | 242.75 | 21.75 | 5
2033/34 | 243.25 | 21.75 | 14
2033/34 | 243.75 | 21.75 | 10
2033/34 | 244.25 | 21.75 | 6
2033/34 | 244.75 | 21.75 | 6
2033/34 | 245.25 | 21.75 | 10
2033/34 | 245.75 | 21.75 | 5
2033/34 | 246.25 | 21.75 | 13
2033/34 | 246.75 | 21.75 | 14
2033/34 | 247.25 | 21.75 | 10
2033/34 | 247.75 | 21.75 | 13
2033/34 | 248.25 | 21.75 | 9
2033/34 | 248.75 | 21.75 | 10
2033/34 | 249.25 | 21.75 | 9
2033/34 | 249.75 | 21.75 | 8
2033/34 | 250.25 | 21.75 | 10
2033/34 | 250.75 | 21.75 | 10
2033/34 | 251.25 | 21.75 | 6
2033/34 | 251.75 | 21.75 | 6
2033/34 | 252.25 | 21.75 | 6
2033/34 | 252.75 | 21.75 | 8
2033/34 | 253.25 | 21.75 | 10
2033/34 | 253.75 | 21.75 | 10
2033/34 | 254.25 | 21.75 | 13
2033/34 | 254.75 | 21.75 | 5
2033/34 | 255.25 | 21.75 | 12
2033/34 | 255.75 | 21.75 | 12
2033/34 | 256.25 | 21.75 | 6
2033/34 | 256.75 | 21.75 | 9
2033/34 | 257.25 | 21.75 | 8
2033/34 | 257.75 | 21.75 | 11
2033/34 | 258.25 | 21.75 | 7
2033/34 | 258.75 | 21.75 | 6
2033/34 | 259.25 | 21.75 | 5
2033/34 | 259.75 | 21.75 | 12
2033/34 | 260.25 | 21.75 | 3
2033/34 | 260.75 | 21.75 | 11
2033/34 | 261.25 | 21.75 | 8
2033/34 | 261.75 | 21.75 | 9
2033/34 | 262.25 | 21.75 | 7
2033/34 | 262.75 | 21.75 | 10
2033/34 | 263.25 | 21.75 | 4
2033/34 | 263.75 | 21.75 | 10
2033/34 | 264.25 | 21.75 | 11
2033/34 | 264.75 | 21.75 | 7
2033/34 | 265.25 | 21.75 | 12
2033/34 | 265.75 | 21.75 | 10
2033/34 | 266.25 | 21.75 | 9
2033/34 | 266.75 | 21.75 | 10
2033/34 | 267.25 | 21.75 | 7
2033/34 | 267.75 | 21.75 | 3
2033/34 | 268.25 | 21.75 | 6
2033/34 | 268.75 | 21.75 | 10
2033/34 | 269.25 | 21.75 | 10
2033/34 | 269.75 | 21.75 | 3
2033/34 | 270.25 | 21.75 | 9
2033/34 | 270.75 | 21.75 | 3
2033/34 | 271.25 | 21.75 | 9
2033/34 | 271.75 | 21.75 | 5
2033/34 | 272.25 | 21.75 | 8
2033/34 | 272.75 | 21.75 | 3
2033/34 | 273.25 | 21.75 | 7
2033/34 | 273.75 | 21.75 | 4
2033/34 | 274.25 | 21.75 | 4
2033/34 | 274.75 | 21.75 | 2
2033/34 | 275.25 | 21.75 | 2
2033/34 | 275.75 | 21.75 | 5
2033/34 | 276.25 | 21.75 | 5
2033/34 | 276.75 | 21.75 | 6
2033/34 | 277.25 | 21.75 | 2
2033/34 | 277.75 | 21.75 | 5
2033/34 | 278.25 | 21.75 | 3
2033/34 | 278.75 | 21.75 | 9
2033/34 | 279.25 | 21.75 | 6
2033/34 | 279.75 | 21.75 | 7
2033/34 | 280.25 | 21.75 | 2
2033/34 | 280.75 | 21.75 | 4
2033/34 | 281.25 | 21.75 | 3
2033/34 | 281.75 | 21.75 | 7
2033/34 | 282.25 | 21.75 | 5
2033/34 | 282.75 | 21.75 | 10
2033/34 | 283.25 | 21.75 | 4
2033/34 | 283.75 | 21.75 | 1
2033/34 | 284.25 | 21.75 | 3
2033/34 | 284.75 | 21.75 | 5
2033/34 | 285.25 | 21.75 | 5
2033/34 | 285.75 | 21.75 | 1
2033/34 | 286.25 | 21.75 | 6
2033/34 | 286.75 | 21.75 | 3
2033/34 | 287.25 | 21.75 | 3
2033/34 | 287.75 | 21.75 | 2
2033/34 | 288.25 | 21.75 | 4
2033/34 | 288.75 | 21.75 | 3
2033/34 | 289.25 | 21.75 | 3
2033/34 | 289.75 | 21.75 | 3
2033/34 | 290.25 | 21.75 | 2
2033/34 | 290.75 | 21.75 | 2
2033/34 | 291.25 | 21.75 | 1
2033/34 | 291.75 | 21.75 | 5
2033/34 | 292.25 | 21.75 | 4
2033/34 | 292.75 | 21.75 | 3
2033/34 | 293.25 | 21.75 | 6
2033/34 | 293.75 | 21.75 | 3
2033/34 | 294.25 | 21.75 | 3
2033/34 | 294.75 | 21.75 | 2
2033/34 | 295.25 | 21.75 | 1
2033/34 | 295.75 | 21.75 | 3
2033/34 | 296.25 | 21.75 | 3
2033/34 | 296.75 | 21.75 | 1
2033/34 | 297.25 | 21.75 | 2
2033/34 | 297.75 | 21.75 | 1
2033/34 | 298.25 | 21.75 | 2
2033/34 | 298.75 | 21.75 | 3
2033/34 | 299.25 | 21.75 | 3
2033/34 | 299.75 | 21.75 | 1
2033/34 | 300.25 | 21.75 | 3
2033/34 | 300.75 | 21.75 | 2
2033/34 | 301.25 | 21.75 | 1
2033/34 | 301.75 | 21.75 | 1
2033/34 | 302.25 | 21.75 | 2
2033/34 | 302.75 | 21.75 | 1
2033/34 | 303.25 | 21.75 | 2
2033/34 | 303.75 | 21.75 | 3
2033/34 | 304.25 | 21.75 | 3
2033/34 | 305.25 | 21.75 | 1
2033/34 | 305.75 | 21.75 | 3
2033/34 | 306.25 | 21.75 | 3
2033/34 | 306.75 | 21.75 | 2
2033/34 | 307.25 | 21.75 | 2
2033/34 | 307.75 | 21.75 | 2
2033/34 | 308.75 | 21.75 | 1
2033/34 | 309.75 | 21.75 | 2
2033/34 | 310.25 | 21.75 | 2
2033/34 | 311.25 | 21.75 | 2
2033/34 | 311.75 | 21.75 | 1
2033/34 | 312.25 | 21.75 | 1
2033/34 | 312.75 | 21.75 | 2
2033/34 | 313.25 | 21.75 | 3
2033/34 | 313.75 | 21.75 | 1
2033/34 | 315.25 | 21.75 | 3
2033/34 | 316.25 | 21.75 | 1
2033/34 | 317.75 | 21.75 | 2
2033/34 | 318.75 | 21.75 | 3
2033/34 | 320.25 | 21.75 | 1
2033/34 | 320.75 | 21.75 | 1
2033/34 | 322.25 | 21.75 | 1
2033/34 | 322.75 | 21.75 | 1
2033/34 | 323.25 | 21.75 | 2
2033/34 | 323.75 | 21.75 | 1
2033/34 | 324.75 | 21.75 | 2
2033/34 | 325.75 | 21.75 | 1
2033/34 | 326.75 | 21.75 | 1
2033/34 | 327.25 | 21.75 | 2
2033/34 | 327.75 | 21.75 | 1
2033/34 | 328.75 | 21.75 | 1
2033/34 | 330.25 | 21.75 | 1
2033/34 | 331.25 | 21.75 | 2
2033/34 | 336.75 | 21.75 | 1
2033/34 | 339.25 | 21.75 | 1
2033/34 | 343.25 | 21.75 | 1
2033/34 | 352.25 | 21.75 | 1
2033/34 | 32.25 | 22.25 | 1
2033/34 | 32.75 | 22.25 | 1
2033/34 | 33.75 | 22.25 | 3
2033/34 | 34.25 | 22.25 | 4
2033/34 | 34.75 | 22.25 | 1
2033/34 | 35.75 | 22.25 | 2
2033/34 | 36.25 | 22.25 | 3
2033/34 | 36.75 | 22.25 | 1
2033/34 | 37.25 | 22.25 | 1
2033/34 | 38.25 | 22.25 | 1
2033/34 | 39.25 | 22.25 | 2
2033/34 | 39.75 | 22.25 | 1
2033/34 | 40.25 | 22.25 | 4
2033/34 | 40.75 | 22.25 | 2
2033/34 | 41.25 | 22.25 | 3
2033/34 | 41.75 | 22.25 | 1
2033/34 | 42.25 | 22.25 | 3
2033/34 | 42.75 | 22.25 | 3
2033/34 | 43.25 | 22.25 | 1
2033/34 | 44.75 | 22.25 | 2
2033/34 | 45.25 | 22.25 | 3
2033/34 | 45.75 | 22.25 | 2
2033/34 | 46.75 | 22.25 | 2
2033/34 | 47.25 | 22.25 | 4
2033/34 | 47.75 | 22.25 | 3
2033/34 | 48.25 | 22.25 | 3
2033/34 | 48.75 | 22.25 | 2
2033/34 | 49.25 | 22.25 | 3
2033/34 | 49.75 | 22.25 | 3
2033/34 | 50.25 | 22.25 | 3
2033/34 | 50.75 | 22.25 | 7
2033/34 | 51.25 | 22.25 | 3
2033/34 | 51.75 | 22.25 | 2
2033/34 | 52.25 | 22.25 | 3
2033/34 | 52.75 | 22.25 | 3
2033/34 | 53.25 | 22.25 | 6
2033/34 | 53.75 | 22.25 | 6
2033/34 | 54.25 | 22.25 | 6
2033/34 | 54.75 | 22.25 | 2
2033/34 | 55.25 | 22.25 | 6
2033/34 | 55.75 | 22.25 | 5
2033/34 | 56.25 | 22.25 | 7
2033/34 | 56.75 | 22.25 | 2
2033/34 | 57.25 | 22.25 | 7
2033/34 | 57.75 | 22.25 | 13
2033/34 | 58.25 | 22.25 | 3
2033/34 | 58.75 | 22.25 | 10
2033/34 | 59.25 | 22.25 | 13
2033/34 | 59.75 | 22.25 | 7
2033/34 | 60.25 | 22.25 | 7
2033/34 | 60.75 | 22.25 | 8
2033/34 | 61.25 | 22.25 | 13
2033/34 | 61.75 | 22.25 | 9
2033/34 | 62.25 | 22.25 | 11
2033/34 | 62.75 | 22.25 | 5
2033/34 | 63.25 | 22.25 | 10
2033/34 | 63.75 | 22.25 | 9
2033/34 | 64.25 | 22.25 | 8
2033/34 | 64.75 | 22.25 | 10
2033/34 | 65.25 | 22.25 | 12
2033/34 | 65.75 | 22.25 | 7
2033/34 | 66.25 | 22.25 | 11
2033/34 | 66.75 | 22.25 | 9
2033/34 | 67.25 | 22.25 | 18
2033/34 | 67.75 | 22.25 | 13
2033/34 | 68.25 | 22.25 | 16
2033/34 | 68.75 | 22.25 | 14
2033/34 | 69.25 | 22.25 | 15
2033/34 | 69.75 | 22.25 | 17
2033/34 | 70.25 | 22.25 | 17
2033/34 | 70.75 | 22.25 | 14
2033/34 | 71.25 | 22.25 | 16
2033/34 | 71.75 | 22.25 | 18
2033/34 | 72.25 | 22.25 | 21
2033/34 | 72.75 | 22.25 | 12
2033/34 | 73.25 | 22.25 | 16
2033/34 | 73.75 | 22.25 | 16
2033/34 | 74.25 | 22.25 | 19
2033/34 | 74.75 | 22.25 | 16
2033/34 | 75.25 | 22.25 | 20
2033/34 | 75.75 | 22.25 | 14
2033/34 | 76.25 | 22.25 | 14
2033/34 | 76.75 | 22.25 | 24
2033/34 | 77.25 | 22.25 | 17
2033/34 | 77.75 | 22.25 | 12
2033/34 | 78.25 | 22.25 | 18
2033/34 | 78.75 | 22.25 | 29
2033/34 | 79.25 | 22.25 | 19
2033/34 | 79.75 | 22.25 | 18
2033/34 | 80.25 | 22.25 | 24
2033/34 | 80.75 | 22.25 | 22
2033/34 | 81.25 | 22.25 | 26
2033/34 | 81.75 | 22.25 | 19
2033/34 | 82.25 | 22.25 | 38
2033/34 | 82.75 | 22.25 | 27
2033/34 | 83.25 | 22.25 | 23
2033/34 | 83.75 | 22.25 | 27
2033/34 | 84.25 | 22.25 | 23
2033/34 | 84.75 | 22.25 | 30
2033/34 | 85.25 | 22.25 | 27
2033/34 | 85.75 | 22.25 | 33
2033/34 | 86.25 | 22.25 | 32
2033/34 | 86.75 | 22.25 | 31
2033/34 | 87.25 | 22.25 | 29
2033/34 | 87.75 | 22.25 | 38
2033/34 | 88.25 | 22.25 | 32
2033/34 | 88.75 | 22.25 | 26
2033/34 | 89.25 | 22.25 | 32
2033/34 | 89.75 | 22.25 | 31
2033/34 | 90.25 | 22.25 | 30
2033/34 | 90.75 | 22.25 | 29
2033/34 | 91.25 | 22.25 | 27
2033/34 | 91.75 | 22.25 | 36
2033/34 | 92.25 | 22.25 | 41
2033/34 | 92.75 | 22.25 | 30
2033/34 | 93.25 | 22.25 | 35
2033/34 | 93.75 | 22.25 | 40
2033/34 | 94.25 | 22.25 | 38
2033/34 | 94.75 | 22.25 | 36
2033/34 | 95.25 | 22.25 | 39
2033/34 | 95.75 | 22.25 | 34
2033/34 | 96.25 | 22.25 | 41
2033/34 | 96.75 | 22.25 | 34
2033/34 | 97.25 | 22.25 | 40
2033/34 | 97.75 | 22.25 | 49
2033/34 | 98.25 | 22.25 | 44
2033/34 | 98.75 | 22.25 | 42
2033/34 | 99.25 | 22.25 | 32
2033/34 | 99.75 | 22.25 | 44
2033/34 | 100.25 | 22.25 | 39
2033/34 | 100.75 | 22.25 | 37
2033/34 | 101.25 | 22.25 | 32
2033/34 | 101.75 | 22.25 | 51
2033/34 | 102.25 | 22.25 | 54
2033/34 | 102.75 | 22.25 | 43
2033/34 | 103.25 | 22.25 | 44
2033/34 | 103.75 | 22.25 | 32
2033/34 | 104.25 | 22.25 | 42
2033/34 | 104.75 | 22.25 | 37
2033/34 | 105.25 | 22.25 | 37
2033/34 | 105.75 | 22.25 | 49
2033/34 | 106.25 | 22.25 | 53
2033/34 | 106.75 | 22.25 | 40
2033/34 | 107.25 | 22.25 | 50
2033/34 | 107.75 | 22.25 | 35
2033/34 | 108.25 | 22.25 | 50
2033/34 | 108.75 | 22.25 | 43
2033/34 | 109.25 | 22.25 | 44
2033/34 | 109.75 | 22.25 | 39
2033/34 | 110.25 | 22.25 | 49
2033/34 | 110.75 | 22.25 | 49
2033/34 | 111.25 | 22.25 | 52
2033/34 | 111.75 | 22.25 | 41
2033/34 | 112.25 | 22.25 | 49
2033/34 | 112.75 | 22.25 | 48
2033/34 | 113.25 | 22.25 | 49
2033/34 | 113.75 | 22.25 | 45
2033/34 | 114.25 | 22.25 | 56
2033/34 | 114.75 | 22.25 | 53
2033/34 | 115.25 | 22.25 | 42
2033/34 | 115.75 | 22.25 | 64
2033/34 | 116.25 | 22.25 | 57
2033/34 | 116.75 | 22.25 | 50
2033/34 | 117.25 | 22.25 | 49
2033/34 | 117.75 | 22.25 | 50
2033/34 | 118.25 | 22.25 | 57
2033/34 | 118.75 | 22.25 | 60
2033/34 | 119.25 | 22.25 | 62
2033/34 | 119.75 | 22.25 | 44
2033/34 | 120.25 | 22.25 | 61
2033/34 | 120.75 | 22.25 | 74
2033/34 | 121.25 | 22.25 | 58
2033/34 | 121.75 | 22.25 | 53
2033/34 | 122.25 | 22.25 | 53
2033/34 | 122.75 | 22.25 | 61
2033/34 | 123.25 | 22.25 | 58
2033/34 | 123.75 | 22.25 | 57
2033/34 | 124.25 | 22.25 | 54
2033/34 | 124.75 | 22.25 | 51
2033/34 | 125.25 | 22.25 | 60
2033/34 | 125.75 | 22.25 | 50
2033/34 | 126.25 | 22.25 | 54
2033/34 | 126.75 | 22.25 | 41
2033/34 | 127.25 | 22.25 | 55
2033/34 | 127.75 | 22.25 | 59
2033/34 | 128.25 | 22.25 | 60
2033/34 | 128.75 | 22.25 | 58
2033/34 | 129.25 | 22.25 | 60
2033/34 | 129.75 | 22.25 | 56
2033/34 | 130.25 | 22.25 | 40
2033/34 | 130.75 | 22.25 | 48
2033/34 | 131.25 | 22.25 | 50
2033/34 | 131.75 | 22.25 | 62
2033/34 | 132.25 | 22.25 | 53
2033/34 | 132.75 | 22.25 | 45
2033/34 | 133.25 | 22.25 | 56
2033/34 | 133.75 | 22.25 | 57
2033/34 | 134.25 | 22.25 | 50
2033/34 | 134.75 | 22.25 | 48
2033/34 | 135.25 | 22.25 | 51
2033/34 | 135.75 | 22.25 | 65
2033/34 | 136.25 | 22.25 | 52
2033/34 | 136.75 | 22.25 | 59
2033/34 | 137.25 | 22.25 | 55
2033/34 | 137.75 | 22.25 | 69
2033/34 | 138.25 | 22.25 | 58
2033/34 | 138.75 | 22.25 | 64
2033/34 | 139.25 | 22.25 | 65
2033/34 | 139.75 | 22.25 | 58
2033/34 | 140.25 | 22.25 | 41
2033/34 | 140.75 | 22.25 | 64
2033/34 | 141.25 | 22.25 | 46
2033/34 | 141.75 | 22.25 | 68
2033/34 | 142.25 | 22.25 | 53
2033/34 | 142.75 | 22.25 | 50
2033/34 | 143.25 | 22.25 | 66
2033/34 | 143.75 | 22.25 | 77
2033/34 | 144.25 | 22.25 | 61
2033/34 | 144.75 | 22.25 | 57
2033/34 | 145.25 | 22.25 | 51
2033/34 | 145.75 | 22.25 | 51
2033/34 | 146.25 | 22.25 | 56
2033/34 | 146.75 | 22.25 | 52
2033/34 | 147.25 | 22.25 | 54
2033/34 | 147.75 | 22.25 | 60
2033/34 | 148.25 | 22.25 | 59
2033/34 | 148.75 | 22.25 | 58
2033/34 | 149.25 | 22.25 | 54
2033/34 | 149.75 | 22.25 | 42
2033/34 | 150.25 | 22.25 | 47
2033/34 | 150.75 | 22.25 | 62
2033/34 | 151.25 | 22.25 | 48
2033/34 | 151.75 | 22.25 | 57
2033/34 | 152.25 | 22.25 | 48
2033/34 | 152.75 | 22.25 | 63
2033/34 | 153.25 | 22.25 | 48
2033/34 | 153.75 | 22.25 | 58
2033/34 | 154.25 | 22.25 | 51
2033/34 | 154.75 | 22.25 | 55
2033/34 | 155.25 | 22.25 | 54
2033/34 | 155.75 | 22.25 | 53
2033/34 | 156.25 | 22.25 | 36
2033/34 | 156.75 | 22.25 | 51
2033/34 | 157.25 | 22.25 | 46
2033/34 | 157.75 | 22.25 | 44
2033/34 | 158.25 | 22.25 | 41
2033/34 | 158.75 | 22.25 | 53
2033/34 | 159.25 | 22.25 | 54
2033/34 | 159.75 | 22.25 | 52
2033/34 | 160.25 | 22.25 | 50
2033/34 | 160.75 | 22.25 | 40
2033/34 | 161.25 | 22.25 | 51
2033/34 | 161.75 | 22.25 | 40
2033/34 | 162.25 | 22.25 | 49
2033/34 | 162.75 | 22.25 | 38
2033/34 | 163.25 | 22.25 | 36
2033/34 | 163.75 | 22.25 | 45
2033/34 | 164.25 | 22.25 | 41
2033/34 | 164.75 | 22.25 | 41
2033/34 | 165.25 | 22.25 | 35
2033/34 | 165.75 | 22.25 | 39
2033/34 | 166.25 | 22.25 | 38
2033/34 | 166.75 | 22.25 | 38
2033/34 | 167.25 | 22.25 | 47
2033/34 | 167.75 | 22.25 | 46
2033/34 | 168.25 | 22.25 | 44
2033/34 | 168.75 | 22.25 | 41
2033/34 | 169.25 | 22.25 | 38
2033/34 | 169.75 | 22.25 | 43
2033/34 | 170.25 | 22.25 | 38
2033/34 | 170.75 | 22.25 | 40
2033/34 | 171.25 | 22.25 | 41
2033/34 | 171.75 | 22.25 | 40
2033/34 | 172.25 | 22.25 | 45
2033/34 | 172.75 | 22.25 | 40
2033/34 | 173.25 | 22.25 | 34
2033/34 | 173.75 | 22.25 | 52
2033/34 | 174.25 | 22.25 | 31
2033/34 | 174.75 | 22.25 | 36
2033/34 | 175.25 | 22.25 | 33
2033/34 | 175.75 | 22.25 | 42
2033/34 | 176.25 | 22.25 | 38
2033/34 | 176.75 | 22.25 | 39
2033/34 | 177.25 | 22.25 | 53
2033/34 | 177.75 | 22.25 | 39
2033/34 | 178.25 | 22.25 | 33
2033/34 | 178.75 | 22.25 | 45
2033/34 | 179.25 | 22.25 | 43
2033/34 | 179.75 | 22.25 | 37
2033/34 | 180.25 | 22.25 | 41
2033/34 | 180.75 | 22.25 | 36
2033/34 | 181.25 | 22.25 | 30
2033/34 | 181.75 | 22.25 | 35
2033/34 | 182.25 | 22.25 | 47
2033/34 | 182.75 | 22.25 | 34
2033/34 | 183.25 | 22.25 | 37
2033/34 | 183.75 | 22.25 | 31
2033/34 | 184.25 | 22.25 | 26
2033/34 | 184.75 | 22.25 | 33
2033/34 | 185.25 | 22.25 | 25
2033/34 | 185.75 | 22.25 | 35
2033/34 | 186.25 | 22.25 | 32
2033/34 | 186.75 | 22.25 | 29
2033/34 | 187.25 | 22.25 | 20
2033/34 | 187.75 | 22.25 | 25
2033/34 | 188.25 | 22.25 | 34
2033/34 | 188.75 | 22.25 | 36
2033/34 | 189.25 | 22.25 | 30
2033/34 | 189.75 | 22.25 | 28
2033/34 | 190.25 | 22.25 | 34
2033/34 | 190.75 | 22.25 | 28
2033/34 | 191.25 | 22.25 | 19
2033/34 | 191.75 | 22.25 | 25
2033/34 | 192.25 | 22.25 | 30
2033/34 | 192.75 | 22.25 | 39
2033/34 | 193.25 | 22.25 | 30
2033/34 | 193.75 | 22.25 | 28
2033/34 | 194.25 | 22.25 | 34
2033/34 | 194.75 | 22.25 | 24
2033/34 | 195.25 | 22.25 | 24
2033/34 | 195.75 | 22.25 | 27
2033/34 | 196.25 | 22.25 | 28
2033/34 | 196.75 | 22.25 | 21
2033/34 | 197.25 | 22.25 | 26
2033/34 | 197.75 | 22.25 | 22
2033/34 | 198.25 | 22.25 | 28
2033/34 | 198.75 | 22.25 | 26
2033/34 | 199.25 | 22.25 | 22
2033/34 | 199.75 | 22.25 | 23
2033/34 | 200.25 | 22.25 | 24
2033/34 | 200.75 | 22.25 | 19
2033/34 | 201.25 | 22.25 | 19
2033/34 | 201.75 | 22.25 | 24
2033/34 | 202.25 | 22.25 | 20
2033/34 | 202.75 | 22.25 | 24
2033/34 | 203.25 | 22.25 | 16
2033/34 | 203.75 | 22.25 | 24
2033/34 | 204.25 | 22.25 | 24
2033/34 | 204.75 | 22.25 | 24
2033/34 | 205.25 | 22.25 | 22
2033/34 | 205.75 | 22.25 | 25
2033/34 | 206.25 | 22.25 | 23
2033/34 | 206.75 | 22.25 | 19
2033/34 | 207.25 | 22.25 | 27
2033/34 | 207.75 | 22.25 | 22
2033/34 | 208.25 | 22.25 | 29
2033/34 | 208.75 | 22.25 | 20
2033/34 | 209.25 | 22.25 | 21
2033/34 | 209.75 | 22.25 | 14
2033/34 | 210.25 | 22.25 | 17
2033/34 | 210.75 | 22.25 | 14
2033/34 | 211.25 | 22.25 | 14
2033/34 | 211.75 | 22.25 | 12
2033/34 | 212.25 | 22.25 | 14
2033/34 | 212.75 | 22.25 | 17
2033/34 | 213.25 | 22.25 | 18
2033/34 | 213.75 | 22.25 | 13
2033/34 | 214.25 | 22.25 | 17
2033/34 | 214.75 | 22.25 | 6
2033/34 | 215.25 | 22.25 | 19
2033/34 | 215.75 | 22.25 | 17
2033/34 | 216.25 | 22.25 | 21
2033/34 | 216.75 | 22.25 | 16
2033/34 | 217.25 | 22.25 | 8
2033/34 | 217.75 | 22.25 | 21
2033/34 | 218.25 | 22.25 | 18
2033/34 | 218.75 | 22.25 | 15
2033/34 | 219.25 | 22.25 | 10
2033/34 | 219.75 | 22.25 | 17
2033/34 | 220.25 | 22.25 | 18
2033/34 | 220.75 | 22.25 | 12
2033/34 | 221.25 | 22.25 | 10
2033/34 | 221.75 | 22.25 | 11
2033/34 | 222.25 | 22.25 | 9
2033/34 | 222.75 | 22.25 | 22
2033/34 | 223.25 | 22.25 | 13
2033/34 | 223.75 | 22.25 | 13
2033/34 | 224.25 | 22.25 | 14
2033/34 | 224.75 | 22.25 | 14
2033/34 | 225.25 | 22.25 | 13
2033/34 | 225.75 | 22.25 | 18
2033/34 | 226.25 | 22.25 | 11
2033/34 | 226.75 | 22.25 | 14
2033/34 | 227.25 | 22.25 | 13
2033/34 | 227.75 | 22.25 | 19
2033/34 | 228.25 | 22.25 | 16
2033/34 | 228.75 | 22.25 | 14
2033/34 | 229.25 | 22.25 | 13
2033/34 | 229.75 | 22.25 | 14
2033/34 | 230.25 | 22.25 | 14
2033/34 | 230.75 | 22.25 | 9
2033/34 | 231.25 | 22.25 | 11
2033/34 | 231.75 | 22.25 | 21
2033/34 | 232.25 | 22.25 | 10
2033/34 | 232.75 | 22.25 | 5
2033/34 | 233.25 | 22.25 | 10
2033/34 | 233.75 | 22.25 | 8
2033/34 | 234.25 | 22.25 | 11
2033/34 | 234.75 | 22.25 | 8
2033/34 | 235.25 | 22.25 | 11
2033/34 | 235.75 | 22.25 | 7
2033/34 | 236.25 | 22.25 | 12
2033/34 | 236.75 | 22.25 | 9
2033/34 | 237.25 | 22.25 | 12
2033/34 | 237.75 | 22.25 | 8
2033/34 | 238.25 | 22.25 | 12
2033/34 | 238.75 | 22.25 | 13
2033/34 | 239.25 | 22.25 | 4
2033/34 | 239.75 | 22.25 | 11
2033/34 | 240.25 | 22.25 | 11
2033/34 | 240.75 | 22.25 | 17
2033/34 | 241.25 | 22.25 | 15
2033/34 | 241.75 | 22.25 | 11
2033/34 | 242.25 | 22.25 | 6
2033/34 | 242.75 | 22.25 | 8
2033/34 | 243.25 | 22.25 | 10
2033/34 | 243.75 | 22.25 | 9
2033/34 | 244.25 | 22.25 | 11
2033/34 | 244.75 | 22.25 | 10
2033/34 | 245.25 | 22.25 | 7
2033/34 | 245.75 | 22.25 | 8
2033/34 | 246.25 | 22.25 | 8
2033/34 | 246.75 | 22.25 | 9
2033/34 | 247.25 | 22.25 | 6
2033/34 | 247.75 | 22.25 | 8
2033/34 | 248.25 | 22.25 | 6
2033/34 | 248.75 | 22.25 | 19
2033/34 | 249.25 | 22.25 | 9
2033/34 | 249.75 | 22.25 | 9
2033/34 | 250.25 | 22.25 | 10
2033/34 | 250.75 | 22.25 | 10
2033/34 | 251.25 | 22.25 | 4
2033/34 | 251.75 | 22.25 | 8
2033/34 | 252.25 | 22.25 | 10
2033/34 | 252.75 | 22.25 | 7
2033/34 | 253.25 | 22.25 | 6
2033/34 | 253.75 | 22.25 | 5
2033/34 | 254.25 | 22.25 | 4
2033/34 | 254.75 | 22.25 | 8
2033/34 | 255.25 | 22.25 | 9
2033/34 | 255.75 | 22.25 | 10
2033/34 | 256.25 | 22.25 | 11
2033/34 | 256.75 | 22.25 | 10
2033/34 | 257.25 | 22.25 | 5
2033/34 | 257.75 | 22.25 | 8
2033/34 | 258.25 | 22.25 | 4
2033/34 | 258.75 | 22.25 | 7
2033/34 | 259.25 | 22.25 | 9
2033/34 | 259.75 | 22.25 | 6
2033/34 | 260.25 | 22.25 | 3
2033/34 | 260.75 | 22.25 | 9
2033/34 | 261.25 | 22.25 | 6
2033/34 | 261.75 | 22.25 | 8
2033/34 | 262.25 | 22.25 | 8
2033/34 | 262.75 | 22.25 | 5
2033/34 | 263.25 | 22.25 | 7
2033/34 | 263.75 | 22.25 | 9
2033/34 | 264.25 | 22.25 | 3
2033/34 | 264.75 | 22.25 | 11
2033/34 | 265.25 | 22.25 | 8
2033/34 | 265.75 | 22.25 | 7
2033/34 | 266.25 | 22.25 | 13
2033/34 | 266.75 | 22.25 | 3
2033/34 | 267.25 | 22.25 | 4
2033/34 | 267.75 | 22.25 | 6
2033/34 | 268.25 | 22.25 | 7
2033/34 | 268.75 | 22.25 | 8
2033/34 | 269.25 | 22.25 | 6
2033/34 | 269.75 | 22.25 | 6
2033/34 | 270.25 | 22.25 | 7
2033/34 | 270.75 | 22.25 | 6
2033/34 | 271.25 | 22.25 | 6
2033/34 | 271.75 | 22.25 | 5
2033/34 | 272.25 | 22.25 | 4
2033/34 | 272.75 | 22.25 | 12
2033/34 | 273.25 | 22.25 | 6
2033/34 | 273.75 | 22.25 | 1
2033/34 | 274.25 | 22.25 | 7
2033/34 | 274.75 | 22.25 | 7
2033/34 | 275.25 | 22.25 | 9
2033/34 | 275.75 | 22.25 | 8
2033/34 | 276.25 | 22.25 | 9
2033/34 | 276.75 | 22.25 | 5
2033/34 | 277.25 | 22.25 | 5
2033/34 | 277.75 | 22.25 | 9
2033/34 | 278.25 | 22.25 | 8
2033/34 | 278.75 | 22.25 | 8
2033/34 | 279.25 | 22.25 | 6
2033/34 | 279.75 | 22.25 | 5
2033/34 | 280.25 | 22.25 | 5
2033/34 | 280.75 | 22.25 | 5
2033/34 | 281.25 | 22.25 | 5
2033/34 | 281.75 | 22.25 | 4
2033/34 | 282.25 | 22.25 | 2
2033/34 | 282.75 | 22.25 | 4
2033/34 | 283.25 | 22.25 | 3
2033/34 | 283.75 | 22.25 | 1
2033/34 | 284.25 | 22.25 | 4
2033/34 | 284.75 | 22.25 | 4
2033/34 | 285.25 | 22.25 | 5
2033/34 | 285.75 | 22.25 | 1
2033/34 | 286.25 | 22.25 | 5
2033/34 | 286.75 | 22.25 | 5
2033/34 | 287.25 | 22.25 | 3
2033/34 | 287.75 | 22.25 | 3
2033/34 | 288.75 | 22.25 | 4
2033/34 | 289.25 | 22.25 | 2
2033/34 | 289.75 | 22.25 | 9
2033/34 | 290.25 | 22.25 | 4
2033/34 | 290.75 | 22.25 | 4
2033/34 | 291.25 | 22.25 | 2
2033/34 | 291.75 | 22.25 | 2
2033/34 | 292.25 | 22.25 | 3
2033/34 | 292.75 | 22.25 | 5
2033/34 | 293.25 | 22.25 | 3
2033/34 | 293.75 | 22.25 | 6
2033/34 | 294.25 | 22.25 | 2
2033/34 | 295.25 | 22.25 | 5
2033/34 | 295.75 | 22.25 | 2
2033/34 | 296.25 | 22.25 | 3
2033/34 | 296.75 | 22.25 | 2
2033/34 | 297.25 | 22.25 | 3
2033/34 | 297.75 | 22.25 | 1
2033/34 | 298.25 | 22.25 | 3
2033/34 | 298.75 | 22.25 | 3
2033/34 | 299.25 | 22.25 | 3
2033/34 | 299.75 | 22.25 | 2
2033/34 | 300.25 | 22.25 | 3
2033/34 | 300.75 | 22.25 | 2
2033/34 | 301.25 | 22.25 | 6
2033/34 | 301.75 | 22.25 | 2
2033/34 | 302.25 | 22.25 | 2
2033/34 | 302.75 | 22.25 | 1
2033/34 | 303.25 | 22.25 | 4
2033/34 | 303.75 | 22.25 | 4
2033/34 | 304.25 | 22.25 | 1
2033/34 | 304.75 | 22.25 | 1
2033/34 | 305.25 | 22.25 | 2
2033/34 | 305.75 | 22.25 | 2
2033/34 | 306.25 | 22.25 | 2
2033/34 | 306.75 | 22.25 | 1
2033/34 | 307.25 | 22.25 | 2
2033/34 | 307.75 | 22.25 | 2
2033/34 | 308.25 | 22.25 | 2
2033/34 | 308.75 | 22.25 | 3
2033/34 | 309.25 | 22.25 | 1
2033/34 | 309.75 | 22.25 | 1
2033/34 | 310.75 | 22.25 | 2
2033/34 | 311.25 | 22.25 | 1
2033/34 | 311.75 | 22.25 | 2
2033/34 | 312.25 | 22.25 | 1
2033/34 | 312.75 | 22.25 | 3
2033/34 | 313.75 | 22.25 | 2
2033/34 | 314.75 | 22.25 | 1
2033/34 | 315.25 | 22.25 | 1
2033/34 | 315.75 | 22.25 | 1
2033/34 | 316.25 | 22.25 | 1
2033/34 | 316.75 | 22.25 | 1
2033/34 | 317.25 | 22.25 | 1
2033/34 | 317.75 | 22.25 | 2
2033/34 | 320.25 | 22.25 | 1
2033/34 | 320.75 | 22.25 | 1
2033/34 | 321.25 | 22.25 | 1
2033/34 | 322.25 | 22.25 | 1
2033/34 | 323.25 | 22.25 | 1
2033/34 | 325.25 | 22.25 | 1
2033/34 | 325.75 | 22.25 | 2
2033/34 | 330.25 | 22.25 | 2
2033/34 | 332.25 | 22.25 | 2
2033/34 | 336.25 | 22.25 | 2
2033/34 | 342.75 | 22.25 | 1
2033/34 | 344.25 | 22.25 | 1
2033/34 | 344.75 | 22.25 | 1
2033/34 | 346.25 | 22.25 | 1
2033/34 | 350.25 | 22.25 | 1
2033/34 | 351.75 | 22.25 | 1
2033/34 | 352.25 | 22.25 | 1
2033/34 | 356.25 | 22.25 | 1
2033/34 | 366.25 | 22.25 | 1
2033/34 | 32.75 | 22.75 | 3
2033/34 | 33.25 | 22.75 | 1
2033/34 | 34.75 | 22.75 | 2
2033/34 | 35.25 | 22.75 | 1
2033/34 | 35.75 | 22.75 | 4
2033/34 | 36.25 | 22.75 | 1
2033/34 | 36.75 | 22.75 | 2
2033/34 | 37.25 | 22.75 | 3
2033/34 | 37.75 | 22.75 | 1
2033/34 | 39.25 | 22.75 | 1
2033/34 | 40.25 | 22.75 | 1
2033/34 | 40.75 | 22.75 | 1
2033/34 | 41.25 | 22.75 | 2
2033/34 | 41.75 | 22.75 | 3
2033/34 | 43.25 | 22.75 | 2
2033/34 | 43.75 | 22.75 | 1
2033/34 | 44.25 | 22.75 | 2
2033/34 | 44.75 | 22.75 | 1
2033/34 | 45.25 | 22.75 | 1
2033/34 | 45.75 | 22.75 | 3
2033/34 | 46.25 | 22.75 | 3
2033/34 | 46.75 | 22.75 | 5
2033/34 | 47.25 | 22.75 | 2
2033/34 | 47.75 | 22.75 | 1
2033/34 | 48.25 | 22.75 | 3
2033/34 | 48.75 | 22.75 | 3
2033/34 | 49.25 | 22.75 | 4
2033/34 | 49.75 | 22.75 | 8
2033/34 | 50.25 | 22.75 | 3
2033/34 | 50.75 | 22.75 | 8
2033/34 | 51.25 | 22.75 | 3
2033/34 | 51.75 | 22.75 | 2
2033/34 | 52.25 | 22.75 | 9
2033/34 | 52.75 | 22.75 | 9
2033/34 | 53.25 | 22.75 | 7
2033/34 | 53.75 | 22.75 | 6
2033/34 | 54.25 | 22.75 | 5
2033/34 | 54.75 | 22.75 | 9
2033/34 | 55.25 | 22.75 | 7
2033/34 | 55.75 | 22.75 | 5
2033/34 | 56.25 | 22.75 | 4
2033/34 | 56.75 | 22.75 | 1
2033/34 | 57.25 | 22.75 | 6
2033/34 | 57.75 | 22.75 | 4
2033/34 | 58.25 | 22.75 | 7
2033/34 | 58.75 | 22.75 | 6
2033/34 | 59.25 | 22.75 | 5
2033/34 | 59.75 | 22.75 | 4
2033/34 | 60.25 | 22.75 | 5
2033/34 | 60.75 | 22.75 | 9
2033/34 | 61.25 | 22.75 | 8
2033/34 | 61.75 | 22.75 | 6
2033/34 | 62.25 | 22.75 | 9
2033/34 | 62.75 | 22.75 | 5
2033/34 | 63.25 | 22.75 | 4
2033/34 | 63.75 | 22.75 | 14
2033/34 | 64.25 | 22.75 | 5
2033/34 | 64.75 | 22.75 | 12
2033/34 | 65.25 | 22.75 | 10
2033/34 | 65.75 | 22.75 | 7
2033/34 | 66.25 | 22.75 | 15
2033/34 | 66.75 | 22.75 | 12
2033/34 | 67.25 | 22.75 | 12
2033/34 | 67.75 | 22.75 | 9
2033/34 | 68.25 | 22.75 | 13
2033/34 | 68.75 | 22.75 | 11
2033/34 | 69.25 | 22.75 | 15
2033/34 | 69.75 | 22.75 | 12
2033/34 | 70.25 | 22.75 | 8
2033/34 | 70.75 | 22.75 | 8
2033/34 | 71.25 | 22.75 | 12
2033/34 | 71.75 | 22.75 | 18
2033/34 | 72.25 | 22.75 | 13
2033/34 | 72.75 | 22.75 | 16
2033/34 | 73.25 | 22.75 | 19
2033/34 | 73.75 | 22.75 | 18
2033/34 | 74.25 | 22.75 | 16
2033/34 | 74.75 | 22.75 | 19
2033/34 | 75.25 | 22.75 | 17
2033/34 | 75.75 | 22.75 | 14
2033/34 | 76.25 | 22.75 | 15
2033/34 | 76.75 | 22.75 | 23
2033/34 | 77.25 | 22.75 | 18
2033/34 | 77.75 | 22.75 | 19
2033/34 | 78.25 | 22.75 | 17
2033/34 | 78.75 | 22.75 | 28
2033/34 | 79.25 | 22.75 | 22
2033/34 | 79.75 | 22.75 | 27
2033/34 | 80.25 | 22.75 | 17
2033/34 | 80.75 | 22.75 | 30
2033/34 | 81.25 | 22.75 | 32
2033/34 | 81.75 | 22.75 | 17
2033/34 | 82.25 | 22.75 | 24
2033/34 | 82.75 | 22.75 | 17
2033/34 | 83.25 | 22.75 | 25
2033/34 | 83.75 | 22.75 | 32
2033/34 | 84.25 | 22.75 | 39
2033/34 | 84.75 | 22.75 | 33
2033/34 | 85.25 | 22.75 | 24
2033/34 | 85.75 | 22.75 | 21
2033/34 | 86.25 | 22.75 | 29
2033/34 | 86.75 | 22.75 | 25
2033/34 | 87.25 | 22.75 | 40
2033/34 | 87.75 | 22.75 | 29
2033/34 | 88.25 | 22.75 | 26
2033/34 | 88.75 | 22.75 | 30
2033/34 | 89.25 | 22.75 | 23
2033/34 | 89.75 | 22.75 | 33
2033/34 | 90.25 | 22.75 | 34
2033/34 | 90.75 | 22.75 | 32
2033/34 | 91.25 | 22.75 | 24
2033/34 | 91.75 | 22.75 | 28
2033/34 | 92.25 | 22.75 | 31
2033/34 | 92.75 | 22.75 | 43
2033/34 | 93.25 | 22.75 | 49
2033/34 | 93.75 | 22.75 | 26
2033/34 | 94.25 | 22.75 | 27
2033/34 | 94.75 | 22.75 | 32
2033/34 | 95.25 | 22.75 | 30
2033/34 | 95.75 | 22.75 | 35
2033/34 | 96.25 | 22.75 | 27
2033/34 | 96.75 | 22.75 | 46
2033/34 | 97.25 | 22.75 | 37
2033/34 | 97.75 | 22.75 | 36
2033/34 | 98.25 | 22.75 | 39
2033/34 | 98.75 | 22.75 | 45
2033/34 | 99.25 | 22.75 | 36
2033/34 | 99.75 | 22.75 | 43
2033/34 | 100.25 | 22.75 | 33
2033/34 | 100.75 | 22.75 | 41
2033/34 | 101.25 | 22.75 | 39
2033/34 | 101.75 | 22.75 | 34
2033/34 | 102.25 | 22.75 | 39
2033/34 | 102.75 | 22.75 | 51
2033/34 | 103.25 | 22.75 | 37
2033/34 | 103.75 | 22.75 | 55
2033/34 | 104.25 | 22.75 | 45
2033/34 | 104.75 | 22.75 | 34
2033/34 | 105.25 | 22.75 | 32
2033/34 | 105.75 | 22.75 | 39
2033/34 | 106.25 | 22.75 | 29
2033/34 | 106.75 | 22.75 | 53
2033/34 | 107.25 | 22.75 | 49
2033/34 | 107.75 | 22.75 | 42
2033/34 | 108.25 | 22.75 | 40
2033/34 | 108.75 | 22.75 | 49
2033/34 | 109.25 | 22.75 | 39
2033/34 | 109.75 | 22.75 | 44
2033/34 | 110.25 | 22.75 | 46
2033/34 | 110.75 | 22.75 | 58
2033/34 | 111.25 | 22.75 | 57
2033/34 | 111.75 | 22.75 | 48
2033/34 | 112.25 | 22.75 | 49
2033/34 | 112.75 | 22.75 | 42
2033/34 | 113.25 | 22.75 | 44
2033/34 | 113.75 | 22.75 | 49
2033/34 | 114.25 | 22.75 | 59
2033/34 | 114.75 | 22.75 | 49
2033/34 | 115.25 | 22.75 | 48
2033/34 | 115.75 | 22.75 | 44
2033/34 | 116.25 | 22.75 | 52
2033/34 | 116.75 | 22.75 | 61
2033/34 | 117.25 | 22.75 | 42
2033/34 | 117.75 | 22.75 | 52
2033/34 | 118.25 | 22.75 | 48
2033/34 | 118.75 | 22.75 | 48
2033/34 | 119.25 | 22.75 | 47
2033/34 | 119.75 | 22.75 | 44
2033/34 | 120.25 | 22.75 | 50
2033/34 | 120.75 | 22.75 | 47
2033/34 | 121.25 | 22.75 | 50
2033/34 | 121.75 | 22.75 | 45
2033/34 | 122.25 | 22.75 | 60
2033/34 | 122.75 | 22.75 | 60
2033/34 | 123.25 | 22.75 | 65
2033/34 | 123.75 | 22.75 | 54
2033/34 | 124.25 | 22.75 | 64
2033/34 | 124.75 | 22.75 | 61
2033/34 | 125.25 | 22.75 | 63
2033/34 | 125.75 | 22.75 | 39
2033/34 | 126.25 | 22.75 | 79
2033/34 | 126.75 | 22.75 | 58
2033/34 | 127.25 | 22.75 | 43
2033/34 | 127.75 | 22.75 | 57
2033/34 | 128.25 | 22.75 | 55
2033/34 | 128.75 | 22.75 | 56
2033/34 | 129.25 | 22.75 | 58
2033/34 | 129.75 | 22.75 | 61
2033/34 | 130.25 | 22.75 | 61
2033/34 | 130.75 | 22.75 | 59
2033/34 | 131.25 | 22.75 | 63
2033/34 | 131.75 | 22.75 | 54
2033/34 | 132.25 | 22.75 | 49
2033/34 | 132.75 | 22.75 | 46
2033/34 | 133.25 | 22.75 | 70
2033/34 | 133.75 | 22.75 | 47
2033/34 | 134.25 | 22.75 | 58
2033/34 | 134.75 | 22.75 | 49
2033/34 | 135.25 | 22.75 | 73
2033/34 | 135.75 | 22.75 | 48
2033/34 | 136.25 | 22.75 | 62
2033/34 | 136.75 | 22.75 | 56
2033/34 | 137.25 | 22.75 | 39
2033/34 | 137.75 | 22.75 | 59
2033/34 | 138.25 | 22.75 | 46
2033/34 | 138.75 | 22.75 | 55
2033/34 | 139.25 | 22.75 | 55
2033/34 | 139.75 | 22.75 | 63
2033/34 | 140.25 | 22.75 | 57
2033/34 | 140.75 | 22.75 | 57
2033/34 | 141.25 | 22.75 | 50
2033/34 | 141.75 | 22.75 | 51
2033/34 | 142.25 | 22.75 | 56
2033/34 | 142.75 | 22.75 | 59
2033/34 | 143.25 | 22.75 | 62
2033/34 | 143.75 | 22.75 | 45
2033/34 | 144.25 | 22.75 | 67
2033/34 | 144.75 | 22.75 | 43
2033/34 | 145.25 | 22.75 | 42
2033/34 | 145.75 | 22.75 | 63
2033/34 | 146.25 | 22.75 | 59
2033/34 | 146.75 | 22.75 | 54
2033/34 | 147.25 | 22.75 | 46
2033/34 | 147.75 | 22.75 | 50
2033/34 | 148.25 | 22.75 | 59
2033/34 | 148.75 | 22.75 | 31
2033/34 | 149.25 | 22.75 | 53
2033/34 | 149.75 | 22.75 | 52
2033/34 | 150.25 | 22.75 | 58
2033/34 | 150.75 | 22.75 | 56
2033/34 | 151.25 | 22.75 | 47
2033/34 | 151.75 | 22.75 | 42
2033/34 | 152.25 | 22.75 | 47
2033/34 | 152.75 | 22.75 | 57
2033/34 | 153.25 | 22.75 | 55
2033/34 | 153.75 | 22.75 | 54
2033/34 | 154.25 | 22.75 | 61
2033/34 | 154.75 | 22.75 | 64
2033/34 | 155.25 | 22.75 | 50
2033/34 | 155.75 | 22.75 | 43
2033/34 | 156.25 | 22.75 | 55
2033/34 | 156.75 | 22.75 | 43
2033/34 | 157.25 | 22.75 | 38
2033/34 | 157.75 | 22.75 | 47
2033/34 | 158.25 | 22.75 | 40
2033/34 | 158.75 | 22.75 | 53
2033/34 | 159.25 | 22.75 | 41
2033/34 | 159.75 | 22.75 | 44
2033/34 | 160.25 | 22.75 | 53
2033/34 | 160.75 | 22.75 | 50
2033/34 | 161.25 | 22.75 | 57
2033/34 | 161.75 | 22.75 | 40
2033/34 | 162.25 | 22.75 | 46
2033/34 | 162.75 | 22.75 | 43
2033/34 | 163.25 | 22.75 | 39
2033/34 | 163.75 | 22.75 | 43
2033/34 | 164.25 | 22.75 | 44
2033/34 | 164.75 | 22.75 | 41
2033/34 | 165.25 | 22.75 | 43
2033/34 | 165.75 | 22.75 | 40
2033/34 | 166.25 | 22.75 | 40
2033/34 | 166.75 | 22.75 | 35
2033/34 | 167.25 | 22.75 | 61
2033/34 | 167.75 | 22.75 | 36
2033/34 | 168.25 | 22.75 | 50
2033/34 | 168.75 | 22.75 | 47
2033/34 | 169.25 | 22.75 | 32
2033/34 | 169.75 | 22.75 | 43
2033/34 | 170.25 | 22.75 | 27
2033/34 | 170.75 | 22.75 | 41
2033/34 | 171.25 | 22.75 | 50
2033/34 | 171.75 | 22.75 | 40
2033/34 | 172.25 | 22.75 | 47
2033/34 | 172.75 | 22.75 | 36
2033/34 | 173.25 | 22.75 | 38
2033/34 | 173.75 | 22.75 | 38
2033/34 | 174.25 | 22.75 | 53
2033/34 | 174.75 | 22.75 | 41
2033/34 | 175.25 | 22.75 | 48
2033/34 | 175.75 | 22.75 | 38
2033/34 | 176.25 | 22.75 | 28
2033/34 | 176.75 | 22.75 | 46
2033/34 | 177.25 | 22.75 | 31
2033/34 | 177.75 | 22.75 | 40
2033/34 | 178.25 | 22.75 | 54
2033/34 | 178.75 | 22.75 | 38
2033/34 | 179.25 | 22.75 | 44
2033/34 | 179.75 | 22.75 | 36
2033/34 | 180.25 | 22.75 | 35
2033/34 | 180.75 | 22.75 | 34
2033/34 | 181.25 | 22.75 | 31
2033/34 | 181.75 | 22.75 | 41
2033/34 | 182.25 | 22.75 | 36
2033/34 | 182.75 | 22.75 | 34
2033/34 | 183.25 | 22.75 | 34
2033/34 | 183.75 | 22.75 | 42
2033/34 | 184.25 | 22.75 | 32
2033/34 | 184.75 | 22.75 | 34
2033/34 | 185.25 | 22.75 | 26
2033/34 | 185.75 | 22.75 | 37
2033/34 | 186.25 | 22.75 | 31
2033/34 | 186.75 | 22.75 | 33
2033/34 | 187.25 | 22.75 | 26
2033/34 | 187.75 | 22.75 | 38
2033/34 | 188.25 | 22.75 | 27
2033/34 | 188.75 | 22.75 | 22
2033/34 | 189.25 | 22.75 | 20
2033/34 | 189.75 | 22.75 | 36
2033/34 | 190.25 | 22.75 | 31
2033/34 | 190.75 | 22.75 | 32
2033/34 | 191.25 | 22.75 | 29
2033/34 | 191.75 | 22.75 | 22
2033/34 | 192.25 | 22.75 | 24
2033/34 | 192.75 | 22.75 | 19
2033/34 | 193.25 | 22.75 | 25
2033/34 | 193.75 | 22.75 | 32
2033/34 | 194.25 | 22.75 | 26
2033/34 | 194.75 | 22.75 | 15
2033/34 | 195.25 | 22.75 | 21
2033/34 | 195.75 | 22.75 | 32
2033/34 | 196.25 | 22.75 | 31
2033/34 | 196.75 | 22.75 | 32
2033/34 | 197.25 | 22.75 | 32
2033/34 | 197.75 | 22.75 | 37
2033/34 | 198.25 | 22.75 | 29
2033/34 | 198.75 | 22.75 | 31
2033/34 | 199.25 | 22.75 | 20
2033/34 | 199.75 | 22.75 | 15
2033/34 | 200.25 | 22.75 | 21
2033/34 | 200.75 | 22.75 | 24
2033/34 | 201.25 | 22.75 | 15
2033/34 | 201.75 | 22.75 | 23
2033/34 | 202.25 | 22.75 | 22
2033/34 | 202.75 | 22.75 | 23
2033/34 | 203.25 | 22.75 | 18
2033/34 | 203.75 | 22.75 | 20
2033/34 | 204.25 | 22.75 | 24
2033/34 | 204.75 | 22.75 | 24
2033/34 | 205.25 | 22.75 | 20
2033/34 | 205.75 | 22.75 | 28
2033/34 | 206.25 | 22.75 | 25
2033/34 | 206.75 | 22.75 | 18
2033/34 | 207.25 | 22.75 | 12
2033/34 | 207.75 | 22.75 | 11
2033/34 | 208.25 | 22.75 | 18
2033/34 | 208.75 | 22.75 | 15
2033/34 | 209.25 | 22.75 | 20
2033/34 | 209.75 | 22.75 | 21
2033/34 | 210.25 | 22.75 | 13
2033/34 | 210.75 | 22.75 | 15
2033/34 | 211.25 | 22.75 | 19
2033/34 | 211.75 | 22.75 | 16
2033/34 | 212.25 | 22.75 | 21
2033/34 | 212.75 | 22.75 | 12
2033/34 | 213.25 | 22.75 | 17
2033/34 | 213.75 | 22.75 | 21
2033/34 | 214.25 | 22.75 | 13
2033/34 | 214.75 | 22.75 | 12
2033/34 | 215.25 | 22.75 | 15
2033/34 | 215.75 | 22.75 | 16
2033/34 | 216.25 | 22.75 | 14
2033/34 | 216.75 | 22.75 | 13
2033/34 | 217.25 | 22.75 | 17
2033/34 | 217.75 | 22.75 | 22
2033/34 | 218.25 | 22.75 | 17
2033/34 | 218.75 | 22.75 | 10
2033/34 | 219.25 | 22.75 | 16
2033/34 | 219.75 | 22.75 | 17
2033/34 | 220.25 | 22.75 | 14
2033/34 | 220.75 | 22.75 | 19
2033/34 | 221.25 | 22.75 | 17
2033/34 | 221.75 | 22.75 | 14
2033/34 | 222.25 | 22.75 | 11
2033/34 | 222.75 | 22.75 | 11
2033/34 | 223.25 | 22.75 | 15
2033/34 | 223.75 | 22.75 | 18
2033/34 | 224.25 | 22.75 | 10
2033/34 | 224.75 | 22.75 | 15
2033/34 | 225.25 | 22.75 | 18
2033/34 | 225.75 | 22.75 | 20
2033/34 | 226.25 | 22.75 | 9
2033/34 | 226.75 | 22.75 | 10
2033/34 | 227.25 | 22.75 | 10
2033/34 | 227.75 | 22.75 | 20
2033/34 | 228.25 | 22.75 | 13
2033/34 | 228.75 | 22.75 | 18
2033/34 | 229.25 | 22.75 | 10
2033/34 | 229.75 | 22.75 | 13
2033/34 | 230.25 | 22.75 | 7
2033/34 | 230.75 | 22.75 | 16
2033/34 | 231.25 | 22.75 | 11
2033/34 | 231.75 | 22.75 | 11
2033/34 | 232.25 | 22.75 | 7
2033/34 | 232.75 | 22.75 | 13
2033/34 | 233.25 | 22.75 | 13
2033/34 | 233.75 | 22.75 | 9
2033/34 | 234.25 | 22.75 | 11
2033/34 | 234.75 | 22.75 | 7
2033/34 | 235.25 | 22.75 | 11
2033/34 | 235.75 | 22.75 | 17
2033/34 | 236.25 | 22.75 | 8
2033/34 | 236.75 | 22.75 | 11
2033/34 | 237.25 | 22.75 | 9
2033/34 | 237.75 | 22.75 | 8
2033/34 | 238.25 | 22.75 | 13
2033/34 | 238.75 | 22.75 | 8
2033/34 | 239.25 | 22.75 | 11
2033/34 | 239.75 | 22.75 | 14
2033/34 | 240.25 | 22.75 | 5
2033/34 | 240.75 | 22.75 | 12
2033/34 | 241.25 | 22.75 | 12
2033/34 | 241.75 | 22.75 | 13
2033/34 | 242.25 | 22.75 | 11
2033/34 | 242.75 | 22.75 | 13
2033/34 | 243.25 | 22.75 | 4
2033/34 | 243.75 | 22.75 | 13
2033/34 | 244.25 | 22.75 | 10
2033/34 | 244.75 | 22.75 | 11
2033/34 | 245.25 | 22.75 | 7
2033/34 | 245.75 | 22.75 | 14
2033/34 | 246.25 | 22.75 | 9
2033/34 | 246.75 | 22.75 | 9
2033/34 | 247.25 | 22.75 | 11
2033/34 | 247.75 | 22.75 | 12
2033/34 | 248.25 | 22.75 | 9
2033/34 | 248.75 | 22.75 | 12
2033/34 | 249.25 | 22.75 | 13
2033/34 | 249.75 | 22.75 | 9
2033/34 | 250.25 | 22.75 | 4
2033/34 | 250.75 | 22.75 | 4
2033/34 | 251.25 | 22.75 | 10
2033/34 | 251.75 | 22.75 | 6
2033/34 | 252.25 | 22.75 | 11
2033/34 | 252.75 | 22.75 | 5
2033/34 | 253.25 | 22.75 | 9
2033/34 | 253.75 | 22.75 | 10
2033/34 | 254.25 | 22.75 | 10
2033/34 | 254.75 | 22.75 | 6
2033/34 | 255.25 | 22.75 | 15
2033/34 | 255.75 | 22.75 | 9
2033/34 | 256.25 | 22.75 | 12
2033/34 | 256.75 | 22.75 | 10
2033/34 | 257.25 | 22.75 | 9
2033/34 | 257.75 | 22.75 | 7
2033/34 | 258.25 | 22.75 | 3
2033/34 | 258.75 | 22.75 | 7
2033/34 | 259.25 | 22.75 | 3
2033/34 | 259.75 | 22.75 | 4
2033/34 | 260.25 | 22.75 | 8
2033/34 | 260.75 | 22.75 | 9
2033/34 | 261.25 | 22.75 | 10
2033/34 | 261.75 | 22.75 | 8
2033/34 | 262.25 | 22.75 | 8
2033/34 | 262.75 | 22.75 | 12
2033/34 | 263.25 | 22.75 | 5
2033/34 | 263.75 | 22.75 | 4
2033/34 | 264.25 | 22.75 | 9
2033/34 | 264.75 | 22.75 | 4
2033/34 | 265.25 | 22.75 | 3
2033/34 | 265.75 | 22.75 | 9
2033/34 | 266.25 | 22.75 | 7
2033/34 | 266.75 | 22.75 | 11
2033/34 | 267.25 | 22.75 | 4
2033/34 | 267.75 | 22.75 | 5
2033/34 | 268.25 | 22.75 | 4
2033/34 | 268.75 | 22.75 | 5
2033/34 | 269.25 | 22.75 | 4
2033/34 | 269.75 | 22.75 | 5
2033/34 | 270.25 | 22.75 | 8
2033/34 | 270.75 | 22.75 | 6
2033/34 | 271.25 | 22.75 | 7
2033/34 | 271.75 | 22.75 | 8
2033/34 | 272.25 | 22.75 | 7
2033/34 | 272.75 | 22.75 | 6
2033/34 | 273.25 | 22.75 | 6
2033/34 | 273.75 | 22.75 | 7
2033/34 | 274.25 | 22.75 | 4
2033/34 | 274.75 | 22.75 | 7
2033/34 | 275.25 | 22.75 | 5
2033/34 | 275.75 | 22.75 | 6
2033/34 | 276.25 | 22.75 | 5
2033/34 | 276.75 | 22.75 | 7
2033/34 | 277.25 | 22.75 | 2
2033/34 | 277.75 | 22.75 | 9
2033/34 | 278.25 | 22.75 | 1
2033/34 | 278.75 | 22.75 | 2
2033/34 | 279.25 | 22.75 | 6
2033/34 | 279.75 | 22.75 | 9
2033/34 | 280.25 | 22.75 | 9
2033/34 | 280.75 | 22.75 | 3
2033/34 | 281.25 | 22.75 | 5
2033/34 | 281.75 | 22.75 | 5
2033/34 | 282.25 | 22.75 | 6
2033/34 | 282.75 | 22.75 | 5
2033/34 | 283.25 | 22.75 | 4
2033/34 | 283.75 | 22.75 | 5
2033/34 | 284.25 | 22.75 | 4
2033/34 | 284.75 | 22.75 | 5
2033/34 | 285.25 | 22.75 | 4
2033/34 | 285.75 | 22.75 | 4
2033/34 | 286.25 | 22.75 | 3
2033/34 | 286.75 | 22.75 | 3
2033/34 | 287.25 | 22.75 | 6
2033/34 | 287.75 | 22.75 | 5
2033/34 | 288.25 | 22.75 | 3
2033/34 | 288.75 | 22.75 | 5
2033/34 | 289.25 | 22.75 | 3
2033/34 | 289.75 | 22.75 | 4
2033/34 | 290.25 | 22.75 | 4
2033/34 | 290.75 | 22.75 | 4
2033/34 | 291.25 | 22.75 | 3
2033/34 | 291.75 | 22.75 | 3
2033/34 | 292.25 | 22.75 | 3
2033/34 | 292.75 | 22.75 | 7
2033/34 | 293.25 | 22.75 | 2
2033/34 | 293.75 | 22.75 | 2
2033/34 | 294.25 | 22.75 | 1
2033/34 | 294.75 | 22.75 | 7
2033/34 | 295.25 | 22.75 | 1
2033/34 | 295.75 | 22.75 | 2
2033/34 | 296.25 | 22.75 | 3
2033/34 | 296.75 | 22.75 | 1
2033/34 | 297.25 | 22.75 | 5
2033/34 | 297.75 | 22.75 | 3
2033/34 | 298.25 | 22.75 | 1
2033/34 | 298.75 | 22.75 | 2
2033/34 | 299.25 | 22.75 | 1
2033/34 | 299.75 | 22.75 | 2
2033/34 | 300.25 | 22.75 | 3
2033/34 | 300.75 | 22.75 | 1
2033/34 | 301.25 | 22.75 | 3
2033/34 | 301.75 | 22.75 | 2
2033/34 | 302.25 | 22.75 | 2
2033/34 | 302.75 | 22.75 | 3
2033/34 | 303.25 | 22.75 | 5
2033/34 | 303.75 | 22.75 | 4
2033/34 | 304.75 | 22.75 | 1
2033/34 | 305.75 | 22.75 | 2
2033/34 | 306.25 | 22.75 | 4
2033/34 | 306.75 | 22.75 | 4
2033/34 | 307.25 | 22.75 | 2
2033/34 | 307.75 | 22.75 | 1
2033/34 | 308.25 | 22.75 | 6
2033/34 | 308.75 | 22.75 | 1
2033/34 | 309.25 | 22.75 | 2
2033/34 | 309.75 | 22.75 | 1
2033/34 | 310.25 | 22.75 | 2
2033/34 | 310.75 | 22.75 | 1
2033/34 | 311.25 | 22.75 | 1
2033/34 | 312.25 | 22.75 | 2
2033/34 | 312.75 | 22.75 | 2
2033/34 | 314.25 | 22.75 | 3
2033/34 | 314.75 | 22.75 | 2
2033/34 | 315.25 | 22.75 | 1
2033/34 | 316.25 | 22.75 | 1
2033/34 | 316.75 | 22.75 | 2
2033/34 | 317.25 | 22.75 | 1
2033/34 | 318.25 | 22.75 | 2
2033/34 | 318.75 | 22.75 | 1
2033/34 | 320.25 | 22.75 | 1
2033/34 | 321.25 | 22.75 | 2
2033/34 | 321.75 | 22.75 | 4
2033/34 | 322.25 | 22.75 | 1
2033/34 | 322.75 | 22.75 | 1
2033/34 | 323.25 | 22.75 | 2
2033/34 | 324.25 | 22.75 | 3
2033/34 | 324.75 | 22.75 | 1
2033/34 | 325.25 | 22.75 | 2
2033/34 | 326.25 | 22.75 | 1
2033/34 | 326.75 | 22.75 | 1
2033/34 | 327.25 | 22.75 | 1
2033/34 | 327.75 | 22.75 | 3
2033/34 | 328.75 | 22.75 | 1
2033/34 | 329.25 | 22.75 | 1
2033/34 | 331.75 | 22.75 | 1
2033/34 | 332.75 | 22.75 | 1
2033/34 | 334.75 | 22.75 | 1
2033/34 | 336.75 | 22.75 | 1
2033/34 | 342.25 | 22.75 | 1
2033/34 | 343.75 | 22.75 | 1
2033/34 | 345.75 | 22.75 | 1
2033/34 | 350.75 | 22.75 | 1
2033/34 | 352.75 | 22.75 | 1
2033/34 | 357.75 | 22.75 | 1
2033/34 | 367.25 | 22.75 | 1
2033/34 | 376.25 | 22.75 | 1
2033/34 | 32.75 | 23.25 | 1
2033/34 | 33.75 | 23.25 | 4
2033/34 | 34.25 | 23.25 | 3
2033/34 | 34.75 | 23.25 | 2
2033/34 | 35.25 | 23.25 | 1
2033/34 | 35.75 | 23.25 | 2
2033/34 | 36.25 | 23.25 | 3
2033/34 | 37.75 | 23.25 | 1
2033/34 | 38.75 | 23.25 | 3
2033/34 | 39.25 | 23.25 | 3
2033/34 | 40.25 | 23.25 | 2
2033/34 | 41.25 | 23.25 | 1
2033/34 | 41.75 | 23.25 | 2
2033/34 | 42.25 | 23.25 | 2
2033/34 | 42.75 | 23.25 | 1
2033/34 | 43.25 | 23.25 | 3
2033/34 | 43.75 | 23.25 | 3
2033/34 | 44.25 | 23.25 | 1
2033/34 | 44.75 | 23.25 | 2
2033/34 | 45.25 | 23.25 | 3
2033/34 | 46.25 | 23.25 | 2
2033/34 | 47.25 | 23.25 | 2
2033/34 | 48.25 | 23.25 | 5
2033/34 | 48.75 | 23.25 | 2
2033/34 | 49.25 | 23.25 | 1
2033/34 | 50.25 | 23.25 | 3
2033/34 | 50.75 | 23.25 | 1
2033/34 | 51.25 | 23.25 | 4
2033/34 | 51.75 | 23.25 | 2
2033/34 | 52.25 | 23.25 | 2
2033/34 | 52.75 | 23.25 | 3
2033/34 | 53.25 | 23.25 | 4
2033/34 | 53.75 | 23.25 | 3
2033/34 | 54.25 | 23.25 | 6
2033/34 | 54.75 | 23.25 | 6
2033/34 | 55.25 | 23.25 | 6
2033/34 | 55.75 | 23.25 | 7
2033/34 | 56.25 | 23.25 | 4
2033/34 | 56.75 | 23.25 | 9
2033/34 | 57.25 | 23.25 | 5
2033/34 | 57.75 | 23.25 | 11
2033/34 | 58.25 | 23.25 | 5
2033/34 | 58.75 | 23.25 | 5
2033/34 | 59.25 | 23.25 | 5
2033/34 | 59.75 | 23.25 | 11
2033/34 | 60.25 | 23.25 | 3
2033/34 | 60.75 | 23.25 | 9
2033/34 | 61.25 | 23.25 | 7
2033/34 | 61.75 | 23.25 | 8
2033/34 | 62.25 | 23.25 | 4
2033/34 | 62.75 | 23.25 | 2
2033/34 | 63.25 | 23.25 | 6
2033/34 | 63.75 | 23.25 | 7
2033/34 | 64.25 | 23.25 | 6
2033/34 | 64.75 | 23.25 | 6
2033/34 | 65.25 | 23.25 | 15
2033/34 | 65.75 | 23.25 | 14
2033/34 | 66.25 | 23.25 | 11
2033/34 | 66.75 | 23.25 | 8
2033/34 | 67.25 | 23.25 | 7
2033/34 | 67.75 | 23.25 | 8
2033/34 | 68.25 | 23.25 | 7
2033/34 | 68.75 | 23.25 | 12
2033/34 | 69.25 | 23.25 | 12
2033/34 | 69.75 | 23.25 | 5
2033/34 | 70.25 | 23.25 | 9
2033/34 | 70.75 | 23.25 | 15
2033/34 | 71.25 | 23.25 | 12
2033/34 | 71.75 | 23.25 | 20
2033/34 | 72.25 | 23.25 | 16
2033/34 | 72.75 | 23.25 | 6
2033/34 | 73.25 | 23.25 | 10
2033/34 | 73.75 | 23.25 | 18
2033/34 | 74.25 | 23.25 | 19
2033/34 | 74.75 | 23.25 | 11
2033/34 | 75.25 | 23.25 | 13
2033/34 | 75.75 | 23.25 | 21
2033/34 | 76.25 | 23.25 | 21
2033/34 | 76.75 | 23.25 | 23
2033/34 | 77.25 | 23.25 | 24
2033/34 | 77.75 | 23.25 | 26
2033/34 | 78.25 | 23.25 | 19
2033/34 | 78.75 | 23.25 | 23
2033/34 | 79.25 | 23.25 | 25
2033/34 | 79.75 | 23.25 | 23
2033/34 | 80.25 | 23.25 | 19
2033/34 | 80.75 | 23.25 | 20
2033/34 | 81.25 | 23.25 | 26
2033/34 | 81.75 | 23.25 | 19
2033/34 | 82.25 | 23.25 | 28
2033/34 | 82.75 | 23.25 | 23
2033/34 | 83.25 | 23.25 | 41
2033/34 | 83.75 | 23.25 | 24
2033/34 | 84.25 | 23.25 | 26
2033/34 | 84.75 | 23.25 | 32
2033/34 | 85.25 | 23.25 | 26
2033/34 | 85.75 | 23.25 | 14
2033/34 | 86.25 | 23.25 | 33
2033/34 | 86.75 | 23.25 | 34
2033/34 | 87.25 | 23.25 | 25
2033/34 | 87.75 | 23.25 | 12
2033/34 | 88.25 | 23.25 | 27
2033/34 | 88.75 | 23.25 | 25
2033/34 | 89.25 | 23.25 | 37
2033/34 | 89.75 | 23.25 | 29
2033/34 | 90.25 | 23.25 | 30
2033/34 | 90.75 | 23.25 | 30
2033/34 | 91.25 | 23.25 | 23
2033/34 | 91.75 | 23.25 | 28
2033/34 | 92.25 | 23.25 | 41
2033/34 | 92.75 | 23.25 | 19
2033/34 | 93.25 | 23.25 | 28
2033/34 | 93.75 | 23.25 | 29
2033/34 | 94.25 | 23.25 | 28
2033/34 | 94.75 | 23.25 | 33
2033/34 | 95.25 | 23.25 | 43
2033/34 | 95.75 | 23.25 | 32
2033/34 | 96.25 | 23.25 | 38
2033/34 | 96.75 | 23.25 | 28
2033/34 | 97.25 | 23.25 | 41
2033/34 | 97.75 | 23.25 | 37
2033/34 | 98.25 | 23.25 | 49
2033/34 | 98.75 | 23.25 | 36
2033/34 | 99.25 | 23.25 | 28
2033/34 | 99.75 | 23.25 | 41
2033/34 | 100.25 | 23.25 | 36
2033/34 | 100.75 | 23.25 | 38
2033/34 | 101.25 | 23.25 | 47
2033/34 | 101.75 | 23.25 | 33
2033/34 | 102.25 | 23.25 | 41
2033/34 | 102.75 | 23.25 | 28
2033/34 | 103.25 | 23.25 | 51
2033/34 | 103.75 | 23.25 | 47
2033/34 | 104.25 | 23.25 | 30
2033/34 | 104.75 | 23.25 | 43
2033/34 | 105.25 | 23.25 | 43
2033/34 | 105.75 | 23.25 | 45
2033/34 | 106.25 | 23.25 | 47
2033/34 | 106.75 | 23.25 | 38
2033/34 | 107.25 | 23.25 | 49
2033/34 | 107.75 | 23.25 | 41
2033/34 | 108.25 | 23.25 | 48
2033/34 | 108.75 | 23.25 | 36
2033/34 | 109.25 | 23.25 | 33
2033/34 | 109.75 | 23.25 | 41
2033/34 | 110.25 | 23.25 | 39
2033/34 | 110.75 | 23.25 | 45
2033/34 | 111.25 | 23.25 | 46
2033/34 | 111.75 | 23.25 | 55
2033/34 | 112.25 | 23.25 | 55
2033/34 | 112.75 | 23.25 | 38
2033/34 | 113.25 | 23.25 | 29
2033/34 | 113.75 | 23.25 | 48
2033/34 | 114.25 | 23.25 | 58
2033/34 | 114.75 | 23.25 | 39
2033/34 | 115.25 | 23.25 | 57
2033/34 | 115.75 | 23.25 | 51
2033/34 | 116.25 | 23.25 | 44
2033/34 | 116.75 | 23.25 | 46
2033/34 | 117.25 | 23.25 | 50
2033/34 | 117.75 | 23.25 | 53
2033/34 | 118.25 | 23.25 | 40
2033/34 | 118.75 | 23.25 | 62
2033/34 | 119.25 | 23.25 | 50
2033/34 | 119.75 | 23.25 | 53
2033/34 | 120.25 | 23.25 | 61
2033/34 | 120.75 | 23.25 | 54
2033/34 | 121.25 | 23.25 | 64
2033/34 | 121.75 | 23.25 | 63
2033/34 | 122.25 | 23.25 | 62
2033/34 | 122.75 | 23.25 | 43
2033/34 | 123.25 | 23.25 | 45
2033/34 | 123.75 | 23.25 | 69
2033/34 | 124.25 | 23.25 | 64
2033/34 | 124.75 | 23.25 | 55
2033/34 | 125.25 | 23.25 | 70
2033/34 | 125.75 | 23.25 | 44
2033/34 | 126.25 | 23.25 | 47
2033/34 | 126.75 | 23.25 | 56
2033/34 | 127.25 | 23.25 | 66
2033/34 | 127.75 | 23.25 | 63
2033/34 | 128.25 | 23.25 | 50
2033/34 | 128.75 | 23.25 | 53
2033/34 | 129.25 | 23.25 | 62
2033/34 | 129.75 | 23.25 | 58
2033/34 | 130.25 | 23.25 | 58
2033/34 | 130.75 | 23.25 | 54
2033/34 | 131.25 | 23.25 | 62
2033/34 | 131.75 | 23.25 | 54
2033/34 | 132.25 | 23.25 | 56
2033/34 | 132.75 | 23.25 | 59
2033/34 | 133.25 | 23.25 | 67
2033/34 | 133.75 | 23.25 | 61
2033/34 | 134.25 | 23.25 | 48
2033/34 | 134.75 | 23.25 | 48
2033/34 | 135.25 | 23.25 | 62
2033/34 | 135.75 | 23.25 | 57
2033/34 | 136.25 | 23.25 | 62
2033/34 | 136.75 | 23.25 | 63
2033/34 | 137.25 | 23.25 | 46
2033/34 | 137.75 | 23.25 | 77
2033/34 | 138.25 | 23.25 | 58
2033/34 | 138.75 | 23.25 | 47
2033/34 | 139.25 | 23.25 | 55
2033/34 | 139.75 | 23.25 | 66
2033/34 | 140.25 | 23.25 | 42
2033/34 | 140.75 | 23.25 | 60
2033/34 | 141.25 | 23.25 | 46
2033/34 | 141.75 | 23.25 | 49
2033/34 | 142.25 | 23.25 | 45
2033/34 | 142.75 | 23.25 | 55
2033/34 | 143.25 | 23.25 | 58
2033/34 | 143.75 | 23.25 | 45
2033/34 | 144.25 | 23.25 | 49
2033/34 | 144.75 | 23.25 | 69
2033/34 | 145.25 | 23.25 | 63
2033/34 | 145.75 | 23.25 | 45
2033/34 | 146.25 | 23.25 | 56
2033/34 | 146.75 | 23.25 | 62
2033/34 | 147.25 | 23.25 | 53
2033/34 | 147.75 | 23.25 | 48
2033/34 | 148.25 | 23.25 | 51
2033/34 | 148.75 | 23.25 | 44
2033/34 | 149.25 | 23.25 | 61
2033/34 | 149.75 | 23.25 | 50
2033/34 | 150.25 | 23.25 | 50
2033/34 | 150.75 | 23.25 | 69
2033/34 | 151.25 | 23.25 | 58
2033/34 | 151.75 | 23.25 | 44
2033/34 | 152.25 | 23.25 | 44
2033/34 | 152.75 | 23.25 | 45
2033/34 | 153.25 | 23.25 | 55
2033/34 | 153.75 | 23.25 | 47
2033/34 | 154.25 | 23.25 | 52
2033/34 | 154.75 | 23.25 | 54
2033/34 | 155.25 | 23.25 | 50
2033/34 | 155.75 | 23.25 | 40
2033/34 | 156.25 | 23.25 | 52
2033/34 | 156.75 | 23.25 | 44
2033/34 | 157.25 | 23.25 | 48
2033/34 | 157.75 | 23.25 | 57
2033/34 | 158.25 | 23.25 | 39
2033/34 | 158.75 | 23.25 | 44
2033/34 | 159.25 | 23.25 | 52
2033/34 | 159.75 | 23.25 | 59
2033/34 | 160.25 | 23.25 | 36
2033/34 | 160.75 | 23.25 | 47
2033/34 | 161.25 | 23.25 | 37
2033/34 | 161.75 | 23.25 | 34
2033/34 | 162.25 | 23.25 | 47
2033/34 | 162.75 | 23.25 | 46
2033/34 | 163.25 | 23.25 | 38
2033/34 | 163.75 | 23.25 | 38
2033/34 | 164.25 | 23.25 | 44
2033/34 | 164.75 | 23.25 | 44
2033/34 | 165.25 | 23.25 | 46
2033/34 | 165.75 | 23.25 | 41
2033/34 | 166.25 | 23.25 | 34
2033/34 | 166.75 | 23.25 | 32
2033/34 | 167.25 | 23.25 | 44
2033/34 | 167.75 | 23.25 | 45
2033/34 | 168.25 | 23.25 | 34
2033/34 | 168.75 | 23.25 | 41
2033/34 | 169.25 | 23.25 | 49
2033/34 | 169.75 | 23.25 | 44
2033/34 | 170.25 | 23.25 | 34
2033/34 | 170.75 | 23.25 | 42
2033/34 | 171.25 | 23.25 | 49
2033/34 | 171.75 | 23.25 | 42
2033/34 | 172.25 | 23.25 | 61
2033/34 | 172.75 | 23.25 | 29
2033/34 | 173.25 | 23.25 | 45
2033/34 | 173.75 | 23.25 | 45
2033/34 | 174.25 | 23.25 | 26
2033/34 | 174.75 | 23.25 | 38
2033/34 | 175.25 | 23.25 | 29
2033/34 | 175.75 | 23.25 | 36
2033/34 | 176.25 | 23.25 | 37
2033/34 | 176.75 | 23.25 | 38
2033/34 | 177.25 | 23.25 | 34
2033/34 | 177.75 | 23.25 | 36
2033/34 | 178.25 | 23.25 | 34
2033/34 | 178.75 | 23.25 | 42
2033/34 | 179.25 | 23.25 | 38
2033/34 | 179.75 | 23.25 | 28
2033/34 | 180.25 | 23.25 | 40
2033/34 | 180.75 | 23.25 | 33
2033/34 | 181.25 | 23.25 | 42
2033/34 | 181.75 | 23.25 | 33
2033/34 | 182.25 | 23.25 | 43
2033/34 | 182.75 | 23.25 | 41
2033/34 | 183.25 | 23.25 | 43
2033/34 | 183.75 | 23.25 | 36
2033/34 | 184.25 | 23.25 | 32
2033/34 | 184.75 | 23.25 | 31
2033/34 | 185.25 | 23.25 | 28
2033/34 | 185.75 | 23.25 | 28
2033/34 | 186.25 | 23.25 | 30
2033/34 | 186.75 | 23.25 | 22
2033/34 | 187.25 | 23.25 | 33
2033/34 | 187.75 | 23.25 | 29
2033/34 | 188.25 | 23.25 | 25
2033/34 | 188.75 | 23.25 | 44
2033/34 | 189.25 | 23.25 | 30
2033/34 | 189.75 | 23.25 | 30
2033/34 | 190.25 | 23.25 | 26
2033/34 | 190.75 | 23.25 | 30
2033/34 | 191.25 | 23.25 | 19
2033/34 | 191.75 | 23.25 | 34
2033/34 | 192.25 | 23.25 | 33
2033/34 | 192.75 | 23.25 | 34
2033/34 | 193.25 | 23.25 | 30
2033/34 | 193.75 | 23.25 | 32
2033/34 | 194.25 | 23.25 | 33
2033/34 | 194.75 | 23.25 | 29
2033/34 | 195.25 | 23.25 | 25
2033/34 | 195.75 | 23.25 | 20
2033/34 | 196.25 | 23.25 | 22
2033/34 | 196.75 | 23.25 | 27
2033/34 | 197.25 | 23.25 | 26
2033/34 | 197.75 | 23.25 | 27
2033/34 | 198.25 | 23.25 | 31
2033/34 | 198.75 | 23.25 | 24
2033/34 | 199.25 | 23.25 | 27
2033/34 | 199.75 | 23.25 | 25
2033/34 | 200.25 | 23.25 | 24
2033/34 | 200.75 | 23.25 | 17
2033/34 | 201.25 | 23.25 | 31
2033/34 | 201.75 | 23.25 | 23
2033/34 | 202.25 | 23.25 | 23
2033/34 | 202.75 | 23.25 | 17
2033/34 | 203.25 | 23.25 | 17
2033/34 | 203.75 | 23.25 | 19
2033/34 | 204.25 | 23.25 | 21
2033/34 | 204.75 | 23.25 | 10
2033/34 | 205.25 | 23.25 | 22
2033/34 | 205.75 | 23.25 | 25
2033/34 | 206.25 | 23.25 | 28
2033/34 | 206.75 | 23.25 | 22
2033/34 | 207.25 | 23.25 | 25
2033/34 | 207.75 | 23.25 | 21
2033/34 | 208.25 | 23.25 | 20
2033/34 | 208.75 | 23.25 | 21
2033/34 | 209.25 | 23.25 | 19
2033/34 | 209.75 | 23.25 | 15
2033/34 | 210.25 | 23.25 | 21
2033/34 | 210.75 | 23.25 | 19
2033/34 | 211.25 | 23.25 | 19
2033/34 | 211.75 | 23.25 | 9
2033/34 | 212.25 | 23.25 | 24
2033/34 | 212.75 | 23.25 | 14
2033/34 | 213.25 | 23.25 | 18
2033/34 | 213.75 | 23.25 | 17
2033/34 | 214.25 | 23.25 | 21
2033/34 | 214.75 | 23.25 | 18
2033/34 | 215.25 | 23.25 | 22
2033/34 | 215.75 | 23.25 | 14
2033/34 | 216.25 | 23.25 | 9
2033/34 | 216.75 | 23.25 | 21
2033/34 | 217.25 | 23.25 | 19
2033/34 | 217.75 | 23.25 | 12
2033/34 | 218.25 | 23.25 | 17
2033/34 | 218.75 | 23.25 | 14
2033/34 | 219.25 | 23.25 | 17
2033/34 | 219.75 | 23.25 | 15
2033/34 | 220.25 | 23.25 | 15
2033/34 | 220.75 | 23.25 | 19
2033/34 | 221.25 | 23.25 | 14
2033/34 | 221.75 | 23.25 | 13
2033/34 | 222.25 | 23.25 | 17
2033/34 | 222.75 | 23.25 | 15
2033/34 | 223.25 | 23.25 | 17
2033/34 | 223.75 | 23.25 | 22
2033/34 | 224.25 | 23.25 | 12
2033/34 | 224.75 | 23.25 | 17
2033/34 | 225.25 | 23.25 | 16
2033/34 | 225.75 | 23.25 | 15
2033/34 | 226.25 | 23.25 | 8
2033/34 | 226.75 | 23.25 | 19
2033/34 | 227.25 | 23.25 | 16
2033/34 | 227.75 | 23.25 | 17
2033/34 | 228.25 | 23.25 | 13
2033/34 | 228.75 | 23.25 | 17
2033/34 | 229.25 | 23.25 | 11
2033/34 | 229.75 | 23.25 | 11
2033/34 | 230.25 | 23.25 | 16
2033/34 | 230.75 | 23.25 | 12
2033/34 | 231.25 | 23.25 | 8
2033/34 | 231.75 | 23.25 | 14
2033/34 | 232.25 | 23.25 | 12
2033/34 | 232.75 | 23.25 | 11
2033/34 | 233.25 | 23.25 | 7
2033/34 | 233.75 | 23.25 | 11
2033/34 | 234.25 | 23.25 | 8
2033/34 | 234.75 | 23.25 | 10
2033/34 | 235.25 | 23.25 | 10
2033/34 | 235.75 | 23.25 | 9
2033/34 | 236.25 | 23.25 | 16
2033/34 | 236.75 | 23.25 | 11
2033/34 | 237.25 | 23.25 | 13
2033/34 | 237.75 | 23.25 | 11
2033/34 | 238.25 | 23.25 | 19
2033/34 | 238.75 | 23.25 | 10
2033/34 | 239.25 | 23.25 | 8
2033/34 | 239.75 | 23.25 | 9
2033/34 | 240.25 | 23.25 | 7
2033/34 | 240.75 | 23.25 | 11
2033/34 | 241.25 | 23.25 | 12
2033/34 | 241.75 | 23.25 | 7
2033/34 | 242.25 | 23.25 | 14
2033/34 | 242.75 | 23.25 | 11
2033/34 | 243.25 | 23.25 | 9
2033/34 | 243.75 | 23.25 | 9
2033/34 | 244.25 | 23.25 | 4
2033/34 | 244.75 | 23.25 | 10
2033/34 | 245.25 | 23.25 | 6
2033/34 | 245.75 | 23.25 | 16
2033/34 | 246.25 | 23.25 | 11
2033/34 | 246.75 | 23.25 | 14
2033/34 | 247.25 | 23.25 | 10
2033/34 | 247.75 | 23.25 | 5
2033/34 | 248.25 | 23.25 | 9
2033/34 | 248.75 | 23.25 | 4
2033/34 | 249.25 | 23.25 | 12
2033/34 | 249.75 | 23.25 | 9
2033/34 | 250.25 | 23.25 | 6
2033/34 | 250.75 | 23.25 | 14
2033/34 | 251.25 | 23.25 | 9
2033/34 | 251.75 | 23.25 | 9
2033/34 | 252.25 | 23.25 | 8
2033/34 | 252.75 | 23.25 | 8
2033/34 | 253.25 | 23.25 | 8
2033/34 | 253.75 | 23.25 | 13
2033/34 | 254.25 | 23.25 | 6
2033/34 | 254.75 | 23.25 | 10
2033/34 | 255.25 | 23.25 | 12
2033/34 | 255.75 | 23.25 | 12
2033/34 | 256.25 | 23.25 | 9
2033/34 | 256.75 | 23.25 | 12
2033/34 | 257.25 | 23.25 | 4
2033/34 | 257.75 | 23.25 | 10
2033/34 | 258.25 | 23.25 | 7
2033/34 | 258.75 | 23.25 | 10
2033/34 | 259.25 | 23.25 | 8
2033/34 | 259.75 | 23.25 | 12
2033/34 | 260.25 | 23.25 | 6
2033/34 | 260.75 | 23.25 | 10
2033/34 | 261.25 | 23.25 | 8
2033/34 | 261.75 | 23.25 | 11
2033/34 | 262.25 | 23.25 | 5
2033/34 | 262.75 | 23.25 | 8
2033/34 | 263.25 | 23.25 | 7
2033/34 | 263.75 | 23.25 | 11
2033/34 | 264.25 | 23.25 | 8
2033/34 | 264.75 | 23.25 | 14
2033/34 | 265.25 | 23.25 | 4
2033/34 | 265.75 | 23.25 | 6
2033/34 | 266.25 | 23.25 | 10
2033/34 | 266.75 | 23.25 | 10
2033/34 | 267.25 | 23.25 | 10
2033/34 | 267.75 | 23.25 | 5
2033/34 | 268.25 | 23.25 | 4
2033/34 | 268.75 | 23.25 | 7
2033/34 | 269.25 | 23.25 | 6
2033/34 | 269.75 | 23.25 | 10
2033/34 | 270.25 | 23.25 | 5
2033/34 | 270.75 | 23.25 | 5
2033/34 | 271.25 | 23.25 | 7
2033/34 | 271.75 | 23.25 | 5
2033/34 | 272.25 | 23.25 | 3
2033/34 | 272.75 | 23.25 | 5
2033/34 | 273.25 | 23.25 | 5
2033/34 | 273.75 | 23.25 | 3
2033/34 | 274.25 | 23.25 | 10
2033/34 | 274.75 | 23.25 | 2
2033/34 | 275.25 | 23.25 | 7
2033/34 | 275.75 | 23.25 | 3
2033/34 | 276.25 | 23.25 | 7
2033/34 | 276.75 | 23.25 | 4
2033/34 | 277.25 | 23.25 | 2
2033/34 | 277.75 | 23.25 | 6
2033/34 | 278.25 | 23.25 | 9
2033/34 | 278.75 | 23.25 | 1
2033/34 | 279.25 | 23.25 | 4
2033/34 | 279.75 | 23.25 | 5
2033/34 | 280.25 | 23.25 | 9
2033/34 | 280.75 | 23.25 | 6
2033/34 | 281.25 | 23.25 | 4
2033/34 | 281.75 | 23.25 | 1
2033/34 | 282.25 | 23.25 | 2
2033/34 | 282.75 | 23.25 | 5
2033/34 | 283.25 | 23.25 | 4
2033/34 | 283.75 | 23.25 | 5
2033/34 | 284.25 | 23.25 | 3
2033/34 | 284.75 | 23.25 | 5
2033/34 | 285.25 | 23.25 | 2
2033/34 | 285.75 | 23.25 | 6
2033/34 | 286.25 | 23.25 | 7
2033/34 | 286.75 | 23.25 | 9
2033/34 | 287.25 | 23.25 | 3
2033/34 | 287.75 | 23.25 | 5
2033/34 | 288.25 | 23.25 | 6
2033/34 | 288.75 | 23.25 | 5
2033/34 | 289.25 | 23.25 | 8
2033/34 | 289.75 | 23.25 | 1
2033/34 | 290.25 | 23.25 | 8
2033/34 | 290.75 | 23.25 | 3
2033/34 | 291.25 | 23.25 | 4
2033/34 | 291.75 | 23.25 | 4
2033/34 | 292.25 | 23.25 | 1
2033/34 | 292.75 | 23.25 | 3
2033/34 | 293.25 | 23.25 | 2
2033/34 | 293.75 | 23.25 | 4
2033/34 | 294.25 | 23.25 | 5
2033/34 | 295.25 | 23.25 | 2
2033/34 | 295.75 | 23.25 | 1
2033/34 | 296.25 | 23.25 | 1
2033/34 | 296.75 | 23.25 | 2
2033/34 | 297.25 | 23.25 | 5
2033/34 | 297.75 | 23.25 | 1
2033/34 | 298.75 | 23.25 | 2
2033/34 | 299.25 | 23.25 | 2
2033/34 | 299.75 | 23.25 | 1
2033/34 | 300.25 | 23.25 | 3
2033/34 | 300.75 | 23.25 | 2
2033/34 | 301.25 | 23.25 | 5
2033/34 | 301.75 | 23.25 | 3
2033/34 | 302.25 | 23.25 | 8
2033/34 | 302.75 | 23.25 | 3
2033/34 | 303.25 | 23.25 | 3
2033/34 | 303.75 | 23.25 | 3
2033/34 | 304.25 | 23.25 | 4
2033/34 | 304.75 | 23.25 | 1
2033/34 | 305.25 | 23.25 | 1
2033/34 | 305.75 | 23.25 | 1
2033/34 | 306.75 | 23.25 | 1
2033/34 | 307.25 | 23.25 | 3
2033/34 | 307.75 | 23.25 | 1
2033/34 | 308.25 | 23.25 | 2
2033/34 | 308.75 | 23.25 | 1
2033/34 | 309.25 | 23.25 | 2
2033/34 | 309.75 | 23.25 | 1
2033/34 | 310.25 | 23.25 | 2
2033/34 | 311.25 | 23.25 | 4
2033/34 | 311.75 | 23.25 | 3
2033/34 | 312.25 | 23.25 | 1
2033/34 | 312.75 | 23.25 | 2
2033/34 | 313.25 | 23.25 | 1
2033/34 | 313.75 | 23.25 | 1
2033/34 | 314.75 | 23.25 | 1
2033/34 | 316.25 | 23.25 | 1
2033/34 | 317.75 | 23.25 | 2
2033/34 | 318.75 | 23.25 | 2
2033/34 | 319.25 | 23.25 | 1
2033/34 | 319.75 | 23.25 | 1
2033/34 | 320.25 | 23.25 | 3
2033/34 | 321.25 | 23.25 | 1
2033/34 | 322.25 | 23.25 | 2
2033/34 | 323.25 | 23.25 | 1
2033/34 | 323.75 | 23.25 | 1
2033/34 | 324.25 | 23.25 | 4
2033/34 | 325.25 | 23.25 | 1
2033/34 | 326.25 | 23.25 | 1
2033/34 | 329.25 | 23.25 | 2
2033/34 | 332.75 | 23.25 | 1
2033/34 | 333.25 | 23.25 | 1
2033/34 | 335.75 | 23.25 | 1
2033/34 | 336.25 | 23.25 | 2
2033/34 | 340.25 | 23.25 | 1
2033/34 | 340.75 | 23.25 | 1
2033/34 | 344.75 | 23.25 | 1
2033/34 | 346.25 | 23.25 | 1
2033/34 | 347.75 | 23.25 | 1
2033/34 | 351.75 | 23.25 | 1
2033/34 | 365.75 | 23.25 | 1
2033/34 | 396.25 | 23.25 | 1
2033/34 | 34.25 | 23.75 | 2
2033/34 | 35.25 | 23.75 | 1
2033/34 | 35.75 | 23.75 | 3
2033/34 | 36.25 | 23.75 | 2
2033/34 | 36.75 | 23.75 | 1
2033/34 | 37.25 | 23.75 | 1
2033/34 | 37.75 | 23.75 | 1
2033/34 | 38.75 | 23.75 | 2
2033/34 | 39.25 | 23.75 | 1
2033/34 | 39.75 | 23.75 | 1
2033/34 | 40.75 | 23.75 | 3
2033/34 | 41.25 | 23.75 | 3
2033/34 | 41.75 | 23.75 | 1
2033/34 | 42.25 | 23.75 | 2
2033/34 | 43.25 | 23.75 | 1
2033/34 | 43.75 | 23.75 | 4
2033/34 | 44.75 | 23.75 | 2
2033/34 | 45.25 | 23.75 | 1
2033/34 | 45.75 | 23.75 | 2
2033/34 | 46.75 | 23.75 | 1
2033/34 | 47.25 | 23.75 | 1
2033/34 | 48.25 | 23.75 | 1
2033/34 | 48.75 | 23.75 | 1
2033/34 | 49.25 | 23.75 | 3
2033/34 | 49.75 | 23.75 | 2
2033/34 | 50.25 | 23.75 | 3
2033/34 | 50.75 | 23.75 | 4
2033/34 | 51.25 | 23.75 | 3
2033/34 | 51.75 | 23.75 | 1
2033/34 | 52.25 | 23.75 | 6
2033/34 | 52.75 | 23.75 | 4
2033/34 | 53.25 | 23.75 | 5
2033/34 | 53.75 | 23.75 | 2
2033/34 | 54.75 | 23.75 | 2
2033/34 | 55.25 | 23.75 | 4
2033/34 | 55.75 | 23.75 | 7
2033/34 | 56.25 | 23.75 | 6
2033/34 | 56.75 | 23.75 | 6
2033/34 | 57.25 | 23.75 | 6
2033/34 | 58.25 | 23.75 | 4
2033/34 | 58.75 | 23.75 | 6
2033/34 | 59.25 | 23.75 | 7
2033/34 | 59.75 | 23.75 | 5
2033/34 | 60.25 | 23.75 | 7
2033/34 | 60.75 | 23.75 | 6
2033/34 | 61.25 | 23.75 | 5
2033/34 | 61.75 | 23.75 | 5
2033/34 | 62.25 | 23.75 | 7
2033/34 | 62.75 | 23.75 | 6
2033/34 | 63.25 | 23.75 | 6
2033/34 | 63.75 | 23.75 | 10
2033/34 | 64.25 | 23.75 | 6
2033/34 | 64.75 | 23.75 | 9
2033/34 | 65.25 | 23.75 | 7
2033/34 | 65.75 | 23.75 | 8
2033/34 | 66.25 | 23.75 | 7
2033/34 | 66.75 | 23.75 | 12
2033/34 | 67.25 | 23.75 | 5
2033/34 | 67.75 | 23.75 | 13
2033/34 | 68.25 | 23.75 | 12
2033/34 | 68.75 | 23.75 | 14
2033/34 | 69.25 | 23.75 | 15
2033/34 | 69.75 | 23.75 | 10
2033/34 | 70.25 | 23.75 | 5
2033/34 | 70.75 | 23.75 | 18
2033/34 | 71.25 | 23.75 | 19
2033/34 | 71.75 | 23.75 | 11
2033/34 | 72.25 | 23.75 | 15
2033/34 | 72.75 | 23.75 | 11
2033/34 | 73.25 | 23.75 | 15
2033/34 | 73.75 | 23.75 | 11
2033/34 | 74.25 | 23.75 | 14
2033/34 | 74.75 | 23.75 | 16
2033/34 | 75.25 | 23.75 | 22
2033/34 | 75.75 | 23.75 | 16
2033/34 | 76.25 | 23.75 | 18
2033/34 | 76.75 | 23.75 | 18
2033/34 | 77.25 | 23.75 | 18
2033/34 | 77.75 | 23.75 | 15
2033/34 | 78.25 | 23.75 | 20
2033/34 | 78.75 | 23.75 | 16
2033/34 | 79.25 | 23.75 | 19
2033/34 | 79.75 | 23.75 | 17
2033/34 | 80.25 | 23.75 | 21
2033/34 | 80.75 | 23.75 | 18
2033/34 | 81.25 | 23.75 | 24
2033/34 | 81.75 | 23.75 | 23
2033/34 | 82.25 | 23.75 | 21
2033/34 | 82.75 | 23.75 | 23
2033/34 | 83.25 | 23.75 | 21
2033/34 | 83.75 | 23.75 | 22
2033/34 | 84.25 | 23.75 | 21
2033/34 | 84.75 | 23.75 | 34
2033/34 | 85.25 | 23.75 | 29
2033/34 | 85.75 | 23.75 | 22
2033/34 | 86.25 | 23.75 | 21
2033/34 | 86.75 | 23.75 | 21
2033/34 | 87.25 | 23.75 | 23
2033/34 | 87.75 | 23.75 | 22
2033/34 | 88.25 | 23.75 | 28
2033/34 | 88.75 | 23.75 | 33
2033/34 | 89.25 | 23.75 | 30
2033/34 | 89.75 | 23.75 | 26
2033/34 | 90.25 | 23.75 | 27
2033/34 | 90.75 | 23.75 | 18
2033/34 | 91.25 | 23.75 | 32
2033/34 | 91.75 | 23.75 | 38
2033/34 | 92.25 | 23.75 | 26
2033/34 | 92.75 | 23.75 | 30
2033/34 | 93.25 | 23.75 | 26
2033/34 | 93.75 | 23.75 | 38
2033/34 | 94.25 | 23.75 | 28
2033/34 | 94.75 | 23.75 | 34
2033/34 | 95.25 | 23.75 | 26
2033/34 | 95.75 | 23.75 | 36
2033/34 | 96.25 | 23.75 | 40
2033/34 | 96.75 | 23.75 | 36
2033/34 | 97.25 | 23.75 | 25
2033/34 | 97.75 | 23.75 | 36
2033/34 | 98.25 | 23.75 | 21
2033/34 | 98.75 | 23.75 | 40
2033/34 | 99.25 | 23.75 | 36
2033/34 | 99.75 | 23.75 | 43
2033/34 | 100.25 | 23.75 | 30
2033/34 | 100.75 | 23.75 | 30
2033/34 | 101.25 | 23.75 | 40
2033/34 | 101.75 | 23.75 | 34
2033/34 | 102.25 | 23.75 | 39
2033/34 | 102.75 | 23.75 | 37
2033/34 | 103.25 | 23.75 | 39
2033/34 | 103.75 | 23.75 | 34
2033/34 | 104.25 | 23.75 | 40
2033/34 | 104.75 | 23.75 | 33
2033/34 | 105.25 | 23.75 | 64
2033/34 | 105.75 | 23.75 | 38
2033/34 | 106.25 | 23.75 | 32
2033/34 | 106.75 | 23.75 | 39
2033/34 | 107.25 | 23.75 | 42
2033/34 | 107.75 | 23.75 | 41
2033/34 | 108.25 | 23.75 | 50
2033/34 | 108.75 | 23.75 | 42
2033/34 | 109.25 | 23.75 | 50
2033/34 | 109.75 | 23.75 | 48
2033/34 | 110.25 | 23.75 | 42
2033/34 | 110.75 | 23.75 | 49
2033/34 | 111.25 | 23.75 | 50
2033/34 | 111.75 | 23.75 | 37
2033/34 | 112.25 | 23.75 | 42
2033/34 | 112.75 | 23.75 | 44
2033/34 | 113.25 | 23.75 | 49
2033/34 | 113.75 | 23.75 | 45
2033/34 | 114.25 | 23.75 | 42
2033/34 | 114.75 | 23.75 | 42
2033/34 | 115.25 | 23.75 | 42
2033/34 | 115.75 | 23.75 | 43
2033/34 | 116.25 | 23.75 | 61
2033/34 | 116.75 | 23.75 | 49
2033/34 | 117.25 | 23.75 | 49
2033/34 | 117.75 | 23.75 | 62
2033/34 | 118.25 | 23.75 | 50
2033/34 | 118.75 | 23.75 | 44
2033/34 | 119.25 | 23.75 | 75
2033/34 | 119.75 | 23.75 | 53
2033/34 | 120.25 | 23.75 | 56
2033/34 | 120.75 | 23.75 | 53
2033/34 | 121.25 | 23.75 | 38
2033/34 | 121.75 | 23.75 | 42
2033/34 | 122.25 | 23.75 | 47
2033/34 | 122.75 | 23.75 | 55
2033/34 | 123.25 | 23.75 | 54
2033/34 | 123.75 | 23.75 | 57
2033/34 | 124.25 | 23.75 | 45
2033/34 | 124.75 | 23.75 | 57
2033/34 | 125.25 | 23.75 | 52
2033/34 | 125.75 | 23.75 | 51
2033/34 | 126.25 | 23.75 | 54
2033/34 | 126.75 | 23.75 | 56
2033/34 | 127.25 | 23.75 | 47
2033/34 | 127.75 | 23.75 | 67
2033/34 | 128.25 | 23.75 | 60
2033/34 | 128.75 | 23.75 | 76
2033/34 | 129.25 | 23.75 | 49
2033/34 | 129.75 | 23.75 | 62
2033/34 | 130.25 | 23.75 | 61
2033/34 | 130.75 | 23.75 | 51
2033/34 | 131.25 | 23.75 | 60
2033/34 | 131.75 | 23.75 | 48
2033/34 | 132.25 | 23.75 | 48
2033/34 | 132.75 | 23.75 | 63
2033/34 | 133.25 | 23.75 | 57
2033/34 | 133.75 | 23.75 | 58
2033/34 | 134.25 | 23.75 | 57
2033/34 | 134.75 | 23.75 | 64
2033/34 | 135.25 | 23.75 | 56
2033/34 | 135.75 | 23.75 | 53
2033/34 | 136.25 | 23.75 | 43
2033/34 | 136.75 | 23.75 | 53
2033/34 | 137.25 | 23.75 | 56
2033/34 | 137.75 | 23.75 | 58
2033/34 | 138.25 | 23.75 | 66
2033/34 | 138.75 | 23.75 | 63
2033/34 | 139.25 | 23.75 | 53
2033/34 | 139.75 | 23.75 | 42
2033/34 | 140.25 | 23.75 | 64
2033/34 | 140.75 | 23.75 | 50
2033/34 | 141.25 | 23.75 | 51
2033/34 | 141.75 | 23.75 | 59
2033/34 | 142.25 | 23.75 | 52
2033/34 | 142.75 | 23.75 | 54
2033/34 | 143.25 | 23.75 | 46
2033/34 | 143.75 | 23.75 | 55
2033/34 | 144.25 | 23.75 | 56
2033/34 | 144.75 | 23.75 | 42
2033/34 | 145.25 | 23.75 | 69
2033/34 | 145.75 | 23.75 | 58
2033/34 | 146.25 | 23.75 | 55
2033/34 | 146.75 | 23.75 | 51
2033/34 | 147.25 | 23.75 | 51
2033/34 | 147.75 | 23.75 | 54
2033/34 | 148.25 | 23.75 | 51
2033/34 | 148.75 | 23.75 | 49
2033/34 | 149.25 | 23.75 | 42
2033/34 | 149.75 | 23.75 | 52
2033/34 | 150.25 | 23.75 | 57
2033/34 | 150.75 | 23.75 | 43
2033/34 | 151.25 | 23.75 | 58
2033/34 | 151.75 | 23.75 | 54
2033/34 | 152.25 | 23.75 | 56
2033/34 | 152.75 | 23.75 | 45
2033/34 | 153.25 | 23.75 | 47
2033/34 | 153.75 | 23.75 | 49
2033/34 | 154.25 | 23.75 | 43
2033/34 | 154.75 | 23.75 | 42
2033/34 | 155.25 | 23.75 | 39
2033/34 | 155.75 | 23.75 | 48
2033/34 | 156.25 | 23.75 | 54
2033/34 | 156.75 | 23.75 | 46
2033/34 | 157.25 | 23.75 | 59
2033/34 | 157.75 | 23.75 | 49
2033/34 | 158.25 | 23.75 | 45
2033/34 | 158.75 | 23.75 | 37
2033/34 | 159.25 | 23.75 | 39
2033/34 | 159.75 | 23.75 | 52
2033/34 | 160.25 | 23.75 | 48
2033/34 | 160.75 | 23.75 | 54
2033/34 | 161.25 | 23.75 | 34
2033/34 | 161.75 | 23.75 | 47
2033/34 | 162.25 | 23.75 | 58
2033/34 | 162.75 | 23.75 | 50
2033/34 | 163.25 | 23.75 | 43
2033/34 | 163.75 | 23.75 | 50
2033/34 | 164.25 | 23.75 | 43
2033/34 | 164.75 | 23.75 | 40
2033/34 | 165.25 | 23.75 | 57
2033/34 | 165.75 | 23.75 | 51
2033/34 | 166.25 | 23.75 | 35
2033/34 | 166.75 | 23.75 | 49
2033/34 | 167.25 | 23.75 | 47
2033/34 | 167.75 | 23.75 | 46
2033/34 | 168.25 | 23.75 | 40
2033/34 | 168.75 | 23.75 | 49
2033/34 | 169.25 | 23.75 | 44
2033/34 | 169.75 | 23.75 | 29
2033/34 | 170.25 | 23.75 | 50
2033/34 | 170.75 | 23.75 | 41
2033/34 | 171.25 | 23.75 | 34
2033/34 | 171.75 | 23.75 | 53
2033/34 | 172.25 | 23.75 | 35
2033/34 | 172.75 | 23.75 | 42
2033/34 | 173.25 | 23.75 | 39
2033/34 | 173.75 | 23.75 | 49
2033/34 | 174.25 | 23.75 | 46
2033/34 | 174.75 | 23.75 | 42
2033/34 | 175.25 | 23.75 | 29
2033/34 | 175.75 | 23.75 | 45
2033/34 | 176.25 | 23.75 | 40
2033/34 | 176.75 | 23.75 | 35
2033/34 | 177.25 | 23.75 | 35
2033/34 | 177.75 | 23.75 | 37
2033/34 | 178.25 | 23.75 | 34
2033/34 | 178.75 | 23.75 | 44
2033/34 | 179.25 | 23.75 | 40
2033/34 | 179.75 | 23.75 | 42
2033/34 | 180.25 | 23.75 | 29
2033/34 | 180.75 | 23.75 | 43
2033/34 | 181.25 | 23.75 | 33
2033/34 | 181.75 | 23.75 | 31
2033/34 | 182.25 | 23.75 | 35
2033/34 | 182.75 | 23.75 | 27
2033/34 | 183.25 | 23.75 | 34
2033/34 | 183.75 | 23.75 | 35
2033/34 | 184.25 | 23.75 | 39
2033/34 | 184.75 | 23.75 | 31
2033/34 | 185.25 | 23.75 | 27
2033/34 | 185.75 | 23.75 | 29
2033/34 | 186.25 | 23.75 | 29
2033/34 | 186.75 | 23.75 | 37
2033/34 | 187.25 | 23.75 | 41
2033/34 | 187.75 | 23.75 | 31
2033/34 | 188.25 | 23.75 | 38
2033/34 | 188.75 | 23.75 | 38
2033/34 | 189.25 | 23.75 | 37
2033/34 | 189.75 | 23.75 | 32
2033/34 | 190.25 | 23.75 | 28
2033/34 | 190.75 | 23.75 | 36
2033/34 | 191.25 | 23.75 | 28
2033/34 | 191.75 | 23.75 | 31
2033/34 | 192.25 | 23.75 | 20
2033/34 | 192.75 | 23.75 | 28
2033/34 | 193.25 | 23.75 | 28
2033/34 | 193.75 | 23.75 | 33
2033/34 | 194.25 | 23.75 | 31
2033/34 | 194.75 | 23.75 | 30
2033/34 | 195.25 | 23.75 | 31
2033/34 | 195.75 | 23.75 | 23
2033/34 | 196.25 | 23.75 | 29
2033/34 | 196.75 | 23.75 | 24
2033/34 | 197.25 | 23.75 | 25
2033/34 | 197.75 | 23.75 | 27
2033/34 | 198.25 | 23.75 | 20
2033/34 | 198.75 | 23.75 | 22
2033/34 | 199.25 | 23.75 | 28
2033/34 | 199.75 | 23.75 | 20
2033/34 | 200.25 | 23.75 | 33
2033/34 | 200.75 | 23.75 | 26
2033/34 | 201.25 | 23.75 | 19
2033/34 | 201.75 | 23.75 | 24
2033/34 | 202.25 | 23.75 | 22
2033/34 | 202.75 | 23.75 | 24
2033/34 | 203.25 | 23.75 | 19
2033/34 | 203.75 | 23.75 | 20
2033/34 | 204.25 | 23.75 | 21
2033/34 | 204.75 | 23.75 | 19
2033/34 | 205.25 | 23.75 | 15
2033/34 | 205.75 | 23.75 | 26
2033/34 | 206.25 | 23.75 | 24
2033/34 | 206.75 | 23.75 | 13
2033/34 | 207.25 | 23.75 | 21
2033/34 | 207.75 | 23.75 | 23
2033/34 | 208.25 | 23.75 | 19
2033/34 | 208.75 | 23.75 | 15
2033/34 | 209.25 | 23.75 | 15
2033/34 | 209.75 | 23.75 | 25
2033/34 | 210.25 | 23.75 | 13
2033/34 | 210.75 | 23.75 | 22
2033/34 | 211.25 | 23.75 | 23
2033/34 | 211.75 | 23.75 | 17
2033/34 | 212.25 | 23.75 | 16
2033/34 | 212.75 | 23.75 | 15
2033/34 | 213.25 | 23.75 | 22
2033/34 | 213.75 | 23.75 | 15
2033/34 | 214.25 | 23.75 | 18
2033/34 | 214.75 | 23.75 | 14
2033/34 | 215.25 | 23.75 | 11
2033/34 | 215.75 | 23.75 | 14
2033/34 | 216.25 | 23.75 | 20
2033/34 | 216.75 | 23.75 | 17
2033/34 | 217.25 | 23.75 | 16
2033/34 | 217.75 | 23.75 | 12
2033/34 | 218.25 | 23.75 | 15
2033/34 | 218.75 | 23.75 | 15
2033/34 | 219.25 | 23.75 | 7
2033/34 | 219.75 | 23.75 | 20
2033/34 | 220.25 | 23.75 | 16
2033/34 | 220.75 | 23.75 | 18
2033/34 | 221.25 | 23.75 | 16
2033/34 | 221.75 | 23.75 | 13
2033/34 | 222.25 | 23.75 | 15
2033/34 | 222.75 | 23.75 | 16
2033/34 | 223.25 | 23.75 | 14
2033/34 | 223.75 | 23.75 | 14
2033/34 | 224.25 | 23.75 | 21
2033/34 | 224.75 | 23.75 | 17
2033/34 | 225.25 | 23.75 | 15
2033/34 | 225.75 | 23.75 | 18
2033/34 | 226.25 | 23.75 | 10
2033/34 | 226.75 | 23.75 | 17
2033/34 | 227.25 | 23.75 | 17
2033/34 | 227.75 | 23.75 | 16
2033/34 | 228.25 | 23.75 | 16
2033/34 | 228.75 | 23.75 | 11
2033/34 | 229.25 | 23.75 | 14
2033/34 | 229.75 | 23.75 | 11
2033/34 | 230.25 | 23.75 | 12
2033/34 | 230.75 | 23.75 | 6
2033/34 | 231.25 | 23.75 | 10
2033/34 | 231.75 | 23.75 | 11
2033/34 | 232.25 | 23.75 | 13
2033/34 | 232.75 | 23.75 | 11
2033/34 | 233.25 | 23.75 | 14
2033/34 | 233.75 | 23.75 | 12
2033/34 | 234.25 | 23.75 | 15
2033/34 | 234.75 | 23.75 | 7
2033/34 | 235.25 | 23.75 | 10
2033/34 | 235.75 | 23.75 | 20
2033/34 | 236.25 | 23.75 | 10
2033/34 | 236.75 | 23.75 | 9
2033/34 | 237.25 | 23.75 | 12
2033/34 | 237.75 | 23.75 | 19
2033/34 | 238.25 | 23.75 | 9
2033/34 | 238.75 | 23.75 | 11
2033/34 | 239.25 | 23.75 | 8
2033/34 | 239.75 | 23.75 | 16
2033/34 | 240.25 | 23.75 | 14
2033/34 | 240.75 | 23.75 | 9
2033/34 | 241.25 | 23.75 | 7
2033/34 | 241.75 | 23.75 | 10
2033/34 | 242.25 | 23.75 | 13
2033/34 | 242.75 | 23.75 | 13
2033/34 | 243.25 | 23.75 | 6
2033/34 | 243.75 | 23.75 | 7
2033/34 | 244.25 | 23.75 | 11
2033/34 | 244.75 | 23.75 | 10
2033/34 | 245.25 | 23.75 | 10
2033/34 | 245.75 | 23.75 | 7
2033/34 | 246.25 | 23.75 | 11
2033/34 | 246.75 | 23.75 | 9
2033/34 | 247.25 | 23.75 | 5
2033/34 | 247.75 | 23.75 | 7
2033/34 | 248.25 | 23.75 | 10
2033/34 | 248.75 | 23.75 | 9
2033/34 | 249.25 | 23.75 | 11
2033/34 | 249.75 | 23.75 | 7
2033/34 | 250.25 | 23.75 | 14
2033/34 | 250.75 | 23.75 | 12
2033/34 | 251.25 | 23.75 | 10
2033/34 | 251.75 | 23.75 | 9
2033/34 | 252.25 | 23.75 | 5
2033/34 | 252.75 | 23.75 | 10
2033/34 | 253.25 | 23.75 | 9
2033/34 | 253.75 | 23.75 | 8
2033/34 | 254.25 | 23.75 | 5
2033/34 | 254.75 | 23.75 | 6
2033/34 | 255.25 | 23.75 | 9
2033/34 | 255.75 | 23.75 | 9
2033/34 | 256.25 | 23.75 | 7
2033/34 | 256.75 | 23.75 | 8
2033/34 | 257.25 | 23.75 | 7
2033/34 | 257.75 | 23.75 | 4
2033/34 | 258.25 | 23.75 | 12
2033/34 | 258.75 | 23.75 | 8
2033/34 | 259.25 | 23.75 | 8
2033/34 | 259.75 | 23.75 | 8
2033/34 | 260.25 | 23.75 | 8
2033/34 | 260.75 | 23.75 | 8
2033/34 | 261.25 | 23.75 | 5
2033/34 | 261.75 | 23.75 | 7
2033/34 | 262.25 | 23.75 | 10
2033/34 | 262.75 | 23.75 | 7
2033/34 | 263.25 | 23.75 | 7
2033/34 | 263.75 | 23.75 | 8
2033/34 | 264.25 | 23.75 | 10
2033/34 | 264.75 | 23.75 | 9
2033/34 | 265.25 | 23.75 | 8
2033/34 | 265.75 | 23.75 | 6
2033/34 | 266.25 | 23.75 | 8
2033/34 | 266.75 | 23.75 | 6
2033/34 | 267.25 | 23.75 | 8
2033/34 | 267.75 | 23.75 | 6
2033/34 | 268.25 | 23.75 | 10
2033/34 | 268.75 | 23.75 | 5
2033/34 | 269.25 | 23.75 | 7
2033/34 | 269.75 | 23.75 | 4
2033/34 | 270.25 | 23.75 | 11
2033/34 | 270.75 | 23.75 | 7
2033/34 | 271.25 | 23.75 | 7
2033/34 | 271.75 | 23.75 | 6
2033/34 | 272.25 | 23.75 | 8
2033/34 | 272.75 | 23.75 | 8
2033/34 | 273.25 | 23.75 | 4
2033/34 | 273.75 | 23.75 | 8
2033/34 | 274.25 | 23.75 | 5
2033/34 | 274.75 | 23.75 | 4
2033/34 | 275.25 | 23.75 | 4
2033/34 | 275.75 | 23.75 | 6
2033/34 | 276.25 | 23.75 | 7
2033/34 | 276.75 | 23.75 | 7
2033/34 | 277.25 | 23.75 | 4
2033/34 | 277.75 | 23.75 | 4
2033/34 | 278.25 | 23.75 | 1
2033/34 | 278.75 | 23.75 | 4
2033/34 | 279.25 | 23.75 | 3
2033/34 | 279.75 | 23.75 | 8
2033/34 | 280.25 | 23.75 | 5
2033/34 | 280.75 | 23.75 | 9
2033/34 | 281.25 | 23.75 | 1
2033/34 | 281.75 | 23.75 | 3
2033/34 | 282.25 | 23.75 | 6
2033/34 | 282.75 | 23.75 | 5
2033/34 | 283.25 | 23.75 | 3
2033/34 | 283.75 | 23.75 | 4
2033/34 | 284.25 | 23.75 | 4
2033/34 | 284.75 | 23.75 | 4
2033/34 | 285.25 | 23.75 | 8
2033/34 | 285.75 | 23.75 | 11
2033/34 | 286.25 | 23.75 | 2
2033/34 | 286.75 | 23.75 | 5
2033/34 | 287.25 | 23.75 | 8
2033/34 | 287.75 | 23.75 | 1
2033/34 | 288.25 | 23.75 | 3
2033/34 | 288.75 | 23.75 | 3
2033/34 | 289.25 | 23.75 | 6
2033/34 | 289.75 | 23.75 | 3
2033/34 | 290.25 | 23.75 | 12
2033/34 | 290.75 | 23.75 | 4
2033/34 | 291.25 | 23.75 | 5
2033/34 | 291.75 | 23.75 | 6
2033/34 | 292.25 | 23.75 | 3
2033/34 | 292.75 | 23.75 | 5
2033/34 | 293.25 | 23.75 | 4
2033/34 | 293.75 | 23.75 | 4
2033/34 | 294.25 | 23.75 | 2
2033/34 | 294.75 | 23.75 | 1
2033/34 | 295.25 | 23.75 | 3
2033/34 | 295.75 | 23.75 | 3
2033/34 | 296.25 | 23.75 | 4
2033/34 | 296.75 | 23.75 | 4
2033/34 | 297.25 | 23.75 | 2
2033/34 | 297.75 | 23.75 | 3
2033/34 | 298.25 | 23.75 | 1
2033/34 | 298.75 | 23.75 | 3
2033/34 | 299.25 | 23.75 | 2
2033/34 | 299.75 | 23.75 | 2
2033/34 | 300.25 | 23.75 | 1
2033/34 | 300.75 | 23.75 | 4
2033/34 | 301.25 | 23.75 | 5
2033/34 | 301.75 | 23.75 | 2
2033/34 | 302.25 | 23.75 | 1
2033/34 | 302.75 | 23.75 | 3
2033/34 | 303.25 | 23.75 | 3
2033/34 | 303.75 | 23.75 | 1
2033/34 | 304.25 | 23.75 | 4
2033/34 | 305.25 | 23.75 | 2
2033/34 | 305.75 | 23.75 | 4
2033/34 | 306.25 | 23.75 | 4
2033/34 | 306.75 | 23.75 | 2
2033/34 | 307.25 | 23.75 | 2
2033/34 | 307.75 | 23.75 | 2
2033/34 | 308.25 | 23.75 | 2
2033/34 | 308.75 | 23.75 | 1
2033/34 | 309.25 | 23.75 | 2
2033/34 | 309.75 | 23.75 | 2
2033/34 | 310.25 | 23.75 | 1
2033/34 | 310.75 | 23.75 | 1
2033/34 | 311.25 | 23.75 | 1
2033/34 | 312.75 | 23.75 | 3
2033/34 | 313.25 | 23.75 | 3
2033/34 | 313.75 | 23.75 | 3
2033/34 | 314.25 | 23.75 | 1
2033/34 | 314.75 | 23.75 | 1
2033/34 | 315.25 | 23.75 | 3
2033/34 | 316.25 | 23.75 | 1
2033/34 | 317.25 | 23.75 | 3
2033/34 | 317.75 | 23.75 | 1
2033/34 | 318.25 | 23.75 | 1
2033/34 | 318.75 | 23.75 | 4
2033/34 | 319.25 | 23.75 | 1
2033/34 | 319.75 | 23.75 | 1
2033/34 | 320.25 | 23.75 | 2
2033/34 | 320.75 | 23.75 | 5
2033/34 | 321.75 | 23.75 | 1
2033/34 | 323.25 | 23.75 | 1
2033/34 | 323.75 | 23.75 | 1
2033/34 | 324.25 | 23.75 | 1
2033/34 | 326.25 | 23.75 | 1
2033/34 | 327.25 | 23.75 | 1
2033/34 | 328.75 | 23.75 | 1
2033/34 | 330.25 | 23.75 | 1
2033/34 | 332.75 | 23.75 | 1
2033/34 | 334.75 | 23.75 | 1
2033/34 | 336.25 | 23.75 | 2
2033/34 | 337.25 | 23.75 | 1
2033/34 | 338.25 | 23.75 | 1
2033/34 | 340.75 | 23.75 | 1
2033/34 | 346.25 | 23.75 | 1
2033/34 | 350.75 | 23.75 | 1
2033/34 | 351.25 | 23.75 | 1
2033/34 | 358.25 | 23.75 | 1
2033/34 | 361.25 | 23.75 | 1
2033/34 | 34.25 | 24.25 | 1
2033/34 | 34.75 | 24.25 | 1
2033/34 | 35.25 | 24.25 | 1
2033/34 | 36.25 | 24.25 | 1
2033/34 | 37.25 | 24.25 | 3
2033/34 | 37.75 | 24.25 | 1
2033/34 | 38.25 | 24.25 | 1
2033/34 | 38.75 | 24.25 | 3
2033/34 | 39.25 | 24.25 | 2
2033/34 | 40.25 | 24.25 | 3
2033/34 | 40.75 | 24.25 | 1
2033/34 | 41.25 | 24.25 | 1
2033/34 | 41.75 | 24.25 | 1
2033/34 | 42.25 | 24.25 | 1
2033/34 | 42.75 | 24.25 | 1
2033/34 | 43.25 | 24.25 | 2
2033/34 | 43.75 | 24.25 | 4
2033/34 | 44.25 | 24.25 | 1
2033/34 | 44.75 | 24.25 | 3
2033/34 | 45.25 | 24.25 | 2
2033/34 | 45.75 | 24.25 | 2
2033/34 | 46.25 | 24.25 | 4
2033/34 | 46.75 | 24.25 | 3
2033/34 | 47.25 | 24.25 | 1
2033/34 | 47.75 | 24.25 | 1
2033/34 | 48.25 | 24.25 | 3
2033/34 | 48.75 | 24.25 | 3
2033/34 | 49.25 | 24.25 | 2
2033/34 | 49.75 | 24.25 | 1
2033/34 | 50.25 | 24.25 | 1
2033/34 | 50.75 | 24.25 | 3
2033/34 | 51.25 | 24.25 | 1
2033/34 | 51.75 | 24.25 | 3
2033/34 | 52.25 | 24.25 | 1
2033/34 | 52.75 | 24.25 | 3
2033/34 | 53.25 | 24.25 | 2
2033/34 | 53.75 | 24.25 | 5
2033/34 | 54.25 | 24.25 | 2
2033/34 | 54.75 | 24.25 | 4
2033/34 | 55.25 | 24.25 | 4
2033/34 | 55.75 | 24.25 | 4
2033/34 | 56.25 | 24.25 | 3
2033/34 | 56.75 | 24.25 | 3
2033/34 | 57.25 | 24.25 | 7
2033/34 | 57.75 | 24.25 | 6
2033/34 | 58.25 | 24.25 | 5
2033/34 | 58.75 | 24.25 | 8
2033/34 | 59.25 | 24.25 | 6
2033/34 | 59.75 | 24.25 | 5
2033/34 | 60.25 | 24.25 | 5
2033/34 | 60.75 | 24.25 | 7
2033/34 | 61.25 | 24.25 | 5
2033/34 | 61.75 | 24.25 | 7
2033/34 | 62.25 | 24.25 | 5
2033/34 | 62.75 | 24.25 | 14
2033/34 | 63.25 | 24.25 | 5
2033/34 | 63.75 | 24.25 | 13
2033/34 | 64.25 | 24.25 | 8
2033/34 | 64.75 | 24.25 | 7
2033/34 | 65.25 | 24.25 | 6
2033/34 | 65.75 | 24.25 | 8
2033/34 | 66.25 | 24.25 | 7
2033/34 | 66.75 | 24.25 | 5
2033/34 | 67.25 | 24.25 | 12
2033/34 | 67.75 | 24.25 | 16
2033/34 | 68.25 | 24.25 | 13
2033/34 | 68.75 | 24.25 | 12
2033/34 | 69.25 | 24.25 | 9
2033/34 | 69.75 | 24.25 | 13
2033/34 | 70.25 | 24.25 | 8
2033/34 | 70.75 | 24.25 | 7
2033/34 | 71.25 | 24.25 | 14
2033/34 | 71.75 | 24.25 | 15
2033/34 | 72.25 | 24.25 | 11
2033/34 | 72.75 | 24.25 | 9
2033/34 | 73.25 | 24.25 | 11
2033/34 | 73.75 | 24.25 | 8
2033/34 | 74.25 | 24.25 | 15
2033/34 | 74.75 | 24.25 | 11
2033/34 | 75.25 | 24.25 | 13
2033/34 | 75.75 | 24.25 | 15
2033/34 | 76.25 | 24.25 | 21
2033/34 | 76.75 | 24.25 | 21
2033/34 | 77.25 | 24.25 | 12
2033/34 | 77.75 | 24.25 | 25
2033/34 | 78.25 | 24.25 | 15
2033/34 | 78.75 | 24.25 | 14
2033/34 | 79.25 | 24.25 | 24
2033/34 | 79.75 | 24.25 | 15
2033/34 | 80.25 | 24.25 | 18
2033/34 | 80.75 | 24.25 | 18
2033/34 | 81.25 | 24.25 | 20
2033/34 | 81.75 | 24.25 | 18
2033/34 | 82.25 | 24.25 | 24
2033/34 | 82.75 | 24.25 | 22
2033/34 | 83.25 | 24.25 | 24
2033/34 | 83.75 | 24.25 | 26
2033/34 | 84.25 | 24.25 | 18
2033/34 | 84.75 | 24.25 | 25
2033/34 | 85.25 | 24.25 | 22
2033/34 | 85.75 | 24.25 | 27
2033/34 | 86.25 | 24.25 | 18
2033/34 | 86.75 | 24.25 | 29
2033/34 | 87.25 | 24.25 | 19
2033/34 | 87.75 | 24.25 | 37
2033/34 | 88.25 | 24.25 | 27
2033/34 | 88.75 | 24.25 | 27
2033/34 | 89.25 | 24.25 | 25
2033/34 | 89.75 | 24.25 | 37
2033/34 | 90.25 | 24.25 | 30
2033/34 | 90.75 | 24.25 | 22
2033/34 | 91.25 | 24.25 | 29
2033/34 | 91.75 | 24.25 | 20
2033/34 | 92.25 | 24.25 | 28
2033/34 | 92.75 | 24.25 | 28
2033/34 | 93.25 | 24.25 | 25
2033/34 | 93.75 | 24.25 | 35
2033/34 | 94.25 | 24.25 | 29
2033/34 | 94.75 | 24.25 | 38
2033/34 | 95.25 | 24.25 | 34
2033/34 | 95.75 | 24.25 | 31
2033/34 | 96.25 | 24.25 | 33
2033/34 | 96.75 | 24.25 | 41
2033/34 | 97.25 | 24.25 | 30
2033/34 | 97.75 | 24.25 | 32
2033/34 | 98.25 | 24.25 | 27
2033/34 | 98.75 | 24.25 | 33
2033/34 | 99.25 | 24.25 | 35
2033/34 | 99.75 | 24.25 | 37
2033/34 | 100.25 | 24.25 | 22
2033/34 | 100.75 | 24.25 | 32
2033/34 | 101.25 | 24.25 | 35
2033/34 | 101.75 | 24.25 | 33
2033/34 | 102.25 | 24.25 | 39
2033/34 | 102.75 | 24.25 | 48
2033/34 | 103.25 | 24.25 | 46
2033/34 | 103.75 | 24.25 | 37
2033/34 | 104.25 | 24.25 | 37
2033/34 | 104.75 | 24.25 | 41
2033/34 | 105.25 | 24.25 | 43
2033/34 | 105.75 | 24.25 | 40
2033/34 | 106.25 | 24.25 | 41
2033/34 | 106.75 | 24.25 | 43
2033/34 | 107.25 | 24.25 | 47
2033/34 | 107.75 | 24.25 | 39
2033/34 | 108.25 | 24.25 | 35
2033/34 | 108.75 | 24.25 | 42
2033/34 | 109.25 | 24.25 | 43
2033/34 | 109.75 | 24.25 | 46
2033/34 | 110.25 | 24.25 | 39
2033/34 | 110.75 | 24.25 | 48
2033/34 | 111.25 | 24.25 | 34
2033/34 | 111.75 | 24.25 | 48
2033/34 | 112.25 | 24.25 | 34
2033/34 | 112.75 | 24.25 | 55
2033/34 | 113.25 | 24.25 | 47
2033/34 | 113.75 | 24.25 | 45
2033/34 | 114.25 | 24.25 | 46
2033/34 | 114.75 | 24.25 | 48
2033/34 | 115.25 | 24.25 | 49
2033/34 | 115.75 | 24.25 | 45
2033/34 | 116.25 | 24.25 | 41
2033/34 | 116.75 | 24.25 | 48
2033/34 | 117.25 | 24.25 | 47
2033/34 | 117.75 | 24.25 | 44
2033/34 | 118.25 | 24.25 | 66
2033/34 | 118.75 | 24.25 | 54
2033/34 | 119.25 | 24.25 | 43
2033/34 | 119.75 | 24.25 | 47
2033/34 | 120.25 | 24.25 | 41
2033/34 | 120.75 | 24.25 | 65
2033/34 | 121.25 | 24.25 | 56
2033/34 | 121.75 | 24.25 | 58
2033/34 | 122.25 | 24.25 | 54
2033/34 | 122.75 | 24.25 | 52
2033/34 | 123.25 | 24.25 | 61
2033/34 | 123.75 | 24.25 | 50
2033/34 | 124.25 | 24.25 | 59
2033/34 | 124.75 | 24.25 | 61
2033/34 | 125.25 | 24.25 | 52
2033/34 | 125.75 | 24.25 | 53
2033/34 | 126.25 | 24.25 | 62
2033/34 | 126.75 | 24.25 | 62
2033/34 | 127.25 | 24.25 | 49
2033/34 | 127.75 | 24.25 | 53
2033/34 | 128.25 | 24.25 | 44
2033/34 | 128.75 | 24.25 | 61
2033/34 | 129.25 | 24.25 | 57
2033/34 | 129.75 | 24.25 | 59
2033/34 | 130.25 | 24.25 | 47
2033/34 | 130.75 | 24.25 | 54
2033/34 | 131.25 | 24.25 | 53
2033/34 | 131.75 | 24.25 | 52
2033/34 | 132.25 | 24.25 | 62
2033/34 | 132.75 | 24.25 | 49
2033/34 | 133.25 | 24.25 | 57
2033/34 | 133.75 | 24.25 | 68
2033/34 | 134.25 | 24.25 | 53
2033/34 | 134.75 | 24.25 | 58
2033/34 | 135.25 | 24.25 | 66
2033/34 | 135.75 | 24.25 | 51
2033/34 | 136.25 | 24.25 | 45
2033/34 | 136.75 | 24.25 | 54
2033/34 | 137.25 | 24.25 | 46
2033/34 | 137.75 | 24.25 | 53
2033/34 | 138.25 | 24.25 | 64
2033/34 | 138.75 | 24.25 | 40
2033/34 | 139.25 | 24.25 | 59
2033/34 | 139.75 | 24.25 | 59
2033/34 | 140.25 | 24.25 | 56
2033/34 | 140.75 | 24.25 | 58
2033/34 | 141.25 | 24.25 | 51
2033/34 | 141.75 | 24.25 | 51
2033/34 | 142.25 | 24.25 | 49
2033/34 | 142.75 | 24.25 | 63
2033/34 | 143.25 | 24.25 | 65
2033/34 | 143.75 | 24.25 | 55
2033/34 | 144.25 | 24.25 | 63
2033/34 | 144.75 | 24.25 | 40
2033/34 | 145.25 | 24.25 | 56
2033/34 | 145.75 | 24.25 | 51
2033/34 | 146.25 | 24.25 | 48
2033/34 | 146.75 | 24.25 | 61
2033/34 | 147.25 | 24.25 | 47
2033/34 | 147.75 | 24.25 | 45
2033/34 | 148.25 | 24.25 | 51
2033/34 | 148.75 | 24.25 | 54
2033/34 | 149.25 | 24.25 | 48
2033/34 | 149.75 | 24.25 | 55
2033/34 | 150.25 | 24.25 | 45
2033/34 | 150.75 | 24.25 | 47
2033/34 | 151.25 | 24.25 | 41
2033/34 | 151.75 | 24.25 | 50
2033/34 | 152.25 | 24.25 | 51
2033/34 | 152.75 | 24.25 | 50
2033/34 | 153.25 | 24.25 | 62
2033/34 | 153.75 | 24.25 | 38
2033/34 | 154.25 | 24.25 | 50
2033/34 | 154.75 | 24.25 | 50
2033/34 | 155.25 | 24.25 | 50
2033/34 | 155.75 | 24.25 | 46
2033/34 | 156.25 | 24.25 | 43
2033/34 | 156.75 | 24.25 | 54
2033/34 | 157.25 | 24.25 | 47
2033/34 | 157.75 | 24.25 | 51
2033/34 | 158.25 | 24.25 | 59
2033/34 | 158.75 | 24.25 | 45
2033/34 | 159.25 | 24.25 | 48
2033/34 | 159.75 | 24.25 | 56
2033/34 | 160.25 | 24.25 | 44
2033/34 | 160.75 | 24.25 | 47
2033/34 | 161.25 | 24.25 | 50
2033/34 | 161.75 | 24.25 | 63
2033/34 | 162.25 | 24.25 | 50
2033/34 | 162.75 | 24.25 | 43
2033/34 | 163.25 | 24.25 | 50
2033/34 | 163.75 | 24.25 | 44
2033/34 | 164.25 | 24.25 | 33
2033/34 | 164.75 | 24.25 | 41
2033/34 | 165.25 | 24.25 | 42
2033/34 | 165.75 | 24.25 | 38
2033/34 | 166.25 | 24.25 | 45
2033/34 | 166.75 | 24.25 | 34
2033/34 | 167.25 | 24.25 | 51
2033/34 | 167.75 | 24.25 | 66
2033/34 | 168.25 | 24.25 | 34
2033/34 | 168.75 | 24.25 | 34
2033/34 | 169.25 | 24.25 | 35
2033/34 | 169.75 | 24.25 | 36
2033/34 | 170.25 | 24.25 | 36
2033/34 | 170.75 | 24.25 | 53
2033/34 | 171.25 | 24.25 | 46
2033/34 | 171.75 | 24.25 | 35
2033/34 | 172.25 | 24.25 | 43
2033/34 | 172.75 | 24.25 | 48
2033/34 | 173.25 | 24.25 | 41
2033/34 | 173.75 | 24.25 | 36
2033/34 | 174.25 | 24.25 | 35
2033/34 | 174.75 | 24.25 | 27
2033/34 | 175.25 | 24.25 | 41
2033/34 | 175.75 | 24.25 | 49
2033/34 | 176.25 | 24.25 | 41
2033/34 | 176.75 | 24.25 | 40
2033/34 | 177.25 | 24.25 | 32
2033/34 | 177.75 | 24.25 | 41
2033/34 | 178.25 | 24.25 | 31
2033/34 | 178.75 | 24.25 | 40
2033/34 | 179.25 | 24.25 | 34
2033/34 | 179.75 | 24.25 | 44
2033/34 | 180.25 | 24.25 | 42
2033/34 | 180.75 | 24.25 | 34
2033/34 | 181.25 | 24.25 | 25
2033/34 | 181.75 | 24.25 | 38
2033/34 | 182.25 | 24.25 | 29
2033/34 | 182.75 | 24.25 | 34
2033/34 | 183.25 | 24.25 | 31
2033/34 | 183.75 | 24.25 | 28
2033/34 | 184.25 | 24.25 | 24
2033/34 | 184.75 | 24.25 | 21
2033/34 | 185.25 | 24.25 | 29
2033/34 | 185.75 | 24.25 | 19
2033/34 | 186.25 | 24.25 | 26
2033/34 | 186.75 | 24.25 | 43
2033/34 | 187.25 | 24.25 | 32
2033/34 | 187.75 | 24.25 | 37
2033/34 | 188.25 | 24.25 | 31
2033/34 | 188.75 | 24.25 | 30
2033/34 | 189.25 | 24.25 | 24
2033/34 | 189.75 | 24.25 | 35
2033/34 | 190.25 | 24.25 | 25
2033/34 | 190.75 | 24.25 | 23
2033/34 | 191.25 | 24.25 | 31
2033/34 | 191.75 | 24.25 | 22
2033/34 | 192.25 | 24.25 | 28
2033/34 | 192.75 | 24.25 | 24
2033/34 | 193.25 | 24.25 | 19
2033/34 | 193.75 | 24.25 | 28
2033/34 | 194.25 | 24.25 | 28
2033/34 | 194.75 | 24.25 | 30
2033/34 | 195.25 | 24.25 | 25
2033/34 | 195.75 | 24.25 | 28
2033/34 | 196.25 | 24.25 | 28
2033/34 | 196.75 | 24.25 | 35
2033/34 | 197.25 | 24.25 | 33
2033/34 | 197.75 | 24.25 | 34
2033/34 | 198.25 | 24.25 | 32
2033/34 | 198.75 | 24.25 | 24
2033/34 | 199.25 | 24.25 | 22
2033/34 | 199.75 | 24.25 | 24
2033/34 | 200.25 | 24.25 | 20
2033/34 | 200.75 | 24.25 | 35
2033/34 | 201.25 | 24.25 | 13
2033/34 | 201.75 | 24.25 | 25
2033/34 | 202.25 | 24.25 | 13
2033/34 | 202.75 | 24.25 | 20
2033/34 | 203.25 | 24.25 | 28
2033/34 | 203.75 | 24.25 | 21
2033/34 | 204.25 | 24.25 | 25
2033/34 | 204.75 | 24.25 | 20
2033/34 | 205.25 | 24.25 | 25
2033/34 | 205.75 | 24.25 | 28
2033/34 | 206.25 | 24.25 | 21
2033/34 | 206.75 | 24.25 | 22
2033/34 | 207.25 | 24.25 | 18
2033/34 | 207.75 | 24.25 | 17
2033/34 | 208.25 | 24.25 | 12
2033/34 | 208.75 | 24.25 | 21
2033/34 | 209.25 | 24.25 | 24
2033/34 | 209.75 | 24.25 | 12
2033/34 | 210.25 | 24.25 | 25
2033/34 | 210.75 | 24.25 | 15
2033/34 | 211.25 | 24.25 | 31
2033/34 | 211.75 | 24.25 | 22
2033/34 | 212.25 | 24.25 | 26
2033/34 | 212.75 | 24.25 | 16
2033/34 | 213.25 | 24.25 | 14
2033/34 | 213.75 | 24.25 | 9
2033/34 | 214.25 | 24.25 | 13
2033/34 | 214.75 | 24.25 | 24
2033/34 | 215.25 | 24.25 | 19
2033/34 | 215.75 | 24.25 | 22
2033/34 | 216.25 | 24.25 | 19
2033/34 | 216.75 | 24.25 | 13
2033/34 | 217.25 | 24.25 | 9
2033/34 | 217.75 | 24.25 | 14
2033/34 | 218.25 | 24.25 | 26
2033/34 | 218.75 | 24.25 | 21
2033/34 | 219.25 | 24.25 | 11
2033/34 | 219.75 | 24.25 | 12
2033/34 | 220.25 | 24.25 | 20
2033/34 | 220.75 | 24.25 | 15
2033/34 | 221.25 | 24.25 | 14
2033/34 | 221.75 | 24.25 | 16
2033/34 | 222.25 | 24.25 | 13
2033/34 | 222.75 | 24.25 | 14
2033/34 | 223.25 | 24.25 | 12
2033/34 | 223.75 | 24.25 | 22
2033/34 | 224.25 | 24.25 | 10
2033/34 | 224.75 | 24.25 | 9
2033/34 | 225.25 | 24.25 | 13
2033/34 | 225.75 | 24.25 | 15
2033/34 | 226.25 | 24.25 | 13
2033/34 | 226.75 | 24.25 | 17
2033/34 | 227.25 | 24.25 | 13
2033/34 | 227.75 | 24.25 | 10
2033/34 | 228.25 | 24.25 | 15
2033/34 | 228.75 | 24.25 | 9
2033/34 | 229.25 | 24.25 | 17
2033/34 | 229.75 | 24.25 | 11
2033/34 | 230.25 | 24.25 | 5
2033/34 | 230.75 | 24.25 | 7
2033/34 | 231.25 | 24.25 | 7
2033/34 | 231.75 | 24.25 | 8
2033/34 | 232.25 | 24.25 | 12
2033/34 | 232.75 | 24.25 | 15
2033/34 | 233.25 | 24.25 | 3
2033/34 | 233.75 | 24.25 | 12
2033/34 | 234.25 | 24.25 | 7
2033/34 | 234.75 | 24.25 | 13
2033/34 | 235.25 | 24.25 | 19
2033/34 | 235.75 | 24.25 | 16
2033/34 | 236.25 | 24.25 | 14
2033/34 | 236.75 | 24.25 | 13
2033/34 | 237.25 | 24.25 | 7
2033/34 | 237.75 | 24.25 | 9
2033/34 | 238.25 | 24.25 | 9
2033/34 | 238.75 | 24.25 | 9
2033/34 | 239.25 | 24.25 | 10
2033/34 | 239.75 | 24.25 | 10
2033/34 | 240.25 | 24.25 | 15
2033/34 | 240.75 | 24.25 | 8
2033/34 | 241.25 | 24.25 | 12
2033/34 | 241.75 | 24.25 | 7
2033/34 | 242.25 | 24.25 | 5
2033/34 | 242.75 | 24.25 | 7
2033/34 | 243.25 | 24.25 | 13
2033/34 | 243.75 | 24.25 | 11
2033/34 | 244.25 | 24.25 | 7
2033/34 | 244.75 | 24.25 | 9
2033/34 | 245.25 | 24.25 | 11
2033/34 | 245.75 | 24.25 | 8
2033/34 | 246.25 | 24.25 | 3
2033/34 | 246.75 | 24.25 | 6
2033/34 | 247.25 | 24.25 | 8
2033/34 | 247.75 | 24.25 | 8
2033/34 | 248.25 | 24.25 | 8
2033/34 | 248.75 | 24.25 | 7
2033/34 | 249.25 | 24.25 | 9
2033/34 | 249.75 | 24.25 | 13
2033/34 | 250.25 | 24.25 | 5
2033/34 | 250.75 | 24.25 | 7
2033/34 | 251.25 | 24.25 | 3
2033/34 | 251.75 | 24.25 | 9
2033/34 | 252.25 | 24.25 | 7
2033/34 | 252.75 | 24.25 | 6
2033/34 | 253.25 | 24.25 | 5
2033/34 | 253.75 | 24.25 | 7
2033/34 | 254.25 | 24.25 | 7
2033/34 | 254.75 | 24.25 | 10
2033/34 | 255.25 | 24.25 | 6
2033/34 | 255.75 | 24.25 | 10
2033/34 | 256.25 | 24.25 | 6
2033/34 | 256.75 | 24.25 | 12
2033/34 | 257.25 | 24.25 | 6
2033/34 | 257.75 | 24.25 | 10
2033/34 | 258.25 | 24.25 | 6
2033/34 | 258.75 | 24.25 | 7
2033/34 | 259.25 | 24.25 | 5
2033/34 | 259.75 | 24.25 | 6
2033/34 | 260.25 | 24.25 | 8
2033/34 | 260.75 | 24.25 | 9
2033/34 | 261.25 | 24.25 | 11
2033/34 | 261.75 | 24.25 | 7
2033/34 | 262.25 | 24.25 | 4
2033/34 | 262.75 | 24.25 | 8
2033/34 | 263.25 | 24.25 | 7
2033/34 | 263.75 | 24.25 | 3
2033/34 | 264.25 | 24.25 | 7
2033/34 | 264.75 | 24.25 | 7
2033/34 | 265.25 | 24.25 | 8
2033/34 | 265.75 | 24.25 | 4
2033/34 | 266.25 | 24.25 | 10
2033/34 | 266.75 | 24.25 | 10
2033/34 | 267.25 | 24.25 | 10
2033/34 | 267.75 | 24.25 | 4
2033/34 | 268.25 | 24.25 | 5
2033/34 | 268.75 | 24.25 | 6
2033/34 | 269.25 | 24.25 | 7
2033/34 | 269.75 | 24.25 | 3
2033/34 | 270.25 | 24.25 | 3
2033/34 | 270.75 | 24.25 | 8
2033/34 | 271.25 | 24.25 | 9
2033/34 | 271.75 | 24.25 | 5
2033/34 | 272.25 | 24.25 | 5
2033/34 | 272.75 | 24.25 | 5
2033/34 | 273.25 | 24.25 | 4
2033/34 | 273.75 | 24.25 | 4
2033/34 | 274.25 | 24.25 | 3
2033/34 | 274.75 | 24.25 | 5
2033/34 | 275.25 | 24.25 | 10
2033/34 | 275.75 | 24.25 | 6
2033/34 | 276.25 | 24.25 | 6
2033/34 | 276.75 | 24.25 | 3
2033/34 | 277.25 | 24.25 | 4
2033/34 | 277.75 | 24.25 | 6
2033/34 | 278.25 | 24.25 | 5
2033/34 | 278.75 | 24.25 | 6
2033/34 | 279.25 | 24.25 | 5
2033/34 | 279.75 | 24.25 | 7
2033/34 | 280.25 | 24.25 | 3
2033/34 | 280.75 | 24.25 | 5
2033/34 | 281.25 | 24.25 | 2
2033/34 | 281.75 | 24.25 | 3
2033/34 | 282.25 | 24.25 | 6
2033/34 | 282.75 | 24.25 | 6
2033/34 | 283.25 | 24.25 | 2
2033/34 | 283.75 | 24.25 | 5
2033/34 | 284.25 | 24.25 | 3
2033/34 | 284.75 | 24.25 | 1
2033/34 | 285.25 | 24.25 | 5
2033/34 | 285.75 | 24.25 | 5
2033/34 | 286.25 | 24.25 | 4
2033/34 | 286.75 | 24.25 | 3
2033/34 | 287.25 | 24.25 | 4
2033/34 | 287.75 | 24.25 | 2
2033/34 | 288.25 | 24.25 | 7
2033/34 | 288.75 | 24.25 | 4
2033/34 | 289.25 | 24.25 | 3
2033/34 | 289.75 | 24.25 | 4
2033/34 | 290.25 | 24.25 | 4
2033/34 | 290.75 | 24.25 | 5
2033/34 | 291.25 | 24.25 | 4
2033/34 | 291.75 | 24.25 | 4
2033/34 | 292.25 | 24.25 | 4
2033/34 | 292.75 | 24.25 | 2
2033/34 | 293.25 | 24.25 | 4
2033/34 | 293.75 | 24.25 | 4
2033/34 | 294.25 | 24.25 | 3
2033/34 | 294.75 | 24.25 | 3
2033/34 | 295.25 | 24.25 | 5
2033/34 | 295.75 | 24.25 | 4
2033/34 | 296.25 | 24.25 | 2
2033/34 | 296.75 | 24.25 | 2
2033/34 | 297.25 | 24.25 | 4
2033/34 | 297.75 | 24.25 | 1
2033/34 | 298.25 | 24.25 | 1
2033/34 | 298.75 | 24.25 | 3
2033/34 | 299.25 | 24.25 | 2
2033/34 | 299.75 | 24.25 | 3
2033/34 | 300.25 | 24.25 | 7
2033/34 | 300.75 | 24.25 | 3
2033/34 | 301.25 | 24.25 | 4
2033/34 | 301.75 | 24.25 | 2
2033/34 | 302.25 | 24.25 | 3
2033/34 | 302.75 | 24.25 | 2
2033/34 | 303.25 | 24.25 | 1
2033/34 | 303.75 | 24.25 | 5
2033/34 | 304.75 | 24.25 | 4
2033/34 | 305.25 | 24.25 | 1
2033/34 | 305.75 | 24.25 | 3
2033/34 | 306.25 | 24.25 | 1
2033/34 | 306.75 | 24.25 | 4
2033/34 | 307.75 | 24.25 | 3
2033/34 | 308.75 | 24.25 | 1
2033/34 | 309.25 | 24.25 | 1
2033/34 | 309.75 | 24.25 | 3
2033/34 | 310.25 | 24.25 | 3
2033/34 | 310.75 | 24.25 | 3
2033/34 | 311.75 | 24.25 | 1
2033/34 | 312.75 | 24.25 | 3
2033/34 | 313.75 | 24.25 | 3
2033/34 | 314.25 | 24.25 | 3
2033/34 | 314.75 | 24.25 | 5
2033/34 | 315.75 | 24.25 | 2
2033/34 | 316.75 | 24.25 | 2
2033/34 | 317.75 | 24.25 | 1
2033/34 | 318.25 | 24.25 | 1
2033/34 | 319.25 | 24.25 | 2
2033/34 | 319.75 | 24.25 | 1
2033/34 | 320.75 | 24.25 | 1
2033/34 | 322.25 | 24.25 | 1
2033/34 | 323.25 | 24.25 | 1
2033/34 | 323.75 | 24.25 | 2
2033/34 | 325.75 | 24.25 | 3
2033/34 | 326.25 | 24.25 | 1
2033/34 | 330.75 | 24.25 | 1
2033/34 | 332.75 | 24.25 | 1
2033/34 | 333.75 | 24.25 | 1
2033/34 | 334.25 | 24.25 | 2
2033/34 | 336.25 | 24.25 | 2
2033/34 | 340.25 | 24.25 | 1
2033/34 | 342.25 | 24.25 | 1
2033/34 | 345.25 | 24.25 | 1
2033/34 | 362.25 | 24.25 | 1
2033/34 | 368.75 | 24.25 | 1
2033/34 | 35.75 | 24.75 | 1
2033/34 | 36.75 | 24.75 | 1
2033/34 | 37.25 | 24.75 | 2
2033/34 | 38.25 | 24.75 | 1
2033/34 | 39.25 | 24.75 | 1
2033/34 | 39.75 | 24.75 | 1
2033/34 | 40.75 | 24.75 | 2
2033/34 | 41.25 | 24.75 | 1
2033/34 | 42.25 | 24.75 | 1
2033/34 | 43.75 | 24.75 | 2
2033/34 | 44.75 | 24.75 | 2
2033/34 | 45.75 | 24.75 | 2
2033/34 | 46.25 | 24.75 | 2
2033/34 | 46.75 | 24.75 | 1
2033/34 | 47.75 | 24.75 | 4
2033/34 | 48.25 | 24.75 | 2
2033/34 | 48.75 | 24.75 | 1
2033/34 | 49.25 | 24.75 | 3
2033/34 | 49.75 | 24.75 | 4
2033/34 | 50.25 | 24.75 | 2
2033/34 | 50.75 | 24.75 | 2
2033/34 | 51.25 | 24.75 | 1
2033/34 | 51.75 | 24.75 | 3
2033/34 | 52.25 | 24.75 | 2
2033/34 | 52.75 | 24.75 | 2
2033/34 | 53.25 | 24.75 | 1
2033/34 | 53.75 | 24.75 | 2
2033/34 | 54.25 | 24.75 | 3
2033/34 | 54.75 | 24.75 | 2
2033/34 | 55.25 | 24.75 | 3
2033/34 | 55.75 | 24.75 | 4
2033/34 | 56.25 | 24.75 | 4
2033/34 | 56.75 | 24.75 | 5
2033/34 | 57.25 | 24.75 | 3
2033/34 | 57.75 | 24.75 | 1
2033/34 | 58.25 | 24.75 | 3
2033/34 | 58.75 | 24.75 | 7
2033/34 | 59.25 | 24.75 | 4
2033/34 | 59.75 | 24.75 | 12
2033/34 | 60.25 | 24.75 | 5
2033/34 | 60.75 | 24.75 | 3
2033/34 | 61.25 | 24.75 | 4
2033/34 | 61.75 | 24.75 | 9
2033/34 | 62.25 | 24.75 | 7
2033/34 | 62.75 | 24.75 | 13
2033/34 | 63.25 | 24.75 | 10
2033/34 | 63.75 | 24.75 | 4
2033/34 | 64.25 | 24.75 | 6
2033/34 | 64.75 | 24.75 | 9
2033/34 | 65.25 | 24.75 | 11
2033/34 | 65.75 | 24.75 | 10
2033/34 | 66.25 | 24.75 | 6
2033/34 | 66.75 | 24.75 | 8
2033/34 | 67.25 | 24.75 | 9
2033/34 | 67.75 | 24.75 | 12
2033/34 | 68.25 | 24.75 | 7
2033/34 | 68.75 | 24.75 | 7
2033/34 | 69.25 | 24.75 | 11
2033/34 | 69.75 | 24.75 | 10
2033/34 | 70.25 | 24.75 | 8
2033/34 | 70.75 | 24.75 | 11
2033/34 | 71.25 | 24.75 | 10
2033/34 | 71.75 | 24.75 | 5
2033/34 | 72.25 | 24.75 | 12
2033/34 | 72.75 | 24.75 | 14
2033/34 | 73.25 | 24.75 | 13
2033/34 | 73.75 | 24.75 | 7
2033/34 | 74.25 | 24.75 | 9
2033/34 | 74.75 | 24.75 | 22
2033/34 | 75.25 | 24.75 | 16
2033/34 | 75.75 | 24.75 | 14
2033/34 | 76.25 | 24.75 | 17
2033/34 | 76.75 | 24.75 | 10
2033/34 | 77.25 | 24.75 | 14
2033/34 | 77.75 | 24.75 | 12
2033/34 | 78.25 | 24.75 | 12
2033/34 | 78.75 | 24.75 | 19
2033/34 | 79.25 | 24.75 | 13
2033/34 | 79.75 | 24.75 | 15
2033/34 | 80.25 | 24.75 | 26
2033/34 | 80.75 | 24.75 | 22
2033/34 | 81.25 | 24.75 | 16
2033/34 | 81.75 | 24.75 | 9
2033/34 | 82.25 | 24.75 | 18
2033/34 | 82.75 | 24.75 | 19
2033/34 | 83.25 | 24.75 | 15
2033/34 | 83.75 | 24.75 | 21
2033/34 | 84.25 | 24.75 | 24
2033/34 | 84.75 | 24.75 | 19
2033/34 | 85.25 | 24.75 | 19
2033/34 | 85.75 | 24.75 | 31
2033/34 | 86.25 | 24.75 | 29
2033/34 | 86.75 | 24.75 | 22
2033/34 | 87.25 | 24.75 | 19
2033/34 | 87.75 | 24.75 | 31
2033/34 | 88.25 | 24.75 | 28
2033/34 | 88.75 | 24.75 | 20
2033/34 | 89.25 | 24.75 | 18
2033/34 | 89.75 | 24.75 | 31
2033/34 | 90.25 | 24.75 | 22
2033/34 | 90.75 | 24.75 | 22
2033/34 | 91.25 | 24.75 | 37
2033/34 | 91.75 | 24.75 | 37
2033/34 | 92.25 | 24.75 | 26
2033/34 | 92.75 | 24.75 | 28
2033/34 | 93.25 | 24.75 | 21
2033/34 | 93.75 | 24.75 | 27
2033/34 | 94.25 | 24.75 | 24
2033/34 | 94.75 | 24.75 | 28
2033/34 | 95.25 | 24.75 | 38
2033/34 | 95.75 | 24.75 | 30
2033/34 | 96.25 | 24.75 | 22
2033/34 | 96.75 | 24.75 | 34
2033/34 | 97.25 | 24.75 | 36
2033/34 | 97.75 | 24.75 | 35
2033/34 | 98.25 | 24.75 | 30
2033/34 | 98.75 | 24.75 | 32
2033/34 | 99.25 | 24.75 | 33
2033/34 | 99.75 | 24.75 | 23
2033/34 | 100.25 | 24.75 | 30
2033/34 | 100.75 | 24.75 | 32
2033/34 | 101.25 | 24.75 | 43
2033/34 | 101.75 | 24.75 | 43
2033/34 | 102.25 | 24.75 | 32
2033/34 | 102.75 | 24.75 | 35
2033/34 | 103.25 | 24.75 | 31
2033/34 | 103.75 | 24.75 | 26
2033/34 | 104.25 | 24.75 | 30
2033/34 | 104.75 | 24.75 | 26
2033/34 | 105.25 | 24.75 | 34
2033/34 | 105.75 | 24.75 | 39
2033/34 | 106.25 | 24.75 | 25
2033/34 | 106.75 | 24.75 | 32
2033/34 | 107.25 | 24.75 | 38
2033/34 | 107.75 | 24.75 | 34
2033/34 | 108.25 | 24.75 | 46
2033/34 | 108.75 | 24.75 | 48
2033/34 | 109.25 | 24.75 | 46
2033/34 | 109.75 | 24.75 | 41
2033/34 | 110.25 | 24.75 | 35
2033/34 | 110.75 | 24.75 | 48
2033/34 | 111.25 | 24.75 | 41
2033/34 | 111.75 | 24.75 | 38
2033/34 | 112.25 | 24.75 | 39
2033/34 | 112.75 | 24.75 | 53
2033/34 | 113.25 | 24.75 | 42
2033/34 | 113.75 | 24.75 | 45
2033/34 | 114.25 | 24.75 | 44
2033/34 | 114.75 | 24.75 | 48
2033/34 | 115.25 | 24.75 | 54
2033/34 | 115.75 | 24.75 | 49
2033/34 | 116.25 | 24.75 | 40
2033/34 | 116.75 | 24.75 | 36
2033/34 | 117.25 | 24.75 | 47
2033/34 | 117.75 | 24.75 | 43
2033/34 | 118.25 | 24.75 | 44
2033/34 | 118.75 | 24.75 | 35
2033/34 | 119.25 | 24.75 | 41
2033/34 | 119.75 | 24.75 | 40
2033/34 | 120.25 | 24.75 | 49
2033/34 | 120.75 | 24.75 | 50
2033/34 | 121.25 | 24.75 | 53
2033/34 | 121.75 | 24.75 | 47
2033/34 | 122.25 | 24.75 | 52
2033/34 | 122.75 | 24.75 | 51
2033/34 | 123.25 | 24.75 | 50
2033/34 | 123.75 | 24.75 | 55
2033/34 | 124.25 | 24.75 | 47
2033/34 | 124.75 | 24.75 | 47
2033/34 | 125.25 | 24.75 | 61
2033/34 | 125.75 | 24.75 | 50
2033/34 | 126.25 | 24.75 | 52
2033/34 | 126.75 | 24.75 | 53
2033/34 | 127.25 | 24.75 | 53
2033/34 | 127.75 | 24.75 | 62
2033/34 | 128.25 | 24.75 | 65
2033/34 | 128.75 | 24.75 | 61
2033/34 | 129.25 | 24.75 | 59
2033/34 | 129.75 | 24.75 | 41
2033/34 | 130.25 | 24.75 | 44
2033/34 | 130.75 | 24.75 | 47
2033/34 | 131.25 | 24.75 | 45
2033/34 | 131.75 | 24.75 | 49
2033/34 | 132.25 | 24.75 | 55
2033/34 | 132.75 | 24.75 | 68
2033/34 | 133.25 | 24.75 | 52
2033/34 | 133.75 | 24.75 | 57
2033/34 | 134.25 | 24.75 | 58
2033/34 | 134.75 | 24.75 | 45
2033/34 | 135.25 | 24.75 | 53
2033/34 | 135.75 | 24.75 | 45
2033/34 | 136.25 | 24.75 | 56
2033/34 | 136.75 | 24.75 | 41
2033/34 | 137.25 | 24.75 | 55
2033/34 | 137.75 | 24.75 | 52
2033/34 | 138.25 | 24.75 | 59
2033/34 | 138.75 | 24.75 | 61
2033/34 | 139.25 | 24.75 | 51
2033/34 | 139.75 | 24.75 | 52
2033/34 | 140.25 | 24.75 | 45
2033/34 | 140.75 | 24.75 | 54
2033/34 | 141.25 | 24.75 | 45
2033/34 | 141.75 | 24.75 | 54
2033/34 | 142.25 | 24.75 | 50
2033/34 | 142.75 | 24.75 | 64
2033/34 | 143.25 | 24.75 | 56
2033/34 | 143.75 | 24.75 | 45
2033/34 | 144.25 | 24.75 | 53
2033/34 | 144.75 | 24.75 | 40
2033/34 | 145.25 | 24.75 | 54
2033/34 | 145.75 | 24.75 | 42
2033/34 | 146.25 | 24.75 | 68
2033/34 | 146.75 | 24.75 | 59
2033/34 | 147.25 | 24.75 | 56
2033/34 | 147.75 | 24.75 | 40
2033/34 | 148.25 | 24.75 | 44
2033/34 | 148.75 | 24.75 | 43
2033/34 | 149.25 | 24.75 | 53
2033/34 | 149.75 | 24.75 | 50
2033/34 | 150.25 | 24.75 | 56
2033/34 | 150.75 | 24.75 | 48
2033/34 | 151.25 | 24.75 | 39
2033/34 | 151.75 | 24.75 | 41
2033/34 | 152.25 | 24.75 | 60
2033/34 | 152.75 | 24.75 | 43
2033/34 | 153.25 | 24.75 | 38
2033/34 | 153.75 | 24.75 | 52
2033/34 | 154.25 | 24.75 | 40
2033/34 | 154.75 | 24.75 | 49
2033/34 | 155.25 | 24.75 | 42
2033/34 | 155.75 | 24.75 | 47
2033/34 | 156.25 | 24.75 | 52
2033/34 | 156.75 | 24.75 | 48
2033/34 | 157.25 | 24.75 | 49
2033/34 | 157.75 | 24.75 | 48
2033/34 | 158.25 | 24.75 | 48
2033/34 | 158.75 | 24.75 | 42
2033/34 | 159.25 | 24.75 | 42
2033/34 | 159.75 | 24.75 | 44
2033/34 | 160.25 | 24.75 | 54
2033/34 | 160.75 | 24.75 | 38
2033/34 | 161.25 | 24.75 | 49
2033/34 | 161.75 | 24.75 | 47
2033/34 | 162.25 | 24.75 | 35
2033/34 | 162.75 | 24.75 | 48
2033/34 | 163.25 | 24.75 | 48
2033/34 | 163.75 | 24.75 | 41
2033/34 | 164.25 | 24.75 | 53
2033/34 | 164.75 | 24.75 | 28
2033/34 | 165.25 | 24.75 | 45
2033/34 | 165.75 | 24.75 | 49
2033/34 | 166.25 | 24.75 | 55
2033/34 | 166.75 | 24.75 | 35
2033/34 | 167.25 | 24.75 | 38
2033/34 | 167.75 | 24.75 | 42
2033/34 | 168.25 | 24.75 | 44
2033/34 | 168.75 | 24.75 | 48
2033/34 | 169.25 | 24.75 | 37
2033/34 | 169.75 | 24.75 | 38
2033/34 | 170.25 | 24.75 | 58
2033/34 | 170.75 | 24.75 | 38
2033/34 | 171.25 | 24.75 | 39
2033/34 | 171.75 | 24.75 | 45
2033/34 | 172.25 | 24.75 | 58
2033/34 | 172.75 | 24.75 | 37
2033/34 | 173.25 | 24.75 | 36
2033/34 | 173.75 | 24.75 | 42
2033/34 | 174.25 | 24.75 | 32
2033/34 | 174.75 | 24.75 | 42
2033/34 | 175.25 | 24.75 | 45
2033/34 | 175.75 | 24.75 | 42
2033/34 | 176.25 | 24.75 | 36
2033/34 | 176.75 | 24.75 | 40
2033/34 | 177.25 | 24.75 | 38
2033/34 | 177.75 | 24.75 | 37
2033/34 | 178.25 | 24.75 | 39
2033/34 | 178.75 | 24.75 | 39
2033/34 | 179.25 | 24.75 | 41
2033/34 | 179.75 | 24.75 | 40
2033/34 | 180.25 | 24.75 | 38
2033/34 | 180.75 | 24.75 | 36
2033/34 | 181.25 | 24.75 | 37
2033/34 | 181.75 | 24.75 | 36
2033/34 | 182.25 | 24.75 | 51
2033/34 | 182.75 | 24.75 | 31
2033/34 | 183.25 | 24.75 | 39
2033/34 | 183.75 | 24.75 | 30
2033/34 | 184.25 | 24.75 | 30
2033/34 | 184.75 | 24.75 | 31
2033/34 | 185.25 | 24.75 | 18
2033/34 | 185.75 | 24.75 | 31
2033/34 | 186.25 | 24.75 | 33
2033/34 | 186.75 | 24.75 | 32
2033/34 | 187.25 | 24.75 | 42
2033/34 | 187.75 | 24.75 | 36
2033/34 | 188.25 | 24.75 | 33
2033/34 | 188.75 | 24.75 | 36
2033/34 | 189.25 | 24.75 | 25
2033/34 | 189.75 | 24.75 | 25
2033/34 | 190.25 | 24.75 | 25
2033/34 | 190.75 | 24.75 | 23
2033/34 | 191.25 | 24.75 | 34
2033/34 | 191.75 | 24.75 | 28
2033/34 | 192.25 | 24.75 | 31
2033/34 | 192.75 | 24.75 | 30
2033/34 | 193.25 | 24.75 | 36
2033/34 | 193.75 | 24.75 | 33
2033/34 | 194.25 | 24.75 | 26
2033/34 | 194.75 | 24.75 | 35
2033/34 | 195.25 | 24.75 | 29
2033/34 | 195.75 | 24.75 | 33
2033/34 | 196.25 | 24.75 | 21
2033/34 | 196.75 | 24.75 | 27
2033/34 | 197.25 | 24.75 | 29
2033/34 | 197.75 | 24.75 | 29
2033/34 | 198.25 | 24.75 | 27
2033/34 | 198.75 | 24.75 | 17
2033/34 | 199.25 | 24.75 | 24
2033/34 | 199.75 | 24.75 | 23
2033/34 | 200.25 | 24.75 | 28
2033/34 | 200.75 | 24.75 | 33
2033/34 | 201.25 | 24.75 | 38
2033/34 | 201.75 | 24.75 | 24
2033/34 | 202.25 | 24.75 | 20
2033/34 | 202.75 | 24.75 | 19
2033/34 | 203.25 | 24.75 | 26
2033/34 | 203.75 | 24.75 | 21
2033/34 | 204.25 | 24.75 | 31
2033/34 | 204.75 | 24.75 | 17
2033/34 | 205.25 | 24.75 | 32
2033/34 | 205.75 | 24.75 | 19
2033/34 | 206.25 | 24.75 | 22
2033/34 | 206.75 | 24.75 | 17
2033/34 | 207.25 | 24.75 | 20
2033/34 | 207.75 | 24.75 | 21
2033/34 | 208.25 | 24.75 | 33
2033/34 | 208.75 | 24.75 | 22
2033/34 | 209.25 | 24.75 | 21
2033/34 | 209.75 | 24.75 | 20
2033/34 | 210.25 | 24.75 | 28
2033/34 | 210.75 | 24.75 | 20
2033/34 | 211.25 | 24.75 | 21
2033/34 | 211.75 | 24.75 | 22
2033/34 | 212.25 | 24.75 | 20
2033/34 | 212.75 | 24.75 | 16
2033/34 | 213.25 | 24.75 | 21
2033/34 | 213.75 | 24.75 | 20
2033/34 | 214.25 | 24.75 | 24
2033/34 | 214.75 | 24.75 | 16
2033/34 | 215.25 | 24.75 | 16
2033/34 | 215.75 | 24.75 | 22
2033/34 | 216.25 | 24.75 | 22
2033/34 | 216.75 | 24.75 | 16
2033/34 | 217.25 | 24.75 | 25
2033/34 | 217.75 | 24.75 | 20
2033/34 | 218.25 | 24.75 | 23
2033/34 | 218.75 | 24.75 | 17
2033/34 | 219.25 | 24.75 | 17
2033/34 | 219.75 | 24.75 | 21
2033/34 | 220.25 | 24.75 | 15
2033/34 | 220.75 | 24.75 | 17
2033/34 | 221.25 | 24.75 | 14
2033/34 | 221.75 | 24.75 | 15
2033/34 | 222.25 | 24.75 | 16
2033/34 | 222.75 | 24.75 | 17
2033/34 | 223.25 | 24.75 | 17
2033/34 | 223.75 | 24.75 | 18
2033/34 | 224.25 | 24.75 | 10
2033/34 | 224.75 | 24.75 | 13
2033/34 | 225.25 | 24.75 | 13
2033/34 | 225.75 | 24.75 | 10
2033/34 | 226.25 | 24.75 | 10
2033/34 | 226.75 | 24.75 | 17
2033/34 | 227.25 | 24.75 | 12
2033/34 | 227.75 | 24.75 | 12
2033/34 | 228.25 | 24.75 | 8
2033/34 | 228.75 | 24.75 | 11
2033/34 | 229.25 | 24.75 | 9
2033/34 | 229.75 | 24.75 | 10
2033/34 | 230.25 | 24.75 | 8
2033/34 | 230.75 | 24.75 | 19
2033/34 | 231.25 | 24.75 | 18
2033/34 | 231.75 | 24.75 | 11
2033/34 | 232.25 | 24.75 | 17
2033/34 | 232.75 | 24.75 | 16
2033/34 | 233.25 | 24.75 | 12
2033/34 | 233.75 | 24.75 | 4
2033/34 | 234.25 | 24.75 | 15
2033/34 | 234.75 | 24.75 | 9
2033/34 | 235.25 | 24.75 | 10
2033/34 | 235.75 | 24.75 | 12
2033/34 | 236.25 | 24.75 | 15
2033/34 | 236.75 | 24.75 | 16
2033/34 | 237.25 | 24.75 | 13
2033/34 | 237.75 | 24.75 | 8
2033/34 | 238.25 | 24.75 | 11
2033/34 | 238.75 | 24.75 | 8
2033/34 | 239.25 | 24.75 | 7
2033/34 | 239.75 | 24.75 | 4
2033/34 | 240.25 | 24.75 | 12
2033/34 | 240.75 | 24.75 | 14
2033/34 | 241.25 | 24.75 | 10
2033/34 | 241.75 | 24.75 | 10
2033/34 | 242.25 | 24.75 | 5
2033/34 | 242.75 | 24.75 | 10
2033/34 | 243.25 | 24.75 | 13
2033/34 | 243.75 | 24.75 | 9
2033/34 | 244.25 | 24.75 | 9
2033/34 | 244.75 | 24.75 | 12
2033/34 | 245.25 | 24.75 | 9
2033/34 | 245.75 | 24.75 | 12
2033/34 | 246.25 | 24.75 | 5
2033/34 | 246.75 | 24.75 | 11
2033/34 | 247.25 | 24.75 | 11
2033/34 | 247.75 | 24.75 | 9
2033/34 | 248.25 | 24.75 | 6
2033/34 | 248.75 | 24.75 | 12
2033/34 | 249.25 | 24.75 | 11
2033/34 | 249.75 | 24.75 | 9
2033/34 | 250.25 | 24.75 | 7
2033/34 | 250.75 | 24.75 | 6
2033/34 | 251.25 | 24.75 | 10
2033/34 | 251.75 | 24.75 | 7
2033/34 | 252.25 | 24.75 | 6
2033/34 | 252.75 | 24.75 | 10
2033/34 | 253.25 | 24.75 | 9
2033/34 | 253.75 | 24.75 | 9
2033/34 | 254.25 | 24.75 | 6
2033/34 | 254.75 | 24.75 | 9
2033/34 | 255.25 | 24.75 | 6
2033/34 | 255.75 | 24.75 | 3
2033/34 | 256.25 | 24.75 | 15
2033/34 | 256.75 | 24.75 | 5
2033/34 | 257.25 | 24.75 | 9
2033/34 | 257.75 | 24.75 | 4
2033/34 | 258.25 | 24.75 | 9
2033/34 | 258.75 | 24.75 | 7
2033/34 | 259.25 | 24.75 | 9
2033/34 | 259.75 | 24.75 | 7
2033/34 | 260.25 | 24.75 | 6
2033/34 | 260.75 | 24.75 | 7
2033/34 | 261.25 | 24.75 | 13
2033/34 | 261.75 | 24.75 | 6
2033/34 | 262.25 | 24.75 | 6
2033/34 | 262.75 | 24.75 | 8
2033/34 | 263.25 | 24.75 | 3
2033/34 | 263.75 | 24.75 | 9
2033/34 | 264.25 | 24.75 | 6
2033/34 | 264.75 | 24.75 | 3
2033/34 | 265.25 | 24.75 | 7
2033/34 | 265.75 | 24.75 | 9
2033/34 | 266.25 | 24.75 | 11
2033/34 | 266.75 | 24.75 | 10
2033/34 | 267.25 | 24.75 | 15
2033/34 | 267.75 | 24.75 | 11
2033/34 | 268.25 | 24.75 | 6
2033/34 | 268.75 | 24.75 | 2
2033/34 | 269.25 | 24.75 | 2
2033/34 | 269.75 | 24.75 | 7
2033/34 | 270.25 | 24.75 | 11
2033/34 | 270.75 | 24.75 | 6
2033/34 | 271.25 | 24.75 | 4
2033/34 | 271.75 | 24.75 | 8
2033/34 | 272.25 | 24.75 | 10
2033/34 | 272.75 | 24.75 | 5
2033/34 | 273.25 | 24.75 | 4
2033/34 | 273.75 | 24.75 | 5
2033/34 | 274.25 | 24.75 | 1
2033/34 | 274.75 | 24.75 | 11
2033/34 | 275.25 | 24.75 | 2
2033/34 | 275.75 | 24.75 | 1
2033/34 | 276.25 | 24.75 | 2
2033/34 | 276.75 | 24.75 | 9
2033/34 | 277.25 | 24.75 | 5
2033/34 | 277.75 | 24.75 | 3
2033/34 | 278.25 | 24.75 | 3
2033/34 | 278.75 | 24.75 | 2
2033/34 | 279.25 | 24.75 | 4
2033/34 | 279.75 | 24.75 | 6
2033/34 | 280.25 | 24.75 | 6
2033/34 | 280.75 | 24.75 | 5
2033/34 | 281.25 | 24.75 | 4
2033/34 | 281.75 | 24.75 | 5
2033/34 | 282.25 | 24.75 | 8
2033/34 | 282.75 | 24.75 | 4
2033/34 | 283.25 | 24.75 | 6
2033/34 | 283.75 | 24.75 | 6
2033/34 | 284.25 | 24.75 | 3
2033/34 | 284.75 | 24.75 | 4
2033/34 | 285.25 | 24.75 | 2
2033/34 | 285.75 | 24.75 | 5
2033/34 | 286.25 | 24.75 | 7
2033/34 | 286.75 | 24.75 | 8
2033/34 | 287.25 | 24.75 | 2
2033/34 | 287.75 | 24.75 | 6
2033/34 | 288.25 | 24.75 | 1
2033/34 | 288.75 | 24.75 | 7
2033/34 | 289.25 | 24.75 | 3
2033/34 | 289.75 | 24.75 | 4
2033/34 | 290.25 | 24.75 | 2
2033/34 | 290.75 | 24.75 | 2
2033/34 | 291.25 | 24.75 | 4
2033/34 | 291.75 | 24.75 | 5
2033/34 | 292.25 | 24.75 | 7
2033/34 | 292.75 | 24.75 | 6
2033/34 | 293.25 | 24.75 | 2
2033/34 | 293.75 | 24.75 | 3
2033/34 | 294.25 | 24.75 | 4
2033/34 | 294.75 | 24.75 | 4
2033/34 | 295.25 | 24.75 | 7
2033/34 | 295.75 | 24.75 | 6
2033/34 | 296.25 | 24.75 | 3
2033/34 | 296.75 | 24.75 | 2
2033/34 | 297.25 | 24.75 | 3
2033/34 | 297.75 | 24.75 | 1
2033/34 | 298.25 | 24.75 | 4
2033/34 | 298.75 | 24.75 | 2
2033/34 | 299.25 | 24.75 | 3
2033/34 | 299.75 | 24.75 | 3
2033/34 | 300.25 | 24.75 | 3
2033/34 | 300.75 | 24.75 | 2
2033/34 | 301.25 | 24.75 | 1
2033/34 | 301.75 | 24.75 | 5
2033/34 | 302.25 | 24.75 | 3
2033/34 | 302.75 | 24.75 | 4
2033/34 | 303.25 | 24.75 | 1
2033/34 | 303.75 | 24.75 | 8
2033/34 | 304.25 | 24.75 | 2
2033/34 | 304.75 | 24.75 | 3
2033/34 | 305.25 | 24.75 | 1
2033/34 | 306.25 | 24.75 | 2
2033/34 | 307.75 | 24.75 | 1
2033/34 | 308.25 | 24.75 | 4
2033/34 | 308.75 | 24.75 | 1
2033/34 | 309.25 | 24.75 | 3
2033/34 | 309.75 | 24.75 | 2
2033/34 | 310.25 | 24.75 | 3
2033/34 | 310.75 | 24.75 | 1
2033/34 | 311.25 | 24.75 | 3
2033/34 | 311.75 | 24.75 | 1
2033/34 | 313.25 | 24.75 | 3
2033/34 | 314.25 | 24.75 | 2
2033/34 | 314.75 | 24.75 | 2
2033/34 | 315.75 | 24.75 | 1
2033/34 | 316.25 | 24.75 | 1
2033/34 | 317.25 | 24.75 | 2
2033/34 | 318.25 | 24.75 | 1
2033/34 | 320.25 | 24.75 | 1
2033/34 | 321.75 | 24.75 | 2
2033/34 | 322.25 | 24.75 | 2
2033/34 | 322.75 | 24.75 | 3
2033/34 | 323.75 | 24.75 | 1
2033/34 | 325.25 | 24.75 | 2
2033/34 | 326.25 | 24.75 | 1
2033/34 | 326.75 | 24.75 | 1
2033/34 | 327.25 | 24.75 | 1
2033/34 | 327.75 | 24.75 | 2
2033/34 | 328.25 | 24.75 | 1
2033/34 | 329.75 | 24.75 | 1
2033/34 | 330.75 | 24.75 | 2
2033/34 | 332.25 | 24.75 | 1
2033/34 | 333.75 | 24.75 | 2
2033/34 | 334.75 | 24.75 | 2
2033/34 | 336.75 | 24.75 | 1
2033/34 | 338.75 | 24.75 | 1
2033/34 | 340.25 | 24.75 | 1
2033/34 | 345.25 | 24.75 | 1
2033/34 | 347.25 | 24.75 | 1
2033/34 | 350.25 | 24.75 | 1
2033/34 | 354.75 | 24.75 | 1
2033/34 | 355.75 | 24.75 | 1
2033/34 | 356.75 | 24.75 | 1
2033/34 | 362.25 | 24.75 | 1
2033/34 | 363.25 | 24.75 | 1
2033/34 | 366.75 | 24.75 | 1
2033/34 | 368.75 | 24.75 | 1
2033/34 | 36.25 | 25.25 | 5
2033/34 | 36.75 | 25.25 | 1
2033/34 | 38.25 | 25.25 | 1
2033/34 | 38.75 | 25.25 | 1
2033/34 | 39.25 | 25.25 | 1
2033/34 | 40.25 | 25.25 | 1
2033/34 | 41.25 | 25.25 | 1
2033/34 | 41.75 | 25.25 | 1
2033/34 | 42.75 | 25.25 | 2
2033/34 | 43.75 | 25.25 | 1
2033/34 | 44.25 | 25.25 | 1
2033/34 | 44.75 | 25.25 | 1
2033/34 | 45.25 | 25.25 | 1
2033/34 | 46.25 | 25.25 | 1
2033/34 | 46.75 | 25.25 | 1
2033/34 | 47.25 | 25.25 | 3
2033/34 | 47.75 | 25.25 | 1
2033/34 | 48.25 | 25.25 | 1
2033/34 | 49.25 | 25.25 | 3
2033/34 | 49.75 | 25.25 | 3
2033/34 | 50.25 | 25.25 | 2
2033/34 | 50.75 | 25.25 | 2
2033/34 | 51.25 | 25.25 | 1
2033/34 | 51.75 | 25.25 | 3
2033/34 | 52.25 | 25.25 | 5
2033/34 | 52.75 | 25.25 | 2
2033/34 | 53.75 | 25.25 | 2
2033/34 | 54.25 | 25.25 | 4
2033/34 | 54.75 | 25.25 | 4
2033/34 | 55.25 | 25.25 | 3
2033/34 | 55.75 | 25.25 | 4
2033/34 | 56.25 | 25.25 | 4
2033/34 | 56.75 | 25.25 | 2
2033/34 | 57.25 | 25.25 | 3
2033/34 | 57.75 | 25.25 | 2
2033/34 | 58.25 | 25.25 | 4
2033/34 | 59.25 | 25.25 | 4
2033/34 | 59.75 | 25.25 | 5
2033/34 | 60.25 | 25.25 | 4
2033/34 | 60.75 | 25.25 | 6
2033/34 | 61.25 | 25.25 | 4
2033/34 | 61.75 | 25.25 | 4
2033/34 | 62.25 | 25.25 | 4
2033/34 | 62.75 | 25.25 | 5
2033/34 | 63.25 | 25.25 | 6
2033/34 | 63.75 | 25.25 | 7
2033/34 | 64.25 | 25.25 | 5
2033/34 | 64.75 | 25.25 | 5
2033/34 | 65.25 | 25.25 | 9
2033/34 | 65.75 | 25.25 | 7
2033/34 | 66.25 | 25.25 | 6
2033/34 | 66.75 | 25.25 | 4
2033/34 | 67.25 | 25.25 | 7
2033/34 | 67.75 | 25.25 | 5
2033/34 | 68.25 | 25.25 | 10
2033/34 | 68.75 | 25.25 | 8
2033/34 | 69.25 | 25.25 | 9
2033/34 | 69.75 | 25.25 | 6
2033/34 | 70.25 | 25.25 | 9
2033/34 | 70.75 | 25.25 | 7
2033/34 | 71.25 | 25.25 | 8
2033/34 | 71.75 | 25.25 | 9
2033/34 | 72.25 | 25.25 | 9
2033/34 | 72.75 | 25.25 | 6
2033/34 | 73.25 | 25.25 | 12
2033/34 | 73.75 | 25.25 | 16
2033/34 | 74.25 | 25.25 | 13
2033/34 | 74.75 | 25.25 | 11
2033/34 | 75.25 | 25.25 | 5
2033/34 | 75.75 | 25.25 | 16
2033/34 | 76.25 | 25.25 | 25
2033/34 | 76.75 | 25.25 | 20
2033/34 | 77.25 | 25.25 | 15
2033/34 | 77.75 | 25.25 | 12
2033/34 | 78.25 | 25.25 | 17
2033/34 | 78.75 | 25.25 | 16
2033/34 | 79.25 | 25.25 | 16
2033/34 | 79.75 | 25.25 | 15
2033/34 | 80.25 | 25.25 | 18
2033/34 | 80.75 | 25.25 | 20
2033/34 | 81.25 | 25.25 | 13
2033/34 | 81.75 | 25.25 | 10
2033/34 | 82.25 | 25.25 | 19
2033/34 | 82.75 | 25.25 | 18
2033/34 | 83.25 | 25.25 | 25
2033/34 | 83.75 | 25.25 | 29
2033/34 | 84.25 | 25.25 | 21
2033/34 | 84.75 | 25.25 | 26
2033/34 | 85.25 | 25.25 | 22
2033/34 | 85.75 | 25.25 | 21
2033/34 | 86.25 | 25.25 | 17
2033/34 | 86.75 | 25.25 | 17
2033/34 | 87.25 | 25.25 | 21
2033/34 | 87.75 | 25.25 | 25
2033/34 | 88.25 | 25.25 | 31
2033/34 | 88.75 | 25.25 | 26
2033/34 | 89.25 | 25.25 | 24
2033/34 | 89.75 | 25.25 | 24
2033/34 | 90.25 | 25.25 | 25
2033/34 | 90.75 | 25.25 | 25
2033/34 | 91.25 | 25.25 | 28
2033/34 | 91.75 | 25.25 | 34
2033/34 | 92.25 | 25.25 | 32
2033/34 | 92.75 | 25.25 | 25
2033/34 | 93.25 | 25.25 | 23
2033/34 | 93.75 | 25.25 | 24
2033/34 | 94.25 | 25.25 | 29
2033/34 | 94.75 | 25.25 | 23
2033/34 | 95.25 | 25.25 | 29
2033/34 | 95.75 | 25.25 | 18
2033/34 | 96.25 | 25.25 | 41
2033/34 | 96.75 | 25.25 | 24
2033/34 | 97.25 | 25.25 | 29
2033/34 | 97.75 | 25.25 | 36
2033/34 | 98.25 | 25.25 | 33
2033/34 | 98.75 | 25.25 | 29
2033/34 | 99.25 | 25.25 | 32
2033/34 | 99.75 | 25.25 | 29
2033/34 | 100.25 | 25.25 | 42
2033/34 | 100.75 | 25.25 | 37
2033/34 | 101.25 | 25.25 | 42
2033/34 | 101.75 | 25.25 | 29
2033/34 | 102.25 | 25.25 | 47
2033/34 | 102.75 | 25.25 | 38
2033/34 | 103.25 | 25.25 | 31
2033/34 | 103.75 | 25.25 | 35
2033/34 | 104.25 | 25.25 | 37
2033/34 | 104.75 | 25.25 | 30
2033/34 | 105.25 | 25.25 | 35
2033/34 | 105.75 | 25.25 | 42
2033/34 | 106.25 | 25.25 | 40
2033/34 | 106.75 | 25.25 | 38
2033/34 | 107.25 | 25.25 | 31
2033/34 | 107.75 | 25.25 | 33
2033/34 | 108.25 | 25.25 | 29
2033/34 | 108.75 | 25.25 | 37
2033/34 | 109.25 | 25.25 | 37
2033/34 | 109.75 | 25.25 | 33
2033/34 | 110.25 | 25.25 | 37
2033/34 | 110.75 | 25.25 | 37
2033/34 | 111.25 | 25.25 | 45
2033/34 | 111.75 | 25.25 | 36
2033/34 | 112.25 | 25.25 | 34
2033/34 | 112.75 | 25.25 | 28
2033/34 | 113.25 | 25.25 | 35
2033/34 | 113.75 | 25.25 | 41
2033/34 | 114.25 | 25.25 | 41
2033/34 | 114.75 | 25.25 | 53
2033/34 | 115.25 | 25.25 | 36
2033/34 | 115.75 | 25.25 | 37
2033/34 | 116.25 | 25.25 | 45
2033/34 | 116.75 | 25.25 | 49
2033/34 | 117.25 | 25.25 | 36
2033/34 | 117.75 | 25.25 | 36
2033/34 | 118.25 | 25.25 | 48
2033/34 | 118.75 | 25.25 | 43
2033/34 | 119.25 | 25.25 | 43
2033/34 | 119.75 | 25.25 | 44
2033/34 | 120.25 | 25.25 | 38
2033/34 | 120.75 | 25.25 | 59
2033/34 | 121.25 | 25.25 | 62
2033/34 | 121.75 | 25.25 | 59
2033/34 | 122.25 | 25.25 | 40
2033/34 | 122.75 | 25.25 | 50
2033/34 | 123.25 | 25.25 | 52
2033/34 | 123.75 | 25.25 | 47
2033/34 | 124.25 | 25.25 | 56
2033/34 | 124.75 | 25.25 | 50
2033/34 | 125.25 | 25.25 | 70
2033/34 | 125.75 | 25.25 | 53
2033/34 | 126.25 | 25.25 | 79
2033/34 | 126.75 | 25.25 | 54
2033/34 | 127.25 | 25.25 | 46
2033/34 | 127.75 | 25.25 | 60
2033/34 | 128.25 | 25.25 | 51
2033/34 | 128.75 | 25.25 | 56
2033/34 | 129.25 | 25.25 | 54
2033/34 | 129.75 | 25.25 | 52
2033/34 | 130.25 | 25.25 | 45
2033/34 | 130.75 | 25.25 | 47
2033/34 | 131.25 | 25.25 | 50
2033/34 | 131.75 | 25.25 | 59
2033/34 | 132.25 | 25.25 | 42
2033/34 | 132.75 | 25.25 | 62
2033/34 | 133.25 | 25.25 | 58
2033/34 | 133.75 | 25.25 | 43
2033/34 | 134.25 | 25.25 | 47
2033/34 | 134.75 | 25.25 | 60
2033/34 | 135.25 | 25.25 | 52
2033/34 | 135.75 | 25.25 | 48
2033/34 | 136.25 | 25.25 | 60
2033/34 | 136.75 | 25.25 | 49
2033/34 | 137.25 | 25.25 | 55
2033/34 | 137.75 | 25.25 | 52
2033/34 | 138.25 | 25.25 | 59
2033/34 | 138.75 | 25.25 | 63
2033/34 | 139.25 | 25.25 | 47
2033/34 | 139.75 | 25.25 | 50
2033/34 | 140.25 | 25.25 | 58
2033/34 | 140.75 | 25.25 | 58
2033/34 | 141.25 | 25.25 | 56
2033/34 | 141.75 | 25.25 | 43
2033/34 | 142.25 | 25.25 | 48
2033/34 | 142.75 | 25.25 | 55
2033/34 | 143.25 | 25.25 | 56
2033/34 | 143.75 | 25.25 | 50
2033/34 | 144.25 | 25.25 | 41
2033/34 | 144.75 | 25.25 | 55
2033/34 | 145.25 | 25.25 | 52
2033/34 | 145.75 | 25.25 | 45
2033/34 | 146.25 | 25.25 | 48
2033/34 | 146.75 | 25.25 | 53
2033/34 | 147.25 | 25.25 | 54
2033/34 | 147.75 | 25.25 | 53
2033/34 | 148.25 | 25.25 | 60
2033/34 | 148.75 | 25.25 | 46
2033/34 | 149.25 | 25.25 | 54
2033/34 | 149.75 | 25.25 | 66
2033/34 | 150.25 | 25.25 | 55
2033/34 | 150.75 | 25.25 | 42
2033/34 | 151.25 | 25.25 | 68
2033/34 | 151.75 | 25.25 | 53
2033/34 | 152.25 | 25.25 | 52
2033/34 | 152.75 | 25.25 | 54
2033/34 | 153.25 | 25.25 | 59
2033/34 | 153.75 | 25.25 | 34
2033/34 | 154.25 | 25.25 | 43
2033/34 | 154.75 | 25.25 | 43
2033/34 | 155.25 | 25.25 | 50
2033/34 | 155.75 | 25.25 | 49
2033/34 | 156.25 | 25.25 | 60
2033/34 | 156.75 | 25.25 | 57
2033/34 | 157.25 | 25.25 | 36
2033/34 | 157.75 | 25.25 | 54
2033/34 | 158.25 | 25.25 | 49
2033/34 | 158.75 | 25.25 | 43
2033/34 | 159.25 | 25.25 | 48
2033/34 | 159.75 | 25.25 | 44
2033/34 | 160.25 | 25.25 | 45
2033/34 | 160.75 | 25.25 | 45
2033/34 | 161.25 | 25.25 | 35
2033/34 | 161.75 | 25.25 | 42
2033/34 | 162.25 | 25.25 | 47
2033/34 | 162.75 | 25.25 | 50
2033/34 | 163.25 | 25.25 | 55
2033/34 | 163.75 | 25.25 | 51
2033/34 | 164.25 | 25.25 | 42
2033/34 | 164.75 | 25.25 | 48
2033/34 | 165.25 | 25.25 | 43
2033/34 | 165.75 | 25.25 | 44
2033/34 | 166.25 | 25.25 | 38
2033/34 | 166.75 | 25.25 | 40
2033/34 | 167.25 | 25.25 | 44
2033/34 | 167.75 | 25.25 | 55
2033/34 | 168.25 | 25.25 | 40
2033/34 | 168.75 | 25.25 | 35
2033/34 | 169.25 | 25.25 | 40
2033/34 | 169.75 | 25.25 | 36
2033/34 | 170.25 | 25.25 | 41
2033/34 | 170.75 | 25.25 | 41
2033/34 | 171.25 | 25.25 | 37
2033/34 | 171.75 | 25.25 | 33
2033/34 | 172.25 | 25.25 | 30
2033/34 | 172.75 | 25.25 | 38
2033/34 | 173.25 | 25.25 | 42
2033/34 | 173.75 | 25.25 | 45
2033/34 | 174.25 | 25.25 | 31
2033/34 | 174.75 | 25.25 | 32
2033/34 | 175.25 | 25.25 | 32
2033/34 | 175.75 | 25.25 | 33
2033/34 | 176.25 | 25.25 | 45
2033/34 | 176.75 | 25.25 | 40
2033/34 | 177.25 | 25.25 | 34
2033/34 | 177.75 | 25.25 | 28
2033/34 | 178.25 | 25.25 | 44
2033/34 | 178.75 | 25.25 | 40
2033/34 | 179.25 | 25.25 | 33
2033/34 | 179.75 | 25.25 | 33
2033/34 | 180.25 | 25.25 | 34
2033/34 | 180.75 | 25.25 | 37
2033/34 | 181.25 | 25.25 | 43
2033/34 | 181.75 | 25.25 | 45
2033/34 | 182.25 | 25.25 | 38
2033/34 | 182.75 | 25.25 | 39
2033/34 | 183.25 | 25.25 | 30
2033/34 | 183.75 | 25.25 | 21
2033/34 | 184.25 | 25.25 | 36
2033/34 | 184.75 | 25.25 | 42
2033/34 | 185.25 | 25.25 | 29
2033/34 | 185.75 | 25.25 | 29
2033/34 | 186.25 | 25.25 | 40
2033/34 | 186.75 | 25.25 | 36
2033/34 | 187.25 | 25.25 | 40
2033/34 | 187.75 | 25.25 | 25
2033/34 | 188.25 | 25.25 | 37
2033/34 | 188.75 | 25.25 | 36
2033/34 | 189.25 | 25.25 | 36
2033/34 | 189.75 | 25.25 | 30
2033/34 | 190.25 | 25.25 | 25
2033/34 | 190.75 | 25.25 | 38
2033/34 | 191.25 | 25.25 | 27
2033/34 | 191.75 | 25.25 | 39
2033/34 | 192.25 | 25.25 | 26
2033/34 | 192.75 | 25.25 | 32
2033/34 | 193.25 | 25.25 | 21
2033/34 | 193.75 | 25.25 | 24
2033/34 | 194.25 | 25.25 | 26
2033/34 | 194.75 | 25.25 | 25
2033/34 | 195.25 | 25.25 | 20
2033/34 | 195.75 | 25.25 | 26
2033/34 | 196.25 | 25.25 | 33
2033/34 | 196.75 | 25.25 | 27
2033/34 | 197.25 | 25.25 | 20
2033/34 | 197.75 | 25.25 | 25
2033/34 | 198.25 | 25.25 | 33
2033/34 | 198.75 | 25.25 | 36
2033/34 | 199.25 | 25.25 | 15
2033/34 | 199.75 | 25.25 | 29
2033/34 | 200.25 | 25.25 | 17
2033/34 | 200.75 | 25.25 | 20
2033/34 | 201.25 | 25.25 | 18
2033/34 | 201.75 | 25.25 | 23
2033/34 | 202.25 | 25.25 | 18
2033/34 | 202.75 | 25.25 | 21
2033/34 | 203.25 | 25.25 | 29
2033/34 | 203.75 | 25.25 | 19
2033/34 | 204.25 | 25.25 | 22
2033/34 | 204.75 | 25.25 | 17
2033/34 | 205.25 | 25.25 | 24
2033/34 | 205.75 | 25.25 | 20
2033/34 | 206.25 | 25.25 | 32
2033/34 | 206.75 | 25.25 | 25
2033/34 | 207.25 | 25.25 | 18
2033/34 | 207.75 | 25.25 | 28
2033/34 | 208.25 | 25.25 | 30
2033/34 | 208.75 | 25.25 | 13
2033/34 | 209.25 | 25.25 | 17
2033/34 | 209.75 | 25.25 | 21
2033/34 | 210.25 | 25.25 | 20
2033/34 | 210.75 | 25.25 | 18
2033/34 | 211.25 | 25.25 | 20
2033/34 | 211.75 | 25.25 | 8
2033/34 | 212.25 | 25.25 | 18
2033/34 | 212.75 | 25.25 | 19
2033/34 | 213.25 | 25.25 | 18
2033/34 | 213.75 | 25.25 | 13
2033/34 | 214.25 | 25.25 | 22
2033/34 | 214.75 | 25.25 | 13
2033/34 | 215.25 | 25.25 | 14
2033/34 | 215.75 | 25.25 | 21
2033/34 | 216.25 | 25.25 | 16
2033/34 | 216.75 | 25.25 | 18
2033/34 | 217.25 | 25.25 | 15
2033/34 | 217.75 | 25.25 | 19
2033/34 | 218.25 | 25.25 | 19
2033/34 | 218.75 | 25.25 | 15
2033/34 | 219.25 | 25.25 | 21
2033/34 | 219.75 | 25.25 | 16
2033/34 | 220.25 | 25.25 | 10
2033/34 | 220.75 | 25.25 | 14
2033/34 | 221.25 | 25.25 | 22
2033/34 | 221.75 | 25.25 | 17
2033/34 | 222.25 | 25.25 | 13
2033/34 | 222.75 | 25.25 | 12
2033/34 | 223.25 | 25.25 | 11
2033/34 | 223.75 | 25.25 | 12
2033/34 | 224.25 | 25.25 | 11
2033/34 | 224.75 | 25.25 | 19
2033/34 | 225.25 | 25.25 | 22
2033/34 | 225.75 | 25.25 | 15
2033/34 | 226.25 | 25.25 | 11
2033/34 | 226.75 | 25.25 | 15
2033/34 | 227.25 | 25.25 | 14
2033/34 | 227.75 | 25.25 | 14
2033/34 | 228.25 | 25.25 | 10
2033/34 | 228.75 | 25.25 | 16
2033/34 | 229.25 | 25.25 | 16
2033/34 | 229.75 | 25.25 | 6
2033/34 | 230.25 | 25.25 | 14
2033/34 | 230.75 | 25.25 | 11
2033/34 | 231.25 | 25.25 | 12
2033/34 | 231.75 | 25.25 | 11
2033/34 | 232.25 | 25.25 | 8
2033/34 | 232.75 | 25.25 | 6
2033/34 | 233.25 | 25.25 | 13
2033/34 | 233.75 | 25.25 | 7
2033/34 | 234.25 | 25.25 | 18
2033/34 | 234.75 | 25.25 | 7
2033/34 | 235.25 | 25.25 | 15
2033/34 | 235.75 | 25.25 | 12
2033/34 | 236.25 | 25.25 | 16
2033/34 | 236.75 | 25.25 | 9
2033/34 | 237.25 | 25.25 | 8
2033/34 | 237.75 | 25.25 | 12
2033/34 | 238.25 | 25.25 | 9
2033/34 | 238.75 | 25.25 | 14
2033/34 | 239.25 | 25.25 | 13
2033/34 | 239.75 | 25.25 | 6
2033/34 | 240.25 | 25.25 | 12
2033/34 | 240.75 | 25.25 | 11
2033/34 | 241.25 | 25.25 | 12
2033/34 | 241.75 | 25.25 | 13
2033/34 | 242.25 | 25.25 | 9
2033/34 | 242.75 | 25.25 | 10
2033/34 | 243.25 | 25.25 | 12
2033/34 | 243.75 | 25.25 | 6
2033/34 | 244.25 | 25.25 | 16
2033/34 | 244.75 | 25.25 | 15
2033/34 | 245.25 | 25.25 | 17
2033/34 | 245.75 | 25.25 | 14
2033/34 | 246.25 | 25.25 | 9
2033/34 | 246.75 | 25.25 | 11
2033/34 | 247.25 | 25.25 | 6
2033/34 | 247.75 | 25.25 | 8
2033/34 | 248.25 | 25.25 | 11
2033/34 | 248.75 | 25.25 | 9
2033/34 | 249.25 | 25.25 | 9
2033/34 | 249.75 | 25.25 | 6
2033/34 | 250.25 | 25.25 | 4
2033/34 | 250.75 | 25.25 | 14
2033/34 | 251.25 | 25.25 | 15
2033/34 | 251.75 | 25.25 | 10
2033/34 | 252.25 | 25.25 | 8
2033/34 | 252.75 | 25.25 | 7
2033/34 | 253.25 | 25.25 | 11
2033/34 | 253.75 | 25.25 | 14
2033/34 | 254.25 | 25.25 | 13
2033/34 | 254.75 | 25.25 | 9
2033/34 | 255.25 | 25.25 | 3
2033/34 | 255.75 | 25.25 | 6
2033/34 | 256.25 | 25.25 | 8
2033/34 | 256.75 | 25.25 | 8
2033/34 | 257.25 | 25.25 | 4
2033/34 | 257.75 | 25.25 | 11
2033/34 | 258.25 | 25.25 | 7
2033/34 | 258.75 | 25.25 | 9
2033/34 | 259.25 | 25.25 | 5
2033/34 | 259.75 | 25.25 | 6
2033/34 | 260.25 | 25.25 | 10
2033/34 | 260.75 | 25.25 | 6
2033/34 | 261.25 | 25.25 | 8
2033/34 | 261.75 | 25.25 | 9
2033/34 | 262.25 | 25.25 | 6
2033/34 | 262.75 | 25.25 | 5
2033/34 | 263.25 | 25.25 | 9
2033/34 | 263.75 | 25.25 | 10
2033/34 | 264.25 | 25.25 | 4
2033/34 | 264.75 | 25.25 | 4
2033/34 | 265.25 | 25.25 | 5
2033/34 | 265.75 | 25.25 | 7
2033/34 | 266.25 | 25.25 | 10
2033/34 | 266.75 | 25.25 | 6
2033/34 | 267.25 | 25.25 | 7
2033/34 | 267.75 | 25.25 | 2
2033/34 | 268.25 | 25.25 | 9
2033/34 | 268.75 | 25.25 | 10
2033/34 | 269.25 | 25.25 | 4
2033/34 | 269.75 | 25.25 | 6
2033/34 | 270.25 | 25.25 | 5
2033/34 | 270.75 | 25.25 | 6
2033/34 | 271.25 | 25.25 | 7
2033/34 | 271.75 | 25.25 | 6
2033/34 | 272.25 | 25.25 | 6
2033/34 | 272.75 | 25.25 | 5
2033/34 | 273.25 | 25.25 | 5
2033/34 | 273.75 | 25.25 | 8
2033/34 | 274.25 | 25.25 | 2
2033/34 | 274.75 | 25.25 | 1
2033/34 | 275.25 | 25.25 | 6
2033/34 | 275.75 | 25.25 | 3
2033/34 | 276.25 | 25.25 | 11
2033/34 | 276.75 | 25.25 | 1
2033/34 | 277.25 | 25.25 | 6
2033/34 | 277.75 | 25.25 | 11
2033/34 | 278.25 | 25.25 | 5
2033/34 | 278.75 | 25.25 | 8
2033/34 | 279.25 | 25.25 | 8
2033/34 | 279.75 | 25.25 | 3
2033/34 | 280.25 | 25.25 | 4
2033/34 | 280.75 | 25.25 | 4
2033/34 | 281.25 | 25.25 | 3
2033/34 | 281.75 | 25.25 | 4
2033/34 | 282.25 | 25.25 | 5
2033/34 | 282.75 | 25.25 | 3
2033/34 | 283.25 | 25.25 | 4
2033/34 | 283.75 | 25.25 | 2
2033/34 | 284.25 | 25.25 | 6
2033/34 | 284.75 | 25.25 | 4
2033/34 | 285.25 | 25.25 | 3
2033/34 | 285.75 | 25.25 | 10
2033/34 | 286.25 | 25.25 | 1
2033/34 | 286.75 | 25.25 | 1
2033/34 | 287.25 | 25.25 | 3
2033/34 | 287.75 | 25.25 | 6
2033/34 | 288.25 | 25.25 | 7
2033/34 | 288.75 | 25.25 | 7
2033/34 | 289.25 | 25.25 | 3
2033/34 | 289.75 | 25.25 | 2
2033/34 | 290.25 | 25.25 | 2
2033/34 | 290.75 | 25.25 | 3
2033/34 | 291.25 | 25.25 | 5
2033/34 | 291.75 | 25.25 | 9
2033/34 | 292.25 | 25.25 | 4
2033/34 | 292.75 | 25.25 | 2
2033/34 | 293.25 | 25.25 | 1
2033/34 | 293.75 | 25.25 | 2
2033/34 | 294.25 | 25.25 | 2
2033/34 | 294.75 | 25.25 | 5
2033/34 | 295.25 | 25.25 | 1
2033/34 | 295.75 | 25.25 | 3
2033/34 | 296.25 | 25.25 | 2
2033/34 | 296.75 | 25.25 | 1
2033/34 | 297.25 | 25.25 | 1
2033/34 | 297.75 | 25.25 | 4
2033/34 | 298.25 | 25.25 | 7
2033/34 | 298.75 | 25.25 | 2
2033/34 | 299.25 | 25.25 | 4
2033/34 | 299.75 | 25.25 | 3
2033/34 | 300.25 | 25.25 | 4
2033/34 | 301.25 | 25.25 | 2
2033/34 | 301.75 | 25.25 | 1
2033/34 | 302.25 | 25.25 | 3
2033/34 | 302.75 | 25.25 | 4
2033/34 | 303.25 | 25.25 | 2
2033/34 | 303.75 | 25.25 | 6
2033/34 | 304.75 | 25.25 | 6
2033/34 | 305.25 | 25.25 | 3
2033/34 | 305.75 | 25.25 | 3
2033/34 | 306.25 | 25.25 | 3
2033/34 | 306.75 | 25.25 | 3
2033/34 | 307.25 | 25.25 | 1
2033/34 | 307.75 | 25.25 | 3
2033/34 | 308.25 | 25.25 | 3
2033/34 | 308.75 | 25.25 | 3
2033/34 | 309.25 | 25.25 | 2
2033/34 | 309.75 | 25.25 | 4
2033/34 | 311.75 | 25.25 | 3
2033/34 | 312.25 | 25.25 | 1
2033/34 | 312.75 | 25.25 | 1
2033/34 | 313.25 | 25.25 | 1
2033/34 | 314.25 | 25.25 | 2
2033/34 | 314.75 | 25.25 | 2
2033/34 | 315.25 | 25.25 | 1
2033/34 | 315.75 | 25.25 | 1
2033/34 | 316.25 | 25.25 | 1
2033/34 | 317.25 | 25.25 | 3
2033/34 | 317.75 | 25.25 | 1
2033/34 | 318.25 | 25.25 | 1
2033/34 | 318.75 | 25.25 | 3
2033/34 | 319.25 | 25.25 | 1
2033/34 | 320.25 | 25.25 | 2
2033/34 | 320.75 | 25.25 | 1
2033/34 | 321.25 | 25.25 | 1
2033/34 | 322.25 | 25.25 | 3
2033/34 | 323.75 | 25.25 | 1
2033/34 | 324.75 | 25.25 | 1
2033/34 | 326.75 | 25.25 | 2
2033/34 | 327.75 | 25.25 | 1
2033/34 | 332.25 | 25.25 | 2
2033/34 | 333.25 | 25.25 | 1
2033/34 | 334.25 | 25.25 | 1
2033/34 | 334.75 | 25.25 | 1
2033/34 | 335.75 | 25.25 | 1
2033/34 | 337.75 | 25.25 | 1
2033/34 | 340.25 | 25.25 | 2
2033/34 | 348.25 | 25.25 | 1
2033/34 | 348.75 | 25.25 | 1
2033/34 | 352.25 | 25.25 | 1
2033/34 | 362.25 | 25.25 | 1
2033/34 | 365.75 | 25.25 | 1
2033/34 | 372.75 | 25.25 | 1
2033/34 | 36.75 | 25.75 | 1
2033/34 | 37.25 | 25.75 | 1
2033/34 | 38.25 | 25.75 | 1
2033/34 | 41.25 | 25.75 | 3
2033/34 | 41.75 | 25.75 | 3
2033/34 | 42.25 | 25.75 | 1
2033/34 | 43.25 | 25.75 | 4
2033/34 | 43.75 | 25.75 | 1
2033/34 | 44.25 | 25.75 | 3
2033/34 | 44.75 | 25.75 | 3
2033/34 | 45.25 | 25.75 | 1
2033/34 | 45.75 | 25.75 | 2
2033/34 | 46.25 | 25.75 | 1
2033/34 | 47.25 | 25.75 | 3
2033/34 | 47.75 | 25.75 | 1
2033/34 | 48.25 | 25.75 | 2
2033/34 | 48.75 | 25.75 | 2
2033/34 | 50.25 | 25.75 | 1
2033/34 | 50.75 | 25.75 | 3
2033/34 | 51.25 | 25.75 | 3
2033/34 | 51.75 | 25.75 | 1
2033/34 | 52.25 | 25.75 | 1
2033/34 | 52.75 | 25.75 | 1
2033/34 | 53.25 | 25.75 | 3
2033/34 | 53.75 | 25.75 | 5
2033/34 | 54.25 | 25.75 | 1
2033/34 | 54.75 | 25.75 | 1
2033/34 | 55.25 | 25.75 | 4
2033/34 | 55.75 | 25.75 | 1
2033/34 | 56.25 | 25.75 | 3
2033/34 | 56.75 | 25.75 | 1
2033/34 | 57.25 | 25.75 | 5
2033/34 | 57.75 | 25.75 | 4
2033/34 | 58.25 | 25.75 | 4
2033/34 | 58.75 | 25.75 | 3
2033/34 | 59.25 | 25.75 | 2
2033/34 | 59.75 | 25.75 | 3
2033/34 | 60.25 | 25.75 | 5
2033/34 | 60.75 | 25.75 | 1
2033/34 | 61.25 | 25.75 | 3
2033/34 | 61.75 | 25.75 | 6
2033/34 | 62.25 | 25.75 | 3
2033/34 | 62.75 | 25.75 | 2
2033/34 | 63.25 | 25.75 | 5
2033/34 | 63.75 | 25.75 | 4
2033/34 | 64.25 | 25.75 | 7
2033/34 | 64.75 | 25.75 | 3
2033/34 | 65.25 | 25.75 | 6
2033/34 | 65.75 | 25.75 | 4
2033/34 | 66.25 | 25.75 | 7
2033/34 | 66.75 | 25.75 | 6
2033/34 | 67.25 | 25.75 | 7
2033/34 | 67.75 | 25.75 | 7
2033/34 | 68.25 | 25.75 | 2
2033/34 | 68.75 | 25.75 | 10
2033/34 | 69.25 | 25.75 | 6
2033/34 | 69.75 | 25.75 | 10
2033/34 | 70.25 | 25.75 | 10
2033/34 | 70.75 | 25.75 | 4
2033/34 | 71.25 | 25.75 | 5
2033/34 | 71.75 | 25.75 | 22
2033/34 | 72.25 | 25.75 | 10
2033/34 | 72.75 | 25.75 | 5
2033/34 | 73.25 | 25.75 | 14
2033/34 | 73.75 | 25.75 | 15
2033/34 | 74.25 | 25.75 | 12
2033/34 | 74.75 | 25.75 | 11
2033/34 | 75.25 | 25.75 | 11
2033/34 | 75.75 | 25.75 | 15
2033/34 | 76.25 | 25.75 | 12
2033/34 | 76.75 | 25.75 | 7
2033/34 | 77.25 | 25.75 | 15
2033/34 | 77.75 | 25.75 | 9
2033/34 | 78.25 | 25.75 | 11
2033/34 | 78.75 | 25.75 | 16
2033/34 | 79.25 | 25.75 | 21
2033/34 | 79.75 | 25.75 | 17
2033/34 | 80.25 | 25.75 | 22
2033/34 | 80.75 | 25.75 | 12
2033/34 | 81.25 | 25.75 | 10
2033/34 | 81.75 | 25.75 | 13
2033/34 | 82.25 | 25.75 | 17
2033/34 | 82.75 | 25.75 | 18
2033/34 | 83.25 | 25.75 | 17
2033/34 | 83.75 | 25.75 | 19
2033/34 | 84.25 | 25.75 | 23
2033/34 | 84.75 | 25.75 | 24
2033/34 | 85.25 | 25.75 | 15
2033/34 | 85.75 | 25.75 | 12
2033/34 | 86.25 | 25.75 | 25
2033/34 | 86.75 | 25.75 | 13
2033/34 | 87.25 | 25.75 | 17
2033/34 | 87.75 | 25.75 | 13
2033/34 | 88.25 | 25.75 | 31
2033/34 | 88.75 | 25.75 | 23
2033/34 | 89.25 | 25.75 | 26
2033/34 | 89.75 | 25.75 | 24
2033/34 | 90.25 | 25.75 | 22
2033/34 | 90.75 | 25.75 | 16
2033/34 | 91.25 | 25.75 | 21
2033/34 | 91.75 | 25.75 | 22
2033/34 | 92.25 | 25.75 | 22
2033/34 | 92.75 | 25.75 | 25
2033/34 | 93.25 | 25.75 | 29
2033/34 | 93.75 | 25.75 | 20
2033/34 | 94.25 | 25.75 | 28
2033/34 | 94.75 | 25.75 | 31
2033/34 | 95.25 | 25.75 | 27
2033/34 | 95.75 | 25.75 | 26
2033/34 | 96.25 | 25.75 | 24
2033/34 | 96.75 | 25.75 | 32
2033/34 | 97.25 | 25.75 | 24
2033/34 | 97.75 | 25.75 | 23
2033/34 | 98.25 | 25.75 | 25
2033/34 | 98.75 | 25.75 | 23
2033/34 | 99.25 | 25.75 | 28
2033/34 | 99.75 | 25.75 | 39
2033/34 | 100.25 | 25.75 | 36
2033/34 | 100.75 | 25.75 | 31
2033/34 | 101.25 | 25.75 | 31
2033/34 | 101.75 | 25.75 | 25
2033/34 | 102.25 | 25.75 | 28
2033/34 | 102.75 | 25.75 | 31
2033/34 | 103.25 | 25.75 | 31
2033/34 | 103.75 | 25.75 | 31
2033/34 | 104.25 | 25.75 | 29
2033/34 | 104.75 | 25.75 | 37
2033/34 | 105.25 | 25.75 | 23
2033/34 | 105.75 | 25.75 | 30
2033/34 | 106.25 | 25.75 | 40
2033/34 | 106.75 | 25.75 | 33
2033/34 | 107.25 | 25.75 | 40
2033/34 | 107.75 | 25.75 | 42
2033/34 | 108.25 | 25.75 | 51
2033/34 | 108.75 | 25.75 | 33
2033/34 | 109.25 | 25.75 | 37
2033/34 | 109.75 | 25.75 | 33
2033/34 | 110.25 | 25.75 | 33
2033/34 | 110.75 | 25.75 | 40
2033/34 | 111.25 | 25.75 | 52
2033/34 | 111.75 | 25.75 | 43
2033/34 | 112.25 | 25.75 | 43
2033/34 | 112.75 | 25.75 | 53
2033/34 | 113.25 | 25.75 | 36
2033/34 | 113.75 | 25.75 | 42
2033/34 | 114.25 | 25.75 | 48
2033/34 | 114.75 | 25.75 | 24
2033/34 | 115.25 | 25.75 | 58
2033/34 | 115.75 | 25.75 | 52
2033/34 | 116.25 | 25.75 | 39
2033/34 | 116.75 | 25.75 | 49
2033/34 | 117.25 | 25.75 | 42
2033/34 | 117.75 | 25.75 | 45
2033/34 | 118.25 | 25.75 | 53
2033/34 | 118.75 | 25.75 | 43
2033/34 | 119.25 | 25.75 | 43
2033/34 | 119.75 | 25.75 | 48
2033/34 | 120.25 | 25.75 | 52
2033/34 | 120.75 | 25.75 | 48
2033/34 | 121.25 | 25.75 | 37
2033/34 | 121.75 | 25.75 | 53
2033/34 | 122.25 | 25.75 | 53
2033/34 | 122.75 | 25.75 | 50
2033/34 | 123.25 | 25.75 | 47
2033/34 | 123.75 | 25.75 | 52
2033/34 | 124.25 | 25.75 | 62
2033/34 | 124.75 | 25.75 | 49
2033/34 | 125.25 | 25.75 | 51
2033/34 | 125.75 | 25.75 | 56
2033/34 | 126.25 | 25.75 | 51
2033/34 | 126.75 | 25.75 | 51
2033/34 | 127.25 | 25.75 | 54
2033/34 | 127.75 | 25.75 | 54
2033/34 | 128.25 | 25.75 | 49
2033/34 | 128.75 | 25.75 | 53
2033/34 | 129.25 | 25.75 | 55
2033/34 | 129.75 | 25.75 | 58
2033/34 | 130.25 | 25.75 | 53
2033/34 | 130.75 | 25.75 | 49
2033/34 | 131.25 | 25.75 | 46
2033/34 | 131.75 | 25.75 | 62
2033/34 | 132.25 | 25.75 | 58
2033/34 | 132.75 | 25.75 | 44
2033/34 | 133.25 | 25.75 | 60
2033/34 | 133.75 | 25.75 | 61
2033/34 | 134.25 | 25.75 | 53
2033/34 | 134.75 | 25.75 | 44
2033/34 | 135.25 | 25.75 | 64
2033/34 | 135.75 | 25.75 | 50
2033/34 | 136.25 | 25.75 | 46
2033/34 | 136.75 | 25.75 | 45
2033/34 | 137.25 | 25.75 | 49
2033/34 | 137.75 | 25.75 | 48
2033/34 | 138.25 | 25.75 | 39
2033/34 | 138.75 | 25.75 | 62
2033/34 | 139.25 | 25.75 | 48
2033/34 | 139.75 | 25.75 | 57
2033/34 | 140.25 | 25.75 | 60
2033/34 | 140.75 | 25.75 | 46
2033/34 | 141.25 | 25.75 | 57
2033/34 | 141.75 | 25.75 | 69
2033/34 | 142.25 | 25.75 | 49
2033/34 | 142.75 | 25.75 | 62
2033/34 | 143.25 | 25.75 | 58
2033/34 | 143.75 | 25.75 | 55
2033/34 | 144.25 | 25.75 | 56
2033/34 | 144.75 | 25.75 | 56
2033/34 | 145.25 | 25.75 | 54
2033/34 | 145.75 | 25.75 | 46
2033/34 | 146.25 | 25.75 | 48
2033/34 | 146.75 | 25.75 | 55
2033/34 | 147.25 | 25.75 | 33
2033/34 | 147.75 | 25.75 | 63
2033/34 | 148.25 | 25.75 | 58
2033/34 | 148.75 | 25.75 | 45
2033/34 | 149.25 | 25.75 | 44
2033/34 | 149.75 | 25.75 | 54
2033/34 | 150.25 | 25.75 | 46
2033/34 | 150.75 | 25.75 | 48
2033/34 | 151.25 | 25.75 | 48
2033/34 | 151.75 | 25.75 | 40
2033/34 | 152.25 | 25.75 | 36
2033/34 | 152.75 | 25.75 | 40
2033/34 | 153.25 | 25.75 | 42
2033/34 | 153.75 | 25.75 | 53
2033/34 | 154.25 | 25.75 | 58
2033/34 | 154.75 | 25.75 | 34
2033/34 | 155.25 | 25.75 | 47
2033/34 | 155.75 | 25.75 | 52
2033/34 | 156.25 | 25.75 | 37
2033/34 | 156.75 | 25.75 | 51
2033/34 | 157.25 | 25.75 | 47
2033/34 | 157.75 | 25.75 | 48
2033/34 | 158.25 | 25.75 | 45
2033/34 | 158.75 | 25.75 | 38
2033/34 | 159.25 | 25.75 | 49
2033/34 | 159.75 | 25.75 | 48
2033/34 | 160.25 | 25.75 | 49
2033/34 | 160.75 | 25.75 | 53
2033/34 | 161.25 | 25.75 | 48
2033/34 | 161.75 | 25.75 | 37
2033/34 | 162.25 | 25.75 | 46
2033/34 | 162.75 | 25.75 | 49
2033/34 | 163.25 | 25.75 | 36
2033/34 | 163.75 | 25.75 | 42
2033/34 | 164.25 | 25.75 | 36
2033/34 | 164.75 | 25.75 | 46
2033/34 | 165.25 | 25.75 | 49
2033/34 | 165.75 | 25.75 | 38
2033/34 | 166.25 | 25.75 | 37
2033/34 | 166.75 | 25.75 | 35
2033/34 | 167.25 | 25.75 | 32
2033/34 | 167.75 | 25.75 | 33
2033/34 | 168.25 | 25.75 | 38
2033/34 | 168.75 | 25.75 | 34
2033/34 | 169.25 | 25.75 | 41
2033/34 | 169.75 | 25.75 | 29
2033/34 | 170.25 | 25.75 | 46
2033/34 | 170.75 | 25.75 | 48
2033/34 | 171.25 | 25.75 | 41
2033/34 | 171.75 | 25.75 | 46
2033/34 | 172.25 | 25.75 | 38
2033/34 | 172.75 | 25.75 | 42
2033/34 | 173.25 | 25.75 | 47
2033/34 | 173.75 | 25.75 | 38
2033/34 | 174.25 | 25.75 | 51
2033/34 | 174.75 | 25.75 | 42
2033/34 | 175.25 | 25.75 | 32
2033/34 | 175.75 | 25.75 | 37
2033/34 | 176.25 | 25.75 | 39
2033/34 | 176.75 | 25.75 | 24
2033/34 | 177.25 | 25.75 | 38
2033/34 | 177.75 | 25.75 | 31
2033/34 | 178.25 | 25.75 | 43
2033/34 | 178.75 | 25.75 | 31
2033/34 | 179.25 | 25.75 | 46
2033/34 | 179.75 | 25.75 | 31
2033/34 | 180.25 | 25.75 | 50
2033/34 | 180.75 | 25.75 | 38
2033/34 | 181.25 | 25.75 | 39
2033/34 | 181.75 | 25.75 | 30
2033/34 | 182.25 | 25.75 | 43
2033/34 | 182.75 | 25.75 | 33
2033/34 | 183.25 | 25.75 | 40
2033/34 | 183.75 | 25.75 | 31
2033/34 | 184.25 | 25.75 | 32
2033/34 | 184.75 | 25.75 | 29
2033/34 | 185.25 | 25.75 | 27
2033/34 | 185.75 | 25.75 | 36
2033/34 | 186.25 | 25.75 | 33
2033/34 | 186.75 | 25.75 | 39
2033/34 | 187.25 | 25.75 | 28
2033/34 | 187.75 | 25.75 | 28
2033/34 | 188.25 | 25.75 | 37
2033/34 | 188.75 | 25.75 | 36
2033/34 | 189.25 | 25.75 | 32
2033/34 | 189.75 | 25.75 | 34
2033/34 | 190.25 | 25.75 | 28
2033/34 | 190.75 | 25.75 | 23
2033/34 | 191.25 | 25.75 | 27
2033/34 | 191.75 | 25.75 | 34
2033/34 | 192.25 | 25.75 | 21
2033/34 | 192.75 | 25.75 | 31
2033/34 | 193.25 | 25.75 | 30
2033/34 | 193.75 | 25.75 | 32
2033/34 | 194.25 | 25.75 | 34
2033/34 | 194.75 | 25.75 | 34
2033/34 | 195.25 | 25.75 | 27
2033/34 | 195.75 | 25.75 | 27
2033/34 | 196.25 | 25.75 | 32
2033/34 | 196.75 | 25.75 | 22
2033/34 | 197.25 | 25.75 | 24
2033/34 | 197.75 | 25.75 | 20
2033/34 | 198.25 | 25.75 | 31
2033/34 | 198.75 | 25.75 | 31
2033/34 | 199.25 | 25.75 | 19
2033/34 | 199.75 | 25.75 | 38
2033/34 | 200.25 | 25.75 | 23
2033/34 | 200.75 | 25.75 | 28
2033/34 | 201.25 | 25.75 | 29
2033/34 | 201.75 | 25.75 | 22
2033/34 | 202.25 | 25.75 | 18
2033/34 | 202.75 | 25.75 | 31
2033/34 | 203.25 | 25.75 | 29
2033/34 | 203.75 | 25.75 | 17
2033/34 | 204.25 | 25.75 | 24
2033/34 | 204.75 | 25.75 | 21
2033/34 | 205.25 | 25.75 | 22
2033/34 | 205.75 | 25.75 | 25
2033/34 | 206.25 | 25.75 | 17
2033/34 | 206.75 | 25.75 | 18
2033/34 | 207.25 | 25.75 | 28
2033/34 | 207.75 | 25.75 | 20
2033/34 | 208.25 | 25.75 | 31
2033/34 | 208.75 | 25.75 | 20
2033/34 | 209.25 | 25.75 | 22
2033/34 | 209.75 | 25.75 | 17
2033/34 | 210.25 | 25.75 | 31
2033/34 | 210.75 | 25.75 | 21
2033/34 | 211.25 | 25.75 | 25
2033/34 | 211.75 | 25.75 | 15
2033/34 | 212.25 | 25.75 | 21
2033/34 | 212.75 | 25.75 | 20
2033/34 | 213.25 | 25.75 | 25
2033/34 | 213.75 | 25.75 | 13
2033/34 | 214.25 | 25.75 | 17
2033/34 | 214.75 | 25.75 | 20
2033/34 | 215.25 | 25.75 | 22
2033/34 | 215.75 | 25.75 | 14
2033/34 | 216.25 | 25.75 | 17
2033/34 | 216.75 | 25.75 | 14
2033/34 | 217.25 | 25.75 | 12
2033/34 | 217.75 | 25.75 | 19
2033/34 | 218.25 | 25.75 | 21
2033/34 | 218.75 | 25.75 | 11
2033/34 | 219.25 | 25.75 | 13
2033/34 | 219.75 | 25.75 | 17
2033/34 | 220.25 | 25.75 | 13
2033/34 | 220.75 | 25.75 | 18
2033/34 | 221.25 | 25.75 | 19
2033/34 | 221.75 | 25.75 | 10
2033/34 | 222.25 | 25.75 | 14
2033/34 | 222.75 | 25.75 | 12
2033/34 | 223.25 | 25.75 | 14
2033/34 | 223.75 | 25.75 | 15
2033/34 | 224.25 | 25.75 | 18
2033/34 | 224.75 | 25.75 | 16
2033/34 | 225.25 | 25.75 | 12
2033/34 | 225.75 | 25.75 | 15
2033/34 | 226.25 | 25.75 | 11
2033/34 | 226.75 | 25.75 | 14
2033/34 | 227.25 | 25.75 | 15
2033/34 | 227.75 | 25.75 | 8
2033/34 | 228.25 | 25.75 | 13
2033/34 | 228.75 | 25.75 | 15
2033/34 | 229.25 | 25.75 | 15
2033/34 | 229.75 | 25.75 | 13
2033/34 | 230.25 | 25.75 | 15
2033/34 | 230.75 | 25.75 | 12
2033/34 | 231.25 | 25.75 | 7
2033/34 | 231.75 | 25.75 | 12
2033/34 | 232.25 | 25.75 | 13
2033/34 | 232.75 | 25.75 | 11
2033/34 | 233.25 | 25.75 | 5
2033/34 | 233.75 | 25.75 | 10
2033/34 | 234.25 | 25.75 | 13
2033/34 | 234.75 | 25.75 | 17
2033/34 | 235.25 | 25.75 | 10
2033/34 | 235.75 | 25.75 | 15
2033/34 | 236.25 | 25.75 | 11
2033/34 | 236.75 | 25.75 | 16
2033/34 | 237.25 | 25.75 | 7
2033/34 | 237.75 | 25.75 | 9
2033/34 | 238.25 | 25.75 | 8
2033/34 | 238.75 | 25.75 | 16
2033/34 | 239.25 | 25.75 | 11
2033/34 | 239.75 | 25.75 | 8
2033/34 | 240.25 | 25.75 | 4
2033/34 | 240.75 | 25.75 | 13
2033/34 | 241.25 | 25.75 | 6
2033/34 | 241.75 | 25.75 | 6
2033/34 | 242.25 | 25.75 | 7
2033/34 | 242.75 | 25.75 | 10
2033/34 | 243.25 | 25.75 | 10
2033/34 | 243.75 | 25.75 | 14
2033/34 | 244.25 | 25.75 | 12
2033/34 | 244.75 | 25.75 | 12
2033/34 | 245.25 | 25.75 | 6
2033/34 | 245.75 | 25.75 | 4
2033/34 | 246.25 | 25.75 | 9
2033/34 | 246.75 | 25.75 | 13
2033/34 | 247.25 | 25.75 | 11
2033/34 | 247.75 | 25.75 | 6
2033/34 | 248.25 | 25.75 | 9
2033/34 | 248.75 | 25.75 | 7
2033/34 | 249.25 | 25.75 | 7
2033/34 | 249.75 | 25.75 | 5
2033/34 | 250.25 | 25.75 | 9
2033/34 | 250.75 | 25.75 | 10
2033/34 | 251.25 | 25.75 | 7
2033/34 | 251.75 | 25.75 | 9
2033/34 | 252.25 | 25.75 | 11
2033/34 | 252.75 | 25.75 | 10
2033/34 | 253.25 | 25.75 | 10
2033/34 | 253.75 | 25.75 | 8
2033/34 | 254.25 | 25.75 | 6
2033/34 | 254.75 | 25.75 | 7
2033/34 | 255.25 | 25.75 | 6
2033/34 | 255.75 | 25.75 | 7
2033/34 | 256.25 | 25.75 | 7
2033/34 | 256.75 | 25.75 | 8
2033/34 | 257.25 | 25.75 | 4
2033/34 | 257.75 | 25.75 | 8
2033/34 | 258.25 | 25.75 | 6
2033/34 | 258.75 | 25.75 | 5
2033/34 | 259.25 | 25.75 | 8
2033/34 | 259.75 | 25.75 | 8
2033/34 | 260.25 | 25.75 | 10
2033/34 | 260.75 | 25.75 | 9
2033/34 | 261.25 | 25.75 | 6
2033/34 | 261.75 | 25.75 | 9
2033/34 | 262.25 | 25.75 | 4
2033/34 | 262.75 | 25.75 | 9
2033/34 | 263.25 | 25.75 | 5
2033/34 | 263.75 | 25.75 | 7
2033/34 | 264.25 | 25.75 | 8
2033/34 | 264.75 | 25.75 | 13
2033/34 | 265.25 | 25.75 | 6
2033/34 | 265.75 | 25.75 | 13
2033/34 | 266.25 | 25.75 | 4
2033/34 | 266.75 | 25.75 | 4
2033/34 | 267.25 | 25.75 | 8
2033/34 | 267.75 | 25.75 | 4
2033/34 | 268.25 | 25.75 | 7
2033/34 | 268.75 | 25.75 | 4
2033/34 | 269.25 | 25.75 | 3
2033/34 | 269.75 | 25.75 | 9
2033/34 | 270.25 | 25.75 | 13
2033/34 | 270.75 | 25.75 | 5
2033/34 | 271.25 | 25.75 | 15
2033/34 | 271.75 | 25.75 | 4
2033/34 | 272.25 | 25.75 | 6
2033/34 | 272.75 | 25.75 | 7
2033/34 | 273.25 | 25.75 | 7
2033/34 | 273.75 | 25.75 | 9
2033/34 | 274.25 | 25.75 | 11
2033/34 | 274.75 | 25.75 | 6
2033/34 | 275.25 | 25.75 | 9
2033/34 | 275.75 | 25.75 | 8
2033/34 | 276.25 | 25.75 | 5
2033/34 | 276.75 | 25.75 | 6
2033/34 | 277.25 | 25.75 | 9
2033/34 | 277.75 | 25.75 | 12
2033/34 | 278.25 | 25.75 | 7
2033/34 | 278.75 | 25.75 | 8
2033/34 | 279.25 | 25.75 | 7
2033/34 | 279.75 | 25.75 | 4
2033/34 | 280.25 | 25.75 | 6
2033/34 | 280.75 | 25.75 | 3
2033/34 | 281.25 | 25.75 | 5
2033/34 | 281.75 | 25.75 | 7
2033/34 | 282.25 | 25.75 | 1
2033/34 | 282.75 | 25.75 | 9
2033/34 | 283.25 | 25.75 | 7
2033/34 | 283.75 | 25.75 | 4
2033/34 | 284.25 | 25.75 | 6
2033/34 | 284.75 | 25.75 | 2
2033/34 | 285.25 | 25.75 | 9
2033/34 | 285.75 | 25.75 | 6
2033/34 | 286.25 | 25.75 | 6
2033/34 | 286.75 | 25.75 | 5
2033/34 | 287.25 | 25.75 | 6
2033/34 | 287.75 | 25.75 | 6
2033/34 | 288.25 | 25.75 | 5
2033/34 | 288.75 | 25.75 | 4
2033/34 | 289.75 | 25.75 | 5
2033/34 | 290.25 | 25.75 | 3
2033/34 | 290.75 | 25.75 | 4
2033/34 | 291.25 | 25.75 | 2
2033/34 | 291.75 | 25.75 | 2
2033/34 | 292.25 | 25.75 | 8
2033/34 | 292.75 | 25.75 | 3
2033/34 | 293.25 | 25.75 | 3
2033/34 | 293.75 | 25.75 | 2
2033/34 | 294.25 | 25.75 | 7
2033/34 | 294.75 | 25.75 | 3
2033/34 | 295.25 | 25.75 | 3
2033/34 | 295.75 | 25.75 | 4
2033/34 | 296.25 | 25.75 | 5
2033/34 | 296.75 | 25.75 | 4
2033/34 | 297.25 | 25.75 | 7
2033/34 | 297.75 | 25.75 | 5
2033/34 | 298.25 | 25.75 | 7
2033/34 | 298.75 | 25.75 | 1
2033/34 | 299.75 | 25.75 | 2
2033/34 | 300.25 | 25.75 | 2
2033/34 | 300.75 | 25.75 | 5
2033/34 | 301.25 | 25.75 | 5
2033/34 | 301.75 | 25.75 | 2
2033/34 | 302.25 | 25.75 | 3
2033/34 | 302.75 | 25.75 | 3
2033/34 | 303.25 | 25.75 | 3
2033/34 | 304.25 | 25.75 | 3
2033/34 | 304.75 | 25.75 | 5
2033/34 | 305.25 | 25.75 | 1
2033/34 | 305.75 | 25.75 | 1
2033/34 | 306.25 | 25.75 | 3
2033/34 | 306.75 | 25.75 | 1
2033/34 | 307.25 | 25.75 | 2
2033/34 | 307.75 | 25.75 | 1
2033/34 | 308.25 | 25.75 | 2
2033/34 | 308.75 | 25.75 | 3
2033/34 | 309.25 | 25.75 | 1
2033/34 | 309.75 | 25.75 | 3
2033/34 | 310.75 | 25.75 | 3
2033/34 | 311.25 | 25.75 | 4
2033/34 | 311.75 | 25.75 | 1
2033/34 | 312.25 | 25.75 | 3
2033/34 | 313.25 | 25.75 | 2
2033/34 | 313.75 | 25.75 | 2
2033/34 | 314.25 | 25.75 | 2
2033/34 | 314.75 | 25.75 | 1
2033/34 | 315.25 | 25.75 | 2
2033/34 | 315.75 | 25.75 | 3
2033/34 | 316.25 | 25.75 | 3
2033/34 | 316.75 | 25.75 | 1
2033/34 | 317.25 | 25.75 | 1
2033/34 | 317.75 | 25.75 | 1
2033/34 | 318.25 | 25.75 | 1
2033/34 | 318.75 | 25.75 | 5
2033/34 | 319.25 | 25.75 | 3
2033/34 | 320.75 | 25.75 | 1
2033/34 | 321.25 | 25.75 | 4
2033/34 | 321.75 | 25.75 | 1
2033/34 | 322.75 | 25.75 | 3
2033/34 | 323.25 | 25.75 | 1
2033/34 | 324.25 | 25.75 | 1
2033/34 | 324.75 | 25.75 | 1
2033/34 | 327.25 | 25.75 | 2
2033/34 | 328.75 | 25.75 | 1
2033/34 | 329.75 | 25.75 | 4
2033/34 | 330.25 | 25.75 | 1
2033/34 | 331.25 | 25.75 | 1
2033/34 | 331.75 | 25.75 | 2
2033/34 | 332.75 | 25.75 | 1
2033/34 | 333.75 | 25.75 | 2
2033/34 | 334.25 | 25.75 | 1
2033/34 | 334.75 | 25.75 | 1
2033/34 | 336.75 | 25.75 | 2
2033/34 | 337.25 | 25.75 | 2
2033/34 | 349.25 | 25.75 | 1
2033/34 | 351.75 | 25.75 | 1
2033/34 | 355.25 | 25.75 | 1
2033/34 | 357.25 | 25.75 | 1
2033/34 | 358.25 | 25.75 | 1
2033/34 | 361.25 | 25.75 | 1
2033/34 | 37.25 | 26.25 | 2
2033/34 | 37.75 | 26.25 | 2
2033/34 | 39.75 | 26.25 | 1
2033/34 | 40.75 | 26.25 | 1
2033/34 | 41.25 | 26.25 | 4
2033/34 | 41.75 | 26.25 | 2
2033/34 | 42.25 | 26.25 | 2
2033/34 | 43.25 | 26.25 | 1
2033/34 | 43.75 | 26.25 | 2
2033/34 | 44.25 | 26.25 | 1
2033/34 | 44.75 | 26.25 | 2
2033/34 | 45.75 | 26.25 | 2
2033/34 | 46.25 | 26.25 | 3
2033/34 | 46.75 | 26.25 | 1
2033/34 | 47.25 | 26.25 | 1
2033/34 | 47.75 | 26.25 | 5
2033/34 | 48.75 | 26.25 | 2
2033/34 | 49.75 | 26.25 | 3
2033/34 | 50.25 | 26.25 | 1
2033/34 | 51.25 | 26.25 | 1
2033/34 | 51.75 | 26.25 | 3
2033/34 | 52.25 | 26.25 | 1
2033/34 | 52.75 | 26.25 | 2
2033/34 | 53.25 | 26.25 | 3
2033/34 | 53.75 | 26.25 | 3
2033/34 | 54.25 | 26.25 | 4
2033/34 | 55.25 | 26.25 | 2
2033/34 | 55.75 | 26.25 | 4
2033/34 | 56.25 | 26.25 | 3
2033/34 | 57.25 | 26.25 | 2
2033/34 | 57.75 | 26.25 | 1
2033/34 | 58.25 | 26.25 | 2
2033/34 | 58.75 | 26.25 | 2
2033/34 | 59.25 | 26.25 | 2
2033/34 | 59.75 | 26.25 | 6
2033/34 | 60.25 | 26.25 | 4
2033/34 | 60.75 | 26.25 | 3
2033/34 | 61.25 | 26.25 | 7
2033/34 | 61.75 | 26.25 | 6
2033/34 | 62.25 | 26.25 | 6
2033/34 | 62.75 | 26.25 | 7
2033/34 | 63.25 | 26.25 | 3
2033/34 | 63.75 | 26.25 | 1
2033/34 | 64.25 | 26.25 | 3
2033/34 | 64.75 | 26.25 | 4
2033/34 | 65.25 | 26.25 | 3
2033/34 | 65.75 | 26.25 | 3
2033/34 | 66.25 | 26.25 | 3
2033/34 | 66.75 | 26.25 | 4
2033/34 | 67.25 | 26.25 | 3
2033/34 | 67.75 | 26.25 | 14
2033/34 | 68.25 | 26.25 | 9
2033/34 | 68.75 | 26.25 | 7
2033/34 | 69.25 | 26.25 | 11
2033/34 | 69.75 | 26.25 | 5
2033/34 | 70.25 | 26.25 | 13
2033/34 | 70.75 | 26.25 | 13
2033/34 | 71.25 | 26.25 | 14
2033/34 | 71.75 | 26.25 | 8
2033/34 | 72.25 | 26.25 | 5
2033/34 | 72.75 | 26.25 | 10
2033/34 | 73.25 | 26.25 | 11
2033/34 | 73.75 | 26.25 | 10
2033/34 | 74.25 | 26.25 | 12
2033/34 | 74.75 | 26.25 | 11
2033/34 | 75.25 | 26.25 | 9
2033/34 | 75.75 | 26.25 | 14
2033/34 | 76.25 | 26.25 | 4
2033/34 | 76.75 | 26.25 | 6
2033/34 | 77.25 | 26.25 | 11
2033/34 | 77.75 | 26.25 | 12
2033/34 | 78.25 | 26.25 | 15
2033/34 | 78.75 | 26.25 | 17
2033/34 | 79.25 | 26.25 | 16
2033/34 | 79.75 | 26.25 | 10
2033/34 | 80.25 | 26.25 | 16
2033/34 | 80.75 | 26.25 | 13
2033/34 | 81.25 | 26.25 | 18
2033/34 | 81.75 | 26.25 | 16
2033/34 | 82.25 | 26.25 | 15
2033/34 | 82.75 | 26.25 | 8
2033/34 | 83.25 | 26.25 | 24
2033/34 | 83.75 | 26.25 | 26
2033/34 | 84.25 | 26.25 | 13
2033/34 | 84.75 | 26.25 | 15
2033/34 | 85.25 | 26.25 | 20
2033/34 | 85.75 | 26.25 | 23
2033/34 | 86.25 | 26.25 | 19
2033/34 | 86.75 | 26.25 | 28
2033/34 | 87.25 | 26.25 | 19
2033/34 | 87.75 | 26.25 | 29
2033/34 | 88.25 | 26.25 | 24
2033/34 | 88.75 | 26.25 | 19
2033/34 | 89.25 | 26.25 | 21
2033/34 | 89.75 | 26.25 | 26
2033/34 | 90.25 | 26.25 | 28
2033/34 | 90.75 | 26.25 | 22
2033/34 | 91.25 | 26.25 | 21
2033/34 | 91.75 | 26.25 | 22
2033/34 | 92.25 | 26.25 | 24
2033/34 | 92.75 | 26.25 | 24
2033/34 | 93.25 | 26.25 | 28
2033/34 | 93.75 | 26.25 | 21
2033/34 | 94.25 | 26.25 | 20
2033/34 | 94.75 | 26.25 | 28
2033/34 | 95.25 | 26.25 | 16
2033/34 | 95.75 | 26.25 | 27
2033/34 | 96.25 | 26.25 | 24
2033/34 | 96.75 | 26.25 | 26
2033/34 | 97.25 | 26.25 | 25
2033/34 | 97.75 | 26.25 | 31
2033/34 | 98.25 | 26.25 | 32
2033/34 | 98.75 | 26.25 | 25
2033/34 | 99.25 | 26.25 | 31
2033/34 | 99.75 | 26.25 | 27
2033/34 | 100.25 | 26.25 | 42
2033/34 | 100.75 | 26.25 | 23
2033/34 | 101.25 | 26.25 | 30
2033/34 | 101.75 | 26.25 | 29
2033/34 | 102.25 | 26.25 | 30
2033/34 | 102.75 | 26.25 | 32
2033/34 | 103.25 | 26.25 | 34
2033/34 | 103.75 | 26.25 | 39
2033/34 | 104.25 | 26.25 | 28
2033/34 | 104.75 | 26.25 | 35
2033/34 | 105.25 | 26.25 | 32
2033/34 | 105.75 | 26.25 | 35
2033/34 | 106.25 | 26.25 | 31
2033/34 | 106.75 | 26.25 | 40
2033/34 | 107.25 | 26.25 | 33
2033/34 | 107.75 | 26.25 | 30
2033/34 | 108.25 | 26.25 | 27
2033/34 | 108.75 | 26.25 | 45
2033/34 | 109.25 | 26.25 | 41
2033/34 | 109.75 | 26.25 | 31
2033/34 | 110.25 | 26.25 | 46
2033/34 | 110.75 | 26.25 | 46
2033/34 | 111.25 | 26.25 | 35
2033/34 | 111.75 | 26.25 | 40
2033/34 | 112.25 | 26.25 | 28
2033/34 | 112.75 | 26.25 | 40
2033/34 | 113.25 | 26.25 | 36
2033/34 | 113.75 | 26.25 | 27
2033/34 | 114.25 | 26.25 | 35
2033/34 | 114.75 | 26.25 | 44
2033/34 | 115.25 | 26.25 | 39
2033/34 | 115.75 | 26.25 | 35
2033/34 | 116.25 | 26.25 | 42
2033/34 | 116.75 | 26.25 | 47
2033/34 | 117.25 | 26.25 | 38
2033/34 | 117.75 | 26.25 | 45
2033/34 | 118.25 | 26.25 | 47
2033/34 | 118.75 | 26.25 | 48
2033/34 | 119.25 | 26.25 | 45
2033/34 | 119.75 | 26.25 | 38
2033/34 | 120.25 | 26.25 | 45
2033/34 | 120.75 | 26.25 | 35
2033/34 | 121.25 | 26.25 | 48
2033/34 | 121.75 | 26.25 | 50
2033/34 | 122.25 | 26.25 | 40
2033/34 | 122.75 | 26.25 | 44
2033/34 | 123.25 | 26.25 | 52
2033/34 | 123.75 | 26.25 | 46
2033/34 | 124.25 | 26.25 | 57
2033/34 | 124.75 | 26.25 | 47
2033/34 | 125.25 | 26.25 | 44
2033/34 | 125.75 | 26.25 | 57
2033/34 | 126.25 | 26.25 | 50
2033/34 | 126.75 | 26.25 | 46
2033/34 | 127.25 | 26.25 | 53
2033/34 | 127.75 | 26.25 | 41
2033/34 | 128.25 | 26.25 | 48
2033/34 | 128.75 | 26.25 | 38
2033/34 | 129.25 | 26.25 | 51
2033/34 | 129.75 | 26.25 | 43
2033/34 | 130.25 | 26.25 | 50
2033/34 | 130.75 | 26.25 | 61
2033/34 | 131.25 | 26.25 | 50
2033/34 | 131.75 | 26.25 | 59
2033/34 | 132.25 | 26.25 | 52
2033/34 | 132.75 | 26.25 | 48
2033/34 | 133.25 | 26.25 | 50
2033/34 | 133.75 | 26.25 | 53
2033/34 | 134.25 | 26.25 | 61
2033/34 | 134.75 | 26.25 | 61
2033/34 | 135.25 | 26.25 | 66
2033/34 | 135.75 | 26.25 | 49
2033/34 | 136.25 | 26.25 | 61
2033/34 | 136.75 | 26.25 | 45
2033/34 | 137.25 | 26.25 | 54
2033/34 | 137.75 | 26.25 | 55
2033/34 | 138.25 | 26.25 | 51
2033/34 | 138.75 | 26.25 | 43
2033/34 | 139.25 | 26.25 | 63
2033/34 | 139.75 | 26.25 | 49
2033/34 | 140.25 | 26.25 | 59
2033/34 | 140.75 | 26.25 | 74
2033/34 | 141.25 | 26.25 | 58
2033/34 | 141.75 | 26.25 | 53
2033/34 | 142.25 | 26.25 | 51
2033/34 | 142.75 | 26.25 | 47
2033/34 | 143.25 | 26.25 | 50
2033/34 | 143.75 | 26.25 | 50
2033/34 | 144.25 | 26.25 | 69
2033/34 | 144.75 | 26.25 | 47
2033/34 | 145.25 | 26.25 | 64
2033/34 | 145.75 | 26.25 | 55
2033/34 | 146.25 | 26.25 | 51
2033/34 | 146.75 | 26.25 | 50
2033/34 | 147.25 | 26.25 | 47
2033/34 | 147.75 | 26.25 | 46
2033/34 | 148.25 | 26.25 | 61
2033/34 | 148.75 | 26.25 | 52
2033/34 | 149.25 | 26.25 | 45
2033/34 | 149.75 | 26.25 | 56
2033/34 | 150.25 | 26.25 | 56
2033/34 | 150.75 | 26.25 | 50
2033/34 | 151.25 | 26.25 | 40
2033/34 | 151.75 | 26.25 | 48
2033/34 | 152.25 | 26.25 | 51
2033/34 | 152.75 | 26.25 | 69
2033/34 | 153.25 | 26.25 | 49
2033/34 | 153.75 | 26.25 | 50
2033/34 | 154.25 | 26.25 | 45
2033/34 | 154.75 | 26.25 | 44
2033/34 | 155.25 | 26.25 | 48
2033/34 | 155.75 | 26.25 | 48
2033/34 | 156.25 | 26.25 | 44
2033/34 | 156.75 | 26.25 | 39
2033/34 | 157.25 | 26.25 | 48
2033/34 | 157.75 | 26.25 | 37
2033/34 | 158.25 | 26.25 | 40
2033/34 | 158.75 | 26.25 | 47
2033/34 | 159.25 | 26.25 | 35
2033/34 | 159.75 | 26.25 | 43
2033/34 | 160.25 | 26.25 | 47
2033/34 | 160.75 | 26.25 | 36
2033/34 | 161.25 | 26.25 | 60
2033/34 | 161.75 | 26.25 | 41
2033/34 | 162.25 | 26.25 | 45
2033/34 | 162.75 | 26.25 | 44
2033/34 | 163.25 | 26.25 | 43
2033/34 | 163.75 | 26.25 | 38
2033/34 | 164.25 | 26.25 | 32
2033/34 | 164.75 | 26.25 | 38
2033/34 | 165.25 | 26.25 | 50
2033/34 | 165.75 | 26.25 | 34
2033/34 | 166.25 | 26.25 | 51
2033/34 | 166.75 | 26.25 | 39
2033/34 | 167.25 | 26.25 | 41
2033/34 | 167.75 | 26.25 | 44
2033/34 | 168.25 | 26.25 | 50
2033/34 | 168.75 | 26.25 | 42
2033/34 | 169.25 | 26.25 | 32
2033/34 | 169.75 | 26.25 | 55
2033/34 | 170.25 | 26.25 | 50
2033/34 | 170.75 | 26.25 | 30
2033/34 | 171.25 | 26.25 | 37
2033/34 | 171.75 | 26.25 | 34
2033/34 | 172.25 | 26.25 | 35
2033/34 | 172.75 | 26.25 | 39
2033/34 | 173.25 | 26.25 | 36
2033/34 | 173.75 | 26.25 | 50
2033/34 | 174.25 | 26.25 | 51
2033/34 | 174.75 | 26.25 | 38
2033/34 | 175.25 | 26.25 | 44
2033/34 | 175.75 | 26.25 | 45
2033/34 | 176.25 | 26.25 | 40
2033/34 | 176.75 | 26.25 | 43
2033/34 | 177.25 | 26.25 | 33
2033/34 | 177.75 | 26.25 | 41
2033/34 | 178.25 | 26.25 | 39
2033/34 | 178.75 | 26.25 | 31
2033/34 | 179.25 | 26.25 | 47
2033/34 | 179.75 | 26.25 | 37
2033/34 | 180.25 | 26.25 | 26
2033/34 | 180.75 | 26.25 | 29
2033/34 | 181.25 | 26.25 | 29
2033/34 | 181.75 | 26.25 | 37
2033/34 | 182.25 | 26.25 | 38
2033/34 | 182.75 | 26.25 | 39
2033/34 | 183.25 | 26.25 | 41
2033/34 | 183.75 | 26.25 | 33
2033/34 | 184.25 | 26.25 | 28
2033/34 | 184.75 | 26.25 | 34
2033/34 | 185.25 | 26.25 | 35
2033/34 | 185.75 | 26.25 | 35
2033/34 | 186.25 | 26.25 | 36
2033/34 | 186.75 | 26.25 | 41
2033/34 | 187.25 | 26.25 | 26
2033/34 | 187.75 | 26.25 | 37
2033/34 | 188.25 | 26.25 | 27
2033/34 | 188.75 | 26.25 | 33
2033/34 | 189.25 | 26.25 | 34
2033/34 | 189.75 | 26.25 | 37
2033/34 | 190.25 | 26.25 | 26
2033/34 | 190.75 | 26.25 | 28
2033/34 | 191.25 | 26.25 | 20
2033/34 | 191.75 | 26.25 | 27
2033/34 | 192.25 | 26.25 | 34
2033/34 | 192.75 | 26.25 | 32
2033/34 | 193.25 | 26.25 | 35
2033/34 | 193.75 | 26.25 | 28
2033/34 | 194.25 | 26.25 | 31
2033/34 | 194.75 | 26.25 | 22
2033/34 | 195.25 | 26.25 | 30
2033/34 | 195.75 | 26.25 | 30
2033/34 | 196.25 | 26.25 | 20
2033/34 | 196.75 | 26.25 | 32
2033/34 | 197.25 | 26.25 | 33
2033/34 | 197.75 | 26.25 | 36
2033/34 | 198.25 | 26.25 | 35
2033/34 | 198.75 | 26.25 | 30
2033/34 | 199.25 | 26.25 | 23
2033/34 | 199.75 | 26.25 | 34
2033/34 | 200.25 | 26.25 | 28
2033/34 | 200.75 | 26.25 | 24
2033/34 | 201.25 | 26.25 | 22
2033/34 | 201.75 | 26.25 | 32
2033/34 | 202.25 | 26.25 | 16
2033/34 | 202.75 | 26.25 | 29
2033/34 | 203.25 | 26.25 | 19
2033/34 | 203.75 | 26.25 | 32
2033/34 | 204.25 | 26.25 | 24
2033/34 | 204.75 | 26.25 | 28
2033/34 | 205.25 | 26.25 | 22
2033/34 | 205.75 | 26.25 | 23
2033/34 | 206.25 | 26.25 | 23
2033/34 | 206.75 | 26.25 | 24
2033/34 | 207.25 | 26.25 | 20
2033/34 | 207.75 | 26.25 | 23
2033/34 | 208.25 | 26.25 | 21
2033/34 | 208.75 | 26.25 | 19
2033/34 | 209.25 | 26.25 | 18
2033/34 | 209.75 | 26.25 | 15
2033/34 | 210.25 | 26.25 | 20
2033/34 | 210.75 | 26.25 | 21
2033/34 | 211.25 | 26.25 | 18
2033/34 | 211.75 | 26.25 | 20
2033/34 | 212.25 | 26.25 | 28
2033/34 | 212.75 | 26.25 | 30
2033/34 | 213.25 | 26.25 | 23
2033/34 | 213.75 | 26.25 | 21
2033/34 | 214.25 | 26.25 | 17
2033/34 | 214.75 | 26.25 | 16
2033/34 | 215.25 | 26.25 | 17
2033/34 | 215.75 | 26.25 | 25
2033/34 | 216.25 | 26.25 | 21
2033/34 | 216.75 | 26.25 | 17
2033/34 | 217.25 | 26.25 | 18
2033/34 | 217.75 | 26.25 | 23
2033/34 | 218.25 | 26.25 | 21
2033/34 | 218.75 | 26.25 | 12
2033/34 | 219.25 | 26.25 | 23
2033/34 | 219.75 | 26.25 | 10
2033/34 | 220.25 | 26.25 | 17
2033/34 | 220.75 | 26.25 | 12
2033/34 | 221.25 | 26.25 | 20
2033/34 | 221.75 | 26.25 | 11
2033/34 | 222.25 | 26.25 | 21
2033/34 | 222.75 | 26.25 | 12
2033/34 | 223.25 | 26.25 | 19
2033/34 | 223.75 | 26.25 | 14
2033/34 | 224.25 | 26.25 | 17
2033/34 | 224.75 | 26.25 | 16
2033/34 | 225.25 | 26.25 | 13
2033/34 | 225.75 | 26.25 | 25
2033/34 | 226.25 | 26.25 | 17
2033/34 | 226.75 | 26.25 | 14
2033/34 | 227.25 | 26.25 | 12
2033/34 | 227.75 | 26.25 | 11
2033/34 | 228.25 | 26.25 | 13
2033/34 | 228.75 | 26.25 | 18
2033/34 | 229.25 | 26.25 | 12
2033/34 | 229.75 | 26.25 | 24
2033/34 | 230.25 | 26.25 | 10
2033/34 | 230.75 | 26.25 | 14
2033/34 | 231.25 | 26.25 | 18
2033/34 | 231.75 | 26.25 | 13
2033/34 | 232.25 | 26.25 | 14
2033/34 | 232.75 | 26.25 | 10
2033/34 | 233.25 | 26.25 | 17
2033/34 | 233.75 | 26.25 | 16
2033/34 | 234.25 | 26.25 | 6
2033/34 | 234.75 | 26.25 | 16
2033/34 | 235.25 | 26.25 | 9
2033/34 | 235.75 | 26.25 | 8
2033/34 | 236.25 | 26.25 | 7
2033/34 | 236.75 | 26.25 | 16
2033/34 | 237.25 | 26.25 | 15
2033/34 | 237.75 | 26.25 | 14
2033/34 | 238.25 | 26.25 | 8
2033/34 | 238.75 | 26.25 | 12
2033/34 | 239.25 | 26.25 | 9
2033/34 | 239.75 | 26.25 | 9
2033/34 | 240.25 | 26.25 | 12
2033/34 | 240.75 | 26.25 | 13
2033/34 | 241.25 | 26.25 | 8
2033/34 | 241.75 | 26.25 | 14
2033/34 | 242.25 | 26.25 | 8
2033/34 | 242.75 | 26.25 | 12
2033/34 | 243.25 | 26.25 | 6
2033/34 | 243.75 | 26.25 | 8
2033/34 | 244.25 | 26.25 | 4
2033/34 | 244.75 | 26.25 | 13
2033/34 | 245.25 | 26.25 | 11
2033/34 | 245.75 | 26.25 | 14
2033/34 | 246.25 | 26.25 | 12
2033/34 | 246.75 | 26.25 | 11
2033/34 | 247.25 | 26.25 | 1
2033/34 | 247.75 | 26.25 | 11
2033/34 | 248.25 | 26.25 | 13
2033/34 | 248.75 | 26.25 | 11
2033/34 | 249.25 | 26.25 | 15
2033/34 | 249.75 | 26.25 | 8
2033/34 | 250.25 | 26.25 | 10
2033/34 | 250.75 | 26.25 | 7
2033/34 | 251.25 | 26.25 | 7
2033/34 | 251.75 | 26.25 | 10
2033/34 | 252.25 | 26.25 | 3
2033/34 | 252.75 | 26.25 | 3
2033/34 | 253.25 | 26.25 | 10
2033/34 | 253.75 | 26.25 | 8
2033/34 | 254.25 | 26.25 | 8
2033/34 | 254.75 | 26.25 | 12
2033/34 | 255.25 | 26.25 | 7
2033/34 | 255.75 | 26.25 | 11
2033/34 | 256.25 | 26.25 | 6
2033/34 | 256.75 | 26.25 | 10
2033/34 | 257.25 | 26.25 | 10
2033/34 | 257.75 | 26.25 | 8
2033/34 | 258.25 | 26.25 | 7
2033/34 | 258.75 | 26.25 | 9
2033/34 | 259.25 | 26.25 | 4
2033/34 | 259.75 | 26.25 | 9
2033/34 | 260.25 | 26.25 | 7
2033/34 | 260.75 | 26.25 | 4
2033/34 | 261.25 | 26.25 | 6
2033/34 | 261.75 | 26.25 | 3
2033/34 | 262.25 | 26.25 | 6
2033/34 | 262.75 | 26.25 | 9
2033/34 | 263.25 | 26.25 | 5
2033/34 | 263.75 | 26.25 | 3
2033/34 | 264.25 | 26.25 | 8
2033/34 | 264.75 | 26.25 | 2
2033/34 | 265.25 | 26.25 | 9
2033/34 | 265.75 | 26.25 | 6
2033/34 | 266.25 | 26.25 | 5
2033/34 | 266.75 | 26.25 | 4
2033/34 | 267.25 | 26.25 | 12
2033/34 | 267.75 | 26.25 | 9
2033/34 | 268.25 | 26.25 | 8
2033/34 | 268.75 | 26.25 | 5
2033/34 | 269.25 | 26.25 | 5
2033/34 | 269.75 | 26.25 | 7
2033/34 | 270.25 | 26.25 | 4
2033/34 | 270.75 | 26.25 | 6
2033/34 | 271.25 | 26.25 | 4
2033/34 | 271.75 | 26.25 | 9
2033/34 | 272.25 | 26.25 | 9
2033/34 | 272.75 | 26.25 | 3
2033/34 | 273.25 | 26.25 | 5
2033/34 | 273.75 | 26.25 | 6
2033/34 | 274.25 | 26.25 | 5
2033/34 | 274.75 | 26.25 | 6
2033/34 | 275.25 | 26.25 | 6
2033/34 | 275.75 | 26.25 | 1
2033/34 | 276.25 | 26.25 | 7
2033/34 | 276.75 | 26.25 | 6
2033/34 | 277.25 | 26.25 | 7
2033/34 | 277.75 | 26.25 | 6
2033/34 | 278.25 | 26.25 | 3
2033/34 | 278.75 | 26.25 | 5
2033/34 | 279.25 | 26.25 | 10
2033/34 | 279.75 | 26.25 | 5
2033/34 | 280.25 | 26.25 | 7
2033/34 | 280.75 | 26.25 | 2
2033/34 | 281.25 | 26.25 | 7
2033/34 | 281.75 | 26.25 | 4
2033/34 | 282.25 | 26.25 | 4
2033/34 | 282.75 | 26.25 | 4
2033/34 | 283.25 | 26.25 | 5
2033/34 | 283.75 | 26.25 | 1
2033/34 | 284.25 | 26.25 | 7
2033/34 | 284.75 | 26.25 | 5
2033/34 | 285.25 | 26.25 | 6
2033/34 | 285.75 | 26.25 | 6
2033/34 | 286.25 | 26.25 | 2
2033/34 | 286.75 | 26.25 | 5
2033/34 | 287.25 | 26.25 | 8
2033/34 | 287.75 | 26.25 | 5
2033/34 | 288.25 | 26.25 | 4
2033/34 | 288.75 | 26.25 | 2
2033/34 | 289.25 | 26.25 | 4
2033/34 | 289.75 | 26.25 | 9
2033/34 | 290.25 | 26.25 | 3
2033/34 | 290.75 | 26.25 | 3
2033/34 | 291.25 | 26.25 | 3
2033/34 | 291.75 | 26.25 | 2
2033/34 | 292.25 | 26.25 | 5
2033/34 | 292.75 | 26.25 | 2
2033/34 | 293.25 | 26.25 | 6
2033/34 | 293.75 | 26.25 | 1
2033/34 | 294.75 | 26.25 | 2
2033/34 | 295.25 | 26.25 | 7
2033/34 | 295.75 | 26.25 | 3
2033/34 | 296.25 | 26.25 | 4
2033/34 | 296.75 | 26.25 | 3
2033/34 | 297.25 | 26.25 | 6
2033/34 | 297.75 | 26.25 | 1
2033/34 | 298.25 | 26.25 | 6
2033/34 | 298.75 | 26.25 | 4
2033/34 | 299.25 | 26.25 | 4
2033/34 | 299.75 | 26.25 | 3
2033/34 | 300.25 | 26.25 | 2
2033/34 | 300.75 | 26.25 | 4
2033/34 | 301.25 | 26.25 | 3
2033/34 | 301.75 | 26.25 | 2
2033/34 | 302.25 | 26.25 | 5
2033/34 | 302.75 | 26.25 | 2
2033/34 | 303.25 | 26.25 | 2
2033/34 | 303.75 | 26.25 | 4
2033/34 | 304.25 | 26.25 | 4
2033/34 | 304.75 | 26.25 | 1
2033/34 | 305.25 | 26.25 | 2
2033/34 | 305.75 | 26.25 | 2
2033/34 | 306.75 | 26.25 | 1
2033/34 | 307.25 | 26.25 | 3
2033/34 | 307.75 | 26.25 | 3
2033/34 | 308.25 | 26.25 | 1
2033/34 | 308.75 | 26.25 | 2
2033/34 | 309.25 | 26.25 | 2
2033/34 | 309.75 | 26.25 | 1
2033/34 | 310.25 | 26.25 | 2
2033/34 | 310.75 | 26.25 | 2
2033/34 | 311.25 | 26.25 | 1
2033/34 | 311.75 | 26.25 | 3
2033/34 | 312.25 | 26.25 | 2
2033/34 | 313.25 | 26.25 | 3
2033/34 | 313.75 | 26.25 | 2
2033/34 | 314.75 | 26.25 | 1
2033/34 | 315.25 | 26.25 | 2
2033/34 | 315.75 | 26.25 | 2
2033/34 | 316.25 | 26.25 | 1
2033/34 | 316.75 | 26.25 | 2
2033/34 | 318.25 | 26.25 | 2
2033/34 | 318.75 | 26.25 | 2
2033/34 | 319.25 | 26.25 | 2
2033/34 | 319.75 | 26.25 | 1
2033/34 | 320.25 | 26.25 | 1
2033/34 | 320.75 | 26.25 | 2
2033/34 | 321.25 | 26.25 | 2
2033/34 | 321.75 | 26.25 | 1
2033/34 | 322.25 | 26.25 | 1
2033/34 | 322.75 | 26.25 | 1
2033/34 | 323.75 | 26.25 | 3
2033/34 | 325.25 | 26.25 | 4
2033/34 | 326.25 | 26.25 | 3
2033/34 | 326.75 | 26.25 | 1
2033/34 | 327.25 | 26.25 | 1
2033/34 | 327.75 | 26.25 | 3
2033/34 | 328.75 | 26.25 | 1
2033/34 | 329.75 | 26.25 | 1
2033/34 | 332.25 | 26.25 | 1
2033/34 | 333.75 | 26.25 | 1
2033/34 | 337.25 | 26.25 | 1
2033/34 | 338.25 | 26.25 | 1
2033/34 | 338.75 | 26.25 | 1
2033/34 | 339.25 | 26.25 | 1
2033/34 | 340.75 | 26.25 | 1
2033/34 | 342.75 | 26.25 | 2
2033/34 | 344.25 | 26.25 | 1
2033/34 | 346.75 | 26.25 | 1
2033/34 | 347.25 | 26.25 | 1
2033/34 | 348.25 | 26.25 | 1
2033/34 | 349.75 | 26.25 | 1
2033/34 | 350.75 | 26.25 | 1
2033/34 | 354.25 | 26.25 | 1
2033/34 | 354.75 | 26.25 | 1
2033/34 | 360.25 | 26.25 | 1
2033/34 | 365.75 | 26.25 | 1
2033/34 | 37.75 | 26.75 | 1
2033/34 | 38.25 | 26.75 | 2
2033/34 | 38.75 | 26.75 | 3
2033/34 | 39.25 | 26.75 | 1
2033/34 | 40.25 | 26.75 | 3
2033/34 | 40.75 | 26.75 | 2
2033/34 | 41.75 | 26.75 | 3
2033/34 | 42.75 | 26.75 | 1
2033/34 | 43.25 | 26.75 | 1
2033/34 | 43.75 | 26.75 | 2
2033/34 | 44.25 | 26.75 | 1
2033/34 | 44.75 | 26.75 | 1
2033/34 | 45.25 | 26.75 | 1
2033/34 | 45.75 | 26.75 | 1
2033/34 | 46.25 | 26.75 | 1
2033/34 | 46.75 | 26.75 | 1
2033/34 | 47.25 | 26.75 | 1
2033/34 | 47.75 | 26.75 | 1
2033/34 | 48.25 | 26.75 | 1
2033/34 | 48.75 | 26.75 | 1
2033/34 | 49.25 | 26.75 | 1
2033/34 | 49.75 | 26.75 | 1
2033/34 | 50.75 | 26.75 | 2
2033/34 | 51.25 | 26.75 | 2
2033/34 | 51.75 | 26.75 | 1
2033/34 | 52.25 | 26.75 | 3
2033/34 | 52.75 | 26.75 | 1
2033/34 | 53.25 | 26.75 | 1
2033/34 | 53.75 | 26.75 | 4
2033/34 | 54.25 | 26.75 | 3
2033/34 | 54.75 | 26.75 | 3
2033/34 | 55.25 | 26.75 | 4
2033/34 | 55.75 | 26.75 | 3
2033/34 | 56.25 | 26.75 | 7
2033/34 | 56.75 | 26.75 | 6
2033/34 | 57.75 | 26.75 | 4
2033/34 | 58.25 | 26.75 | 1
2033/34 | 58.75 | 26.75 | 3
2033/34 | 59.25 | 26.75 | 3
2033/34 | 59.75 | 26.75 | 6
2033/34 | 60.25 | 26.75 | 4
2033/34 | 60.75 | 26.75 | 1
2033/34 | 61.25 | 26.75 | 5
2033/34 | 61.75 | 26.75 | 3
2033/34 | 62.25 | 26.75 | 2
2033/34 | 62.75 | 26.75 | 5
2033/34 | 63.25 | 26.75 | 2
2033/34 | 63.75 | 26.75 | 2
2033/34 | 64.25 | 26.75 | 6
2033/34 | 64.75 | 26.75 | 7
2033/34 | 65.25 | 26.75 | 8
2033/34 | 65.75 | 26.75 | 3
2033/34 | 66.25 | 26.75 | 8
2033/34 | 66.75 | 26.75 | 5
2033/34 | 67.25 | 26.75 | 6
2033/34 | 67.75 | 26.75 | 5
2033/34 | 68.25 | 26.75 | 6
2033/34 | 68.75 | 26.75 | 4
2033/34 | 69.25 | 26.75 | 9
2033/34 | 69.75 | 26.75 | 6
2033/34 | 70.25 | 26.75 | 8
2033/34 | 70.75 | 26.75 | 7
2033/34 | 71.25 | 26.75 | 8
2033/34 | 71.75 | 26.75 | 11
2033/34 | 72.25 | 26.75 | 9
2033/34 | 72.75 | 26.75 | 10
2033/34 | 73.25 | 26.75 | 7
2033/34 | 73.75 | 26.75 | 11
2033/34 | 74.25 | 26.75 | 12
2033/34 | 74.75 | 26.75 | 10
2033/34 | 75.25 | 26.75 | 10
2033/34 | 75.75 | 26.75 | 8
2033/34 | 76.25 | 26.75 | 11
2033/34 | 76.75 | 26.75 | 13
2033/34 | 77.25 | 26.75 | 9
2033/34 | 77.75 | 26.75 | 9
2033/34 | 78.25 | 26.75 | 12
2033/34 | 78.75 | 26.75 | 25
2033/34 | 79.25 | 26.75 | 13
2033/34 | 79.75 | 26.75 | 17
2033/34 | 80.25 | 26.75 | 11
2033/34 | 80.75 | 26.75 | 16
2033/34 | 81.25 | 26.75 | 16
2033/34 | 81.75 | 26.75 | 15
2033/34 | 82.25 | 26.75 | 17
2033/34 | 82.75 | 26.75 | 16
2033/34 | 83.25 | 26.75 | 15
2033/34 | 83.75 | 26.75 | 15
2033/34 | 84.25 | 26.75 | 16
2033/34 | 84.75 | 26.75 | 13
2033/34 | 85.25 | 26.75 | 10
2033/34 | 85.75 | 26.75 | 26
2033/34 | 86.25 | 26.75 | 17
2033/34 | 86.75 | 26.75 | 16
2033/34 | 87.25 | 26.75 | 29
2033/34 | 87.75 | 26.75 | 23
2033/34 | 88.25 | 26.75 | 25
2033/34 | 88.75 | 26.75 | 21
2033/34 | 89.25 | 26.75 | 26
2033/34 | 89.75 | 26.75 | 23
2033/34 | 90.25 | 26.75 | 14
2033/34 | 90.75 | 26.75 | 23
2033/34 | 91.25 | 26.75 | 20
2033/34 | 91.75 | 26.75 | 28
2033/34 | 92.25 | 26.75 | 17
2033/34 | 92.75 | 26.75 | 22
2033/34 | 93.25 | 26.75 | 22
2033/34 | 93.75 | 26.75 | 25
2033/34 | 94.25 | 26.75 | 25
2033/34 | 94.75 | 26.75 | 26
2033/34 | 95.25 | 26.75 | 25
2033/34 | 95.75 | 26.75 | 15
2033/34 | 96.25 | 26.75 | 38
2033/34 | 96.75 | 26.75 | 31
2033/34 | 97.25 | 26.75 | 38
2033/34 | 97.75 | 26.75 | 26
2033/34 | 98.25 | 26.75 | 25
2033/34 | 98.75 | 26.75 | 33
2033/34 | 99.25 | 26.75 | 26
2033/34 | 99.75 | 26.75 | 20
2033/34 | 100.25 | 26.75 | 35
2033/34 | 100.75 | 26.75 | 28
2033/34 | 101.25 | 26.75 | 25
2033/34 | 101.75 | 26.75 | 25
2033/34 | 102.25 | 26.75 | 33
2033/34 | 102.75 | 26.75 | 19
2033/34 | 103.25 | 26.75 | 35
2033/34 | 103.75 | 26.75 | 28
2033/34 | 104.25 | 26.75 | 32
2033/34 | 104.75 | 26.75 | 24
2033/34 | 105.25 | 26.75 | 28
2033/34 | 105.75 | 26.75 | 40
2033/34 | 106.25 | 26.75 | 36
2033/34 | 106.75 | 26.75 | 24
2033/34 | 107.25 | 26.75 | 37
2033/34 | 107.75 | 26.75 | 26
2033/34 | 108.25 | 26.75 | 31
2033/34 | 108.75 | 26.75 | 38
2033/34 | 109.25 | 26.75 | 29
2033/34 | 109.75 | 26.75 | 41
2033/34 | 110.25 | 26.75 | 42
2033/34 | 110.75 | 26.75 | 50
2033/34 | 111.25 | 26.75 | 46
2033/34 | 111.75 | 26.75 | 47
2033/34 | 112.25 | 26.75 | 43
2033/34 | 112.75 | 26.75 | 37
2033/34 | 113.25 | 26.75 | 40
2033/34 | 113.75 | 26.75 | 24
2033/34 | 114.25 | 26.75 | 40
2033/34 | 114.75 | 26.75 | 38
2033/34 | 115.25 | 26.75 | 39
2033/34 | 115.75 | 26.75 | 52
2033/34 | 116.25 | 26.75 | 43
2033/34 | 116.75 | 26.75 | 34
2033/34 | 117.25 | 26.75 | 59
2033/34 | 117.75 | 26.75 | 34
2033/34 | 118.25 | 26.75 | 46
2033/34 | 118.75 | 26.75 | 51
2033/34 | 119.25 | 26.75 | 33
2033/34 | 119.75 | 26.75 | 48
2033/34 | 120.25 | 26.75 | 48
2033/34 | 120.75 | 26.75 | 45
2033/34 | 121.25 | 26.75 | 45
2033/34 | 121.75 | 26.75 | 51
2033/34 | 122.25 | 26.75 | 39
2033/34 | 122.75 | 26.75 | 55
2033/34 | 123.25 | 26.75 | 48
2033/34 | 123.75 | 26.75 | 57
2033/34 | 124.25 | 26.75 | 50
2033/34 | 124.75 | 26.75 | 45
2033/34 | 125.25 | 26.75 | 46
2033/34 | 125.75 | 26.75 | 32
2033/34 | 126.25 | 26.75 | 52
2033/34 | 126.75 | 26.75 | 49
2033/34 | 127.25 | 26.75 | 34
2033/34 | 127.75 | 26.75 | 44
2033/34 | 128.25 | 26.75 | 43
2033/34 | 128.75 | 26.75 | 53
2033/34 | 129.25 | 26.75 | 39
2033/34 | 129.75 | 26.75 | 61
2033/34 | 130.25 | 26.75 | 44
2033/34 | 130.75 | 26.75 | 50
2033/34 | 131.25 | 26.75 | 48
2033/34 | 131.75 | 26.75 | 62
2033/34 | 132.25 | 26.75 | 40
2033/34 | 132.75 | 26.75 | 44
2033/34 | 133.25 | 26.75 | 48
2033/34 | 133.75 | 26.75 | 54
2033/34 | 134.25 | 26.75 | 50
2033/34 | 134.75 | 26.75 | 51
2033/34 | 135.25 | 26.75 | 46
2033/34 | 135.75 | 26.75 | 63
2033/34 | 136.25 | 26.75 | 42
2033/34 | 136.75 | 26.75 | 53
2033/34 | 137.25 | 26.75 | 54
2033/34 | 137.75 | 26.75 | 41
2033/34 | 138.25 | 26.75 | 45
2033/34 | 138.75 | 26.75 | 56
2033/34 | 139.25 | 26.75 | 48
2033/34 | 139.75 | 26.75 | 51
2033/34 | 140.25 | 26.75 | 54
2033/34 | 140.75 | 26.75 | 57
2033/34 | 141.25 | 26.75 | 53
2033/34 | 141.75 | 26.75 | 43
2033/34 | 142.25 | 26.75 | 72
2033/34 | 142.75 | 26.75 | 55
2033/34 | 143.25 | 26.75 | 49
2033/34 | 143.75 | 26.75 | 44
2033/34 | 144.25 | 26.75 | 58
2033/34 | 144.75 | 26.75 | 39
2033/34 | 145.25 | 26.75 | 63
2033/34 | 145.75 | 26.75 | 47
2033/34 | 146.25 | 26.75 | 45
2033/34 | 146.75 | 26.75 | 46
2033/34 | 147.25 | 26.75 | 44
2033/34 | 147.75 | 26.75 | 44
2033/34 | 148.25 | 26.75 | 50
2033/34 | 148.75 | 26.75 | 43
2033/34 | 149.25 | 26.75 | 51
2033/34 | 149.75 | 26.75 | 54
2033/34 | 150.25 | 26.75 | 45
2033/34 | 150.75 | 26.75 | 56
2033/34 | 151.25 | 26.75 | 48
2033/34 | 151.75 | 26.75 | 48
2033/34 | 152.25 | 26.75 | 41
2033/34 | 152.75 | 26.75 | 49
2033/34 | 153.25 | 26.75 | 51
2033/34 | 153.75 | 26.75 | 60
2033/34 | 154.25 | 26.75 | 46
2033/34 | 154.75 | 26.75 | 50
2033/34 | 155.25 | 26.75 | 39
2033/34 | 155.75 | 26.75 | 55
2033/34 | 156.25 | 26.75 | 50
2033/34 | 156.75 | 26.75 | 52
2033/34 | 157.25 | 26.75 | 67
2033/34 | 157.75 | 26.75 | 46
2033/34 | 158.25 | 26.75 | 52
2033/34 | 158.75 | 26.75 | 38
2033/34 | 159.25 | 26.75 | 55
2033/34 | 159.75 | 26.75 | 51
2033/34 | 160.25 | 26.75 | 41
2033/34 | 160.75 | 26.75 | 32
2033/34 | 161.25 | 26.75 | 31
2033/34 | 161.75 | 26.75 | 39
2033/34 | 162.25 | 26.75 | 44
2033/34 | 162.75 | 26.75 | 50
2033/34 | 163.25 | 26.75 | 35
2033/34 | 163.75 | 26.75 | 38
2033/34 | 164.25 | 26.75 | 48
2033/34 | 164.75 | 26.75 | 52
2033/34 | 165.25 | 26.75 | 46
2033/34 | 165.75 | 26.75 | 38
2033/34 | 166.25 | 26.75 | 42
2033/34 | 166.75 | 26.75 | 39
2033/34 | 167.25 | 26.75 | 34
2033/34 | 167.75 | 26.75 | 58
2033/34 | 168.25 | 26.75 | 42
2033/34 | 168.75 | 26.75 | 35
2033/34 | 169.25 | 26.75 | 44
2033/34 | 169.75 | 26.75 | 42
2033/34 | 170.25 | 26.75 | 42
2033/34 | 170.75 | 26.75 | 41
2033/34 | 171.25 | 26.75 | 46
2033/34 | 171.75 | 26.75 | 52
2033/34 | 172.25 | 26.75 | 55
2033/34 | 172.75 | 26.75 | 35
2033/34 | 173.25 | 26.75 | 32
2033/34 | 173.75 | 26.75 | 38
2033/34 | 174.25 | 26.75 | 41
2033/34 | 174.75 | 26.75 | 42
2033/34 | 175.25 | 26.75 | 42
2033/34 | 175.75 | 26.75 | 32
2033/34 | 176.25 | 26.75 | 37
2033/34 | 176.75 | 26.75 | 42
2033/34 | 177.25 | 26.75 | 41
2033/34 | 177.75 | 26.75 | 36
2033/34 | 178.25 | 26.75 | 26
2033/34 | 178.75 | 26.75 | 37
2033/34 | 179.25 | 26.75 | 32
2033/34 | 179.75 | 26.75 | 27
2033/34 | 180.25 | 26.75 | 34
2033/34 | 180.75 | 26.75 | 49
2033/34 | 181.25 | 26.75 | 47
2033/34 | 181.75 | 26.75 | 38
2033/34 | 182.25 | 26.75 | 19
2033/34 | 182.75 | 26.75 | 36
2033/34 | 183.25 | 26.75 | 36
2033/34 | 183.75 | 26.75 | 34
2033/34 | 184.25 | 26.75 | 25
2033/34 | 184.75 | 26.75 | 35
2033/34 | 185.25 | 26.75 | 33
2033/34 | 185.75 | 26.75 | 29
2033/34 | 186.25 | 26.75 | 27
2033/34 | 186.75 | 26.75 | 31
2033/34 | 187.25 | 26.75 | 32
2033/34 | 187.75 | 26.75 | 42
2033/34 | 188.25 | 26.75 | 42
2033/34 | 188.75 | 26.75 | 36
2033/34 | 189.25 | 26.75 | 27
2033/34 | 189.75 | 26.75 | 32
2033/34 | 190.25 | 26.75 | 35
2033/34 | 190.75 | 26.75 | 23
2033/34 | 191.25 | 26.75 | 30
2033/34 | 191.75 | 26.75 | 27
2033/34 | 192.25 | 26.75 | 39
2033/34 | 192.75 | 26.75 | 25
2033/34 | 193.25 | 26.75 | 31
2033/34 | 193.75 | 26.75 | 30
2033/34 | 194.25 | 26.75 | 25
2033/34 | 194.75 | 26.75 | 23
2033/34 | 195.25 | 26.75 | 31
2033/34 | 195.75 | 26.75 | 23
2033/34 | 196.25 | 26.75 | 33
2033/34 | 196.75 | 26.75 | 30
2033/34 | 197.25 | 26.75 | 23
2033/34 | 197.75 | 26.75 | 21
2033/34 | 198.25 | 26.75 | 31
2033/34 | 198.75 | 26.75 | 28
2033/34 | 199.25 | 26.75 | 28
2033/34 | 199.75 | 26.75 | 20
2033/34 | 200.25 | 26.75 | 19
2033/34 | 200.75 | 26.75 | 24
2033/34 | 201.25 | 26.75 | 25
2033/34 | 201.75 | 26.75 | 23
2033/34 | 202.25 | 26.75 | 33
2033/34 | 202.75 | 26.75 | 22
2033/34 | 203.25 | 26.75 | 27
2033/34 | 203.75 | 26.75 | 26
2033/34 | 204.25 | 26.75 | 25
2033/34 | 204.75 | 26.75 | 19
2033/34 | 205.25 | 26.75 | 23
2033/34 | 205.75 | 26.75 | 30
2033/34 | 206.25 | 26.75 | 21
2033/34 | 206.75 | 26.75 | 24
2033/34 | 207.25 | 26.75 | 17
2033/34 | 207.75 | 26.75 | 24
2033/34 | 208.25 | 26.75 | 21
2033/34 | 208.75 | 26.75 | 18
2033/34 | 209.25 | 26.75 | 29
2033/34 | 209.75 | 26.75 | 20
2033/34 | 210.25 | 26.75 | 27
2033/34 | 210.75 | 26.75 | 33
2033/34 | 211.25 | 26.75 | 20
2033/34 | 211.75 | 26.75 | 20
2033/34 | 212.25 | 26.75 | 22
2033/34 | 212.75 | 26.75 | 19
2033/34 | 213.25 | 26.75 | 21
2033/34 | 213.75 | 26.75 | 16
2033/34 | 214.25 | 26.75 | 26
2033/34 | 214.75 | 26.75 | 20
2033/34 | 215.25 | 26.75 | 20
2033/34 | 215.75 | 26.75 | 17
2033/34 | 216.25 | 26.75 | 20
2033/34 | 216.75 | 26.75 | 18
2033/34 | 217.25 | 26.75 | 14
2033/34 | 217.75 | 26.75 | 10
2033/34 | 218.25 | 26.75 | 16
2033/34 | 218.75 | 26.75 | 22
2033/34 | 219.25 | 26.75 | 11
2033/34 | 219.75 | 26.75 | 17
2033/34 | 220.25 | 26.75 | 11
2033/34 | 220.75 | 26.75 | 17
2033/34 | 221.25 | 26.75 | 12
2033/34 | 221.75 | 26.75 | 16
2033/34 | 222.25 | 26.75 | 12
2033/34 | 222.75 | 26.75 | 18
2033/34 | 223.25 | 26.75 | 17
2033/34 | 223.75 | 26.75 | 18
2033/34 | 224.25 | 26.75 | 15
2033/34 | 224.75 | 26.75 | 11
2033/34 | 225.25 | 26.75 | 20
2033/34 | 225.75 | 26.75 | 18
2033/34 | 226.25 | 26.75 | 13
2033/34 | 226.75 | 26.75 | 7
2033/34 | 227.25 | 26.75 | 8
2033/34 | 227.75 | 26.75 | 14
2033/34 | 228.25 | 26.75 | 13
2033/34 | 228.75 | 26.75 | 15
2033/34 | 229.25 | 26.75 | 5
2033/34 | 229.75 | 26.75 | 18
2033/34 | 230.25 | 26.75 | 13
2033/34 | 230.75 | 26.75 | 8
2033/34 | 231.25 | 26.75 | 15
2033/34 | 231.75 | 26.75 | 7
2033/34 | 232.25 | 26.75 | 17
2033/34 | 232.75 | 26.75 | 11
2033/34 | 233.25 | 26.75 | 14
2033/34 | 233.75 | 26.75 | 14
2033/34 | 234.25 | 26.75 | 16
2033/34 | 234.75 | 26.75 | 15
2033/34 | 235.25 | 26.75 | 12
2033/34 | 235.75 | 26.75 | 12
2033/34 | 236.25 | 26.75 | 15
2033/34 | 236.75 | 26.75 | 12
2033/34 | 237.25 | 26.75 | 8
2033/34 | 237.75 | 26.75 | 13
2033/34 | 238.25 | 26.75 | 10
2033/34 | 238.75 | 26.75 | 11
2033/34 | 239.25 | 26.75 | 9
2033/34 | 239.75 | 26.75 | 9
2033/34 | 240.25 | 26.75 | 13
2033/34 | 240.75 | 26.75 | 7
2033/34 | 241.25 | 26.75 | 4
2033/34 | 241.75 | 26.75 | 8
2033/34 | 242.25 | 26.75 | 15
2033/34 | 242.75 | 26.75 | 8
2033/34 | 243.25 | 26.75 | 9
2033/34 | 243.75 | 26.75 | 9
2033/34 | 244.25 | 26.75 | 16
2033/34 | 244.75 | 26.75 | 10
2033/34 | 245.25 | 26.75 | 12
2033/34 | 245.75 | 26.75 | 7
2033/34 | 246.25 | 26.75 | 9
2033/34 | 246.75 | 26.75 | 6
2033/34 | 247.25 | 26.75 | 7
2033/34 | 247.75 | 26.75 | 10
2033/34 | 248.25 | 26.75 | 6
2033/34 | 248.75 | 26.75 | 3
2033/34 | 249.25 | 26.75 | 10
2033/34 | 249.75 | 26.75 | 5
2033/34 | 250.25 | 26.75 | 14
2033/34 | 250.75 | 26.75 | 6
2033/34 | 251.25 | 26.75 | 11
2033/34 | 251.75 | 26.75 | 8
2033/34 | 252.25 | 26.75 | 8
2033/34 | 252.75 | 26.75 | 6
2033/34 | 253.25 | 26.75 | 9
2033/34 | 253.75 | 26.75 | 6
2033/34 | 254.25 | 26.75 | 13
2033/34 | 254.75 | 26.75 | 9
2033/34 | 255.25 | 26.75 | 12
2033/34 | 255.75 | 26.75 | 6
2033/34 | 256.25 | 26.75 | 14
2033/34 | 256.75 | 26.75 | 9
2033/34 | 257.25 | 26.75 | 7
2033/34 | 257.75 | 26.75 | 7
2033/34 | 258.25 | 26.75 | 8
2033/34 | 258.75 | 26.75 | 7
2033/34 | 259.25 | 26.75 | 10
2033/34 | 259.75 | 26.75 | 4
2033/34 | 260.25 | 26.75 | 5
2033/34 | 260.75 | 26.75 | 12
2033/34 | 261.25 | 26.75 | 9
2033/34 | 261.75 | 26.75 | 5
2033/34 | 262.25 | 26.75 | 5
2033/34 | 262.75 | 26.75 | 5
2033/34 | 263.25 | 26.75 | 6
2033/34 | 263.75 | 26.75 | 6
2033/34 | 264.25 | 26.75 | 11
2033/34 | 264.75 | 26.75 | 9
2033/34 | 265.25 | 26.75 | 5
2033/34 | 265.75 | 26.75 | 1
2033/34 | 266.25 | 26.75 | 7
2033/34 | 266.75 | 26.75 | 10
2033/34 | 267.25 | 26.75 | 2
2033/34 | 267.75 | 26.75 | 3
2033/34 | 268.25 | 26.75 | 6
2033/34 | 268.75 | 26.75 | 12
2033/34 | 269.25 | 26.75 | 6
2033/34 | 269.75 | 26.75 | 5
2033/34 | 270.25 | 26.75 | 4
2033/34 | 270.75 | 26.75 | 7
2033/34 | 271.25 | 26.75 | 4
2033/34 | 271.75 | 26.75 | 8
2033/34 | 272.25 | 26.75 | 5
2033/34 | 272.75 | 26.75 | 3
2033/34 | 273.25 | 26.75 | 1
2033/34 | 273.75 | 26.75 | 4
2033/34 | 274.25 | 26.75 | 12
2033/34 | 274.75 | 26.75 | 6
2033/34 | 275.25 | 26.75 | 9
2033/34 | 275.75 | 26.75 | 5
2033/34 | 276.25 | 26.75 | 7
2033/34 | 276.75 | 26.75 | 1
2033/34 | 277.25 | 26.75 | 12
2033/34 | 277.75 | 26.75 | 6
2033/34 | 278.25 | 26.75 | 7
2033/34 | 278.75 | 26.75 | 6
2033/34 | 279.25 | 26.75 | 5
2033/34 | 279.75 | 26.75 | 2
2033/34 | 280.25 | 26.75 | 7
2033/34 | 280.75 | 26.75 | 5
2033/34 | 281.25 | 26.75 | 3
2033/34 | 281.75 | 26.75 | 7
2033/34 | 282.25 | 26.75 | 8
2033/34 | 282.75 | 26.75 | 2
2033/34 | 283.25 | 26.75 | 5
2033/34 | 283.75 | 26.75 | 7
2033/34 | 284.25 | 26.75 | 3
2033/34 | 284.75 | 26.75 | 3
2033/34 | 285.25 | 26.75 | 7
2033/34 | 285.75 | 26.75 | 5
2033/34 | 286.25 | 26.75 | 3
2033/34 | 286.75 | 26.75 | 9
2033/34 | 287.25 | 26.75 | 3
2033/34 | 287.75 | 26.75 | 3
2033/34 | 288.25 | 26.75 | 4
2033/34 | 289.25 | 26.75 | 3
2033/34 | 289.75 | 26.75 | 4
2033/34 | 290.25 | 26.75 | 5
2033/34 | 290.75 | 26.75 | 2
2033/34 | 291.25 | 26.75 | 6
2033/34 | 291.75 | 26.75 | 2
2033/34 | 292.25 | 26.75 | 6
2033/34 | 292.75 | 26.75 | 5
2033/34 | 293.25 | 26.75 | 4
2033/34 | 293.75 | 26.75 | 5
2033/34 | 294.25 | 26.75 | 1
2033/34 | 294.75 | 26.75 | 3
2033/34 | 295.25 | 26.75 | 6
2033/34 | 295.75 | 26.75 | 3
2033/34 | 296.25 | 26.75 | 2
2033/34 | 296.75 | 26.75 | 2
2033/34 | 297.25 | 26.75 | 4
2033/34 | 297.75 | 26.75 | 5
2033/34 | 298.25 | 26.75 | 4
2033/34 | 298.75 | 26.75 | 4
2033/34 | 299.25 | 26.75 | 4
2033/34 | 299.75 | 26.75 | 4
2033/34 | 300.25 | 26.75 | 1
2033/34 | 300.75 | 26.75 | 4
2033/34 | 301.25 | 26.75 | 7
2033/34 | 301.75 | 26.75 | 1
2033/34 | 302.25 | 26.75 | 4
2033/34 | 302.75 | 26.75 | 2
2033/34 | 303.25 | 26.75 | 5
2033/34 | 304.25 | 26.75 | 2
2033/34 | 304.75 | 26.75 | 2
2033/34 | 305.25 | 26.75 | 4
2033/34 | 305.75 | 26.75 | 5
2033/34 | 306.25 | 26.75 | 1
2033/34 | 306.75 | 26.75 | 4
2033/34 | 307.25 | 26.75 | 1
2033/34 | 307.75 | 26.75 | 4
2033/34 | 308.75 | 26.75 | 3
2033/34 | 309.25 | 26.75 | 3
2033/34 | 309.75 | 26.75 | 1
2033/34 | 310.75 | 26.75 | 2
2033/34 | 312.25 | 26.75 | 2
2033/34 | 312.75 | 26.75 | 1
2033/34 | 313.25 | 26.75 | 2
2033/34 | 313.75 | 26.75 | 4
2033/34 | 314.25 | 26.75 | 2
2033/34 | 314.75 | 26.75 | 2
2033/34 | 315.25 | 26.75 | 1
2033/34 | 316.25 | 26.75 | 1
2033/34 | 316.75 | 26.75 | 3
2033/34 | 317.25 | 26.75 | 1
2033/34 | 317.75 | 26.75 | 2
2033/34 | 318.25 | 26.75 | 3
2033/34 | 318.75 | 26.75 | 2
2033/34 | 319.75 | 26.75 | 2
2033/34 | 320.25 | 26.75 | 1
2033/34 | 321.25 | 26.75 | 1
2033/34 | 322.75 | 26.75 | 2
2033/34 | 326.25 | 26.75 | 1
2033/34 | 326.75 | 26.75 | 3
2033/34 | 327.75 | 26.75 | 1
2033/34 | 328.25 | 26.75 | 1
2033/34 | 328.75 | 26.75 | 1
2033/34 | 329.25 | 26.75 | 2
2033/34 | 329.75 | 26.75 | 1
2033/34 | 330.75 | 26.75 | 2
2033/34 | 331.75 | 26.75 | 1
2033/34 | 332.25 | 26.75 | 1
2033/34 | 333.75 | 26.75 | 1
2033/34 | 334.75 | 26.75 | 2
2033/34 | 335.25 | 26.75 | 1
2033/34 | 336.75 | 26.75 | 1
2033/34 | 338.75 | 26.75 | 1
2033/34 | 339.25 | 26.75 | 1
2033/34 | 341.25 | 26.75 | 1
2033/34 | 341.75 | 26.75 | 1
2033/34 | 344.25 | 26.75 | 1
2033/34 | 345.75 | 26.75 | 1
2033/34 | 348.75 | 26.75 | 1
2033/34 | 351.75 | 26.75 | 1
2033/34 | 353.75 | 26.75 | 1
2033/34 | 356.25 | 26.75 | 1
2033/34 | 361.75 | 26.75 | 1
2033/34 | 362.25 | 26.75 | 1
2033/34 | 375.75 | 26.75 | 1
2033/34 | 38.75 | 27.25 | 2
2033/34 | 40.25 | 27.25 | 1
2033/34 | 40.75 | 27.25 | 2
2033/34 | 41.25 | 27.25 | 1
2033/34 | 42.75 | 27.25 | 1
2033/34 | 43.25 | 27.25 | 2
2033/34 | 43.75 | 27.25 | 2
2033/34 | 45.25 | 27.25 | 1
2033/34 | 45.75 | 27.25 | 2
2033/34 | 46.25 | 27.25 | 1
2033/34 | 46.75 | 27.25 | 1
2033/34 | 47.25 | 27.25 | 1
2033/34 | 49.25 | 27.25 | 1
2033/34 | 49.75 | 27.25 | 1
2033/34 | 50.25 | 27.25 | 2
2033/34 | 50.75 | 27.25 | 3
2033/34 | 51.25 | 27.25 | 1
2033/34 | 52.25 | 27.25 | 1
2033/34 | 53.25 | 27.25 | 1
2033/34 | 54.25 | 27.25 | 3
2033/34 | 54.75 | 27.25 | 2
2033/34 | 55.25 | 27.25 | 2
2033/34 | 55.75 | 27.25 | 2
2033/34 | 56.25 | 27.25 | 5
2033/34 | 56.75 | 27.25 | 2
2033/34 | 57.25 | 27.25 | 2
2033/34 | 57.75 | 27.25 | 1
2033/34 | 58.25 | 27.25 | 4
2033/34 | 58.75 | 27.25 | 2
2033/34 | 59.25 | 27.25 | 1
2033/34 | 59.75 | 27.25 | 2
2033/34 | 60.25 | 27.25 | 4
2033/34 | 60.75 | 27.25 | 3
2033/34 | 61.25 | 27.25 | 2
2033/34 | 61.75 | 27.25 | 1
2033/34 | 62.25 | 27.25 | 3
2033/34 | 62.75 | 27.25 | 3
2033/34 | 63.25 | 27.25 | 3
2033/34 | 63.75 | 27.25 | 4
2033/34 | 64.25 | 27.25 | 1
2033/34 | 64.75 | 27.25 | 2
2033/34 | 65.25 | 27.25 | 4
2033/34 | 65.75 | 27.25 | 2
2033/34 | 66.25 | 27.25 | 3
2033/34 | 66.75 | 27.25 | 1
2033/34 | 67.25 | 27.25 | 4
2033/34 | 67.75 | 27.25 | 2
2033/34 | 68.25 | 27.25 | 5
2033/34 | 68.75 | 27.25 | 6
2033/34 | 69.25 | 27.25 | 3
2033/34 | 69.75 | 27.25 | 6
2033/34 | 70.25 | 27.25 | 6
2033/34 | 70.75 | 27.25 | 6
2033/34 | 71.25 | 27.25 | 7
2033/34 | 71.75 | 27.25 | 8
2033/34 | 72.25 | 27.25 | 5
2033/34 | 72.75 | 27.25 | 5
2033/34 | 73.25 | 27.25 | 6
2033/34 | 73.75 | 27.25 | 13
2033/34 | 74.25 | 27.25 | 7
2033/34 | 74.75 | 27.25 | 10
2033/34 | 75.25 | 27.25 | 11
2033/34 | 75.75 | 27.25 | 7
2033/34 | 76.25 | 27.25 | 8
2033/34 | 76.75 | 27.25 | 12
2033/34 | 77.25 | 27.25 | 9
2033/34 | 77.75 | 27.25 | 11
2033/34 | 78.25 | 27.25 | 14
2033/34 | 78.75 | 27.25 | 11
2033/34 | 79.25 | 27.25 | 14
2033/34 | 79.75 | 27.25 | 12
2033/34 | 80.25 | 27.25 | 14
2033/34 | 80.75 | 27.25 | 15
2033/34 | 81.25 | 27.25 | 12
2033/34 | 81.75 | 27.25 | 10
2033/34 | 82.25 | 27.25 | 11
2033/34 | 82.75 | 27.25 | 13
2033/34 | 83.25 | 27.25 | 16
2033/34 | 83.75 | 27.25 | 7
2033/34 | 84.25 | 27.25 | 18
2033/34 | 84.75 | 27.25 | 24
2033/34 | 85.25 | 27.25 | 11
2033/34 | 85.75 | 27.25 | 9
2033/34 | 86.25 | 27.25 | 18
2033/34 | 86.75 | 27.25 | 18
2033/34 | 87.25 | 27.25 | 21
2033/34 | 87.75 | 27.25 | 19
2033/34 | 88.25 | 27.25 | 19
2033/34 | 88.75 | 27.25 | 21
2033/34 | 89.25 | 27.25 | 14
2033/34 | 89.75 | 27.25 | 18
2033/34 | 90.25 | 27.25 | 23
2033/34 | 90.75 | 27.25 | 19
2033/34 | 91.25 | 27.25 | 19
2033/34 | 91.75 | 27.25 | 24
2033/34 | 92.25 | 27.25 | 17
2033/34 | 92.75 | 27.25 | 12
2033/34 | 93.25 | 27.25 | 23
2033/34 | 93.75 | 27.25 | 27
2033/34 | 94.25 | 27.25 | 23
2033/34 | 94.75 | 27.25 | 21
2033/34 | 95.25 | 27.25 | 26
2033/34 | 95.75 | 27.25 | 8
2033/34 | 96.25 | 27.25 | 25
2033/34 | 96.75 | 27.25 | 29
2033/34 | 97.25 | 27.25 | 27
2033/34 | 97.75 | 27.25 | 20
2033/34 | 98.25 | 27.25 | 26
2033/34 | 98.75 | 27.25 | 20
2033/34 | 99.25 | 27.25 | 22
2033/34 | 99.75 | 27.25 | 26
2033/34 | 100.25 | 27.25 | 33
2033/34 | 100.75 | 27.25 | 19
2033/34 | 101.25 | 27.25 | 26
2033/34 | 101.75 | 27.25 | 23
2033/34 | 102.25 | 27.25 | 18
2033/34 | 102.75 | 27.25 | 29
2033/34 | 103.25 | 27.25 | 26
2033/34 | 103.75 | 27.25 | 26
2033/34 | 104.25 | 27.25 | 22
2033/34 | 104.75 | 27.25 | 26
2033/34 | 105.25 | 27.25 | 28
2033/34 | 105.75 | 27.25 | 34
2033/34 | 106.25 | 27.25 | 33
2033/34 | 106.75 | 27.25 | 36
2033/34 | 107.25 | 27.25 | 30
2033/34 | 107.75 | 27.25 | 38
2033/34 | 108.25 | 27.25 | 33
2033/34 | 108.75 | 27.25 | 36
2033/34 | 109.25 | 27.25 | 31
2033/34 | 109.75 | 27.25 | 31
2033/34 | 110.25 | 27.25 | 41
2033/34 | 110.75 | 27.25 | 30
2033/34 | 111.25 | 27.25 | 46
2033/34 | 111.75 | 27.25 | 38
2033/34 | 112.25 | 27.25 | 53
2033/34 | 112.75 | 27.25 | 45
2033/34 | 113.25 | 27.25 | 39
2033/34 | 113.75 | 27.25 | 44
2033/34 | 114.25 | 27.25 | 38
2033/34 | 114.75 | 27.25 | 36
2033/34 | 115.25 | 27.25 | 40
2033/34 | 115.75 | 27.25 | 35
2033/34 | 116.25 | 27.25 | 43
2033/34 | 116.75 | 27.25 | 43
2033/34 | 117.25 | 27.25 | 34
2033/34 | 117.75 | 27.25 | 39
2033/34 | 118.25 | 27.25 | 42
2033/34 | 118.75 | 27.25 | 41
2033/34 | 119.25 | 27.25 | 41
2033/34 | 119.75 | 27.25 | 45
2033/34 | 120.25 | 27.25 | 42
2033/34 | 120.75 | 27.25 | 48
2033/34 | 121.25 | 27.25 | 60
2033/34 | 121.75 | 27.25 | 56
2033/34 | 122.25 | 27.25 | 42
2033/34 | 122.75 | 27.25 | 43
2033/34 | 123.25 | 27.25 | 47
2033/34 | 123.75 | 27.25 | 53
2033/34 | 124.25 | 27.25 | 43
2033/34 | 124.75 | 27.25 | 55
2033/34 | 125.25 | 27.25 | 42
2033/34 | 125.75 | 27.25 | 51
2033/34 | 126.25 | 27.25 | 41
2033/34 | 126.75 | 27.25 | 33
2033/34 | 127.25 | 27.25 | 52
2033/34 | 127.75 | 27.25 | 45
2033/34 | 128.25 | 27.25 | 43
2033/34 | 128.75 | 27.25 | 47
2033/34 | 129.25 | 27.25 | 61
2033/34 | 129.75 | 27.25 | 53
2033/34 | 130.25 | 27.25 | 50
2033/34 | 130.75 | 27.25 | 46
2033/34 | 131.25 | 27.25 | 44
2033/34 | 131.75 | 27.25 | 40
2033/34 | 132.25 | 27.25 | 42
2033/34 | 132.75 | 27.25 | 44
2033/34 | 133.25 | 27.25 | 44
2033/34 | 133.75 | 27.25 | 33
2033/34 | 134.25 | 27.25 | 47
2033/34 | 134.75 | 27.25 | 52
2033/34 | 135.25 | 27.25 | 45
2033/34 | 135.75 | 27.25 | 59
2033/34 | 136.25 | 27.25 | 44
2033/34 | 136.75 | 27.25 | 51
2033/34 | 137.25 | 27.25 | 57
2033/34 | 137.75 | 27.25 | 42
2033/34 | 138.25 | 27.25 | 43
2033/34 | 138.75 | 27.25 | 41
2033/34 | 139.25 | 27.25 | 56
2033/34 | 139.75 | 27.25 | 59
2033/34 | 140.25 | 27.25 | 41
2033/34 | 140.75 | 27.25 | 45
2033/34 | 141.25 | 27.25 | 54
2033/34 | 141.75 | 27.25 | 55
2033/34 | 142.25 | 27.25 | 34
2033/34 | 142.75 | 27.25 | 48
2033/34 | 143.25 | 27.25 | 51
2033/34 | 143.75 | 27.25 | 46
2033/34 | 144.25 | 27.25 | 55
2033/34 | 144.75 | 27.25 | 52
2033/34 | 145.25 | 27.25 | 44
2033/34 | 145.75 | 27.25 | 48
2033/34 | 146.25 | 27.25 | 40
2033/34 | 146.75 | 27.25 | 45
2033/34 | 147.25 | 27.25 | 52
2033/34 | 147.75 | 27.25 | 48
2033/34 | 148.25 | 27.25 | 40
2033/34 | 148.75 | 27.25 | 65
2033/34 | 149.25 | 27.25 | 50
2033/34 | 149.75 | 27.25 | 41
2033/34 | 150.25 | 27.25 | 51
2033/34 | 150.75 | 27.25 | 59
2033/34 | 151.25 | 27.25 | 45
2033/34 | 151.75 | 27.25 | 33
2033/34 | 152.25 | 27.25 | 42
2033/34 | 152.75 | 27.25 | 44
2033/34 | 153.25 | 27.25 | 53
2033/34 | 153.75 | 27.25 | 67
2033/34 | 154.25 | 27.25 | 41
2033/34 | 154.75 | 27.25 | 54
2033/34 | 155.25 | 27.25 | 54
2033/34 | 155.75 | 27.25 | 50
2033/34 | 156.25 | 27.25 | 54
2033/34 | 156.75 | 27.25 | 46
2033/34 | 157.25 | 27.25 | 44
2033/34 | 157.75 | 27.25 | 53
2033/34 | 158.25 | 27.25 | 51
2033/34 | 158.75 | 27.25 | 43
2033/34 | 159.25 | 27.25 | 48
2033/34 | 159.75 | 27.25 | 51
2033/34 | 160.25 | 27.25 | 42
2033/34 | 160.75 | 27.25 | 45
2033/34 | 161.25 | 27.25 | 54
2033/34 | 161.75 | 27.25 | 40
2033/34 | 162.25 | 27.25 | 38
2033/34 | 162.75 | 27.25 | 32
2033/34 | 163.25 | 27.25 | 42
2033/34 | 163.75 | 27.25 | 43
2033/34 | 164.25 | 27.25 | 39
2033/34 | 164.75 | 27.25 | 42
2033/34 | 165.25 | 27.25 | 37
2033/34 | 165.75 | 27.25 | 39
2033/34 | 166.25 | 27.25 | 41
2033/34 | 166.75 | 27.25 | 37
2033/34 | 167.25 | 27.25 | 37
2033/34 | 167.75 | 27.25 | 44
2033/34 | 168.25 | 27.25 | 33
2033/34 | 168.75 | 27.25 | 46
2033/34 | 169.25 | 27.25 | 39
2033/34 | 169.75 | 27.25 | 30
2033/34 | 170.25 | 27.25 | 42
2033/34 | 170.75 | 27.25 | 41
2033/34 | 171.25 | 27.25 | 41
2033/34 | 171.75 | 27.25 | 34
2033/34 | 172.25 | 27.25 | 37
2033/34 | 172.75 | 27.25 | 44
2033/34 | 173.25 | 27.25 | 45
2033/34 | 173.75 | 27.25 | 46
2033/34 | 174.25 | 27.25 | 40
2033/34 | 174.75 | 27.25 | 36
2033/34 | 175.25 | 27.25 | 34
2033/34 | 175.75 | 27.25 | 39
2033/34 | 176.25 | 27.25 | 30
2033/34 | 176.75 | 27.25 | 34
2033/34 | 177.25 | 27.25 | 36
2033/34 | 177.75 | 27.25 | 35
2033/34 | 178.25 | 27.25 | 27
2033/34 | 178.75 | 27.25 | 41
2033/34 | 179.25 | 27.25 | 38
2033/34 | 179.75 | 27.25 | 46
2033/34 | 180.25 | 27.25 | 41
2033/34 | 180.75 | 27.25 | 26
2033/34 | 181.25 | 27.25 | 40
2033/34 | 181.75 | 27.25 | 33
2033/34 | 182.25 | 27.25 | 30
2033/34 | 182.75 | 27.25 | 38
2033/34 | 183.25 | 27.25 | 35
2033/34 | 183.75 | 27.25 | 41
2033/34 | 184.25 | 27.25 | 36
2033/34 | 184.75 | 27.25 | 28
2033/34 | 185.25 | 27.25 | 22
2033/34 | 185.75 | 27.25 | 43
2033/34 | 186.25 | 27.25 | 35
2033/34 | 186.75 | 27.25 | 33
2033/34 | 187.25 | 27.25 | 39
2033/34 | 187.75 | 27.25 | 33
2033/34 | 188.25 | 27.25 | 48
2033/34 | 188.75 | 27.25 | 30
2033/34 | 189.25 | 27.25 | 29
2033/34 | 189.75 | 27.25 | 25
2033/34 | 190.25 | 27.25 | 27
2033/34 | 190.75 | 27.25 | 36
2033/34 | 191.25 | 27.25 | 32
2033/34 | 191.75 | 27.25 | 30
2033/34 | 192.25 | 27.25 | 26
2033/34 | 192.75 | 27.25 | 36
2033/34 | 193.25 | 27.25 | 32
2033/34 | 193.75 | 27.25 | 40
2033/34 | 194.25 | 27.25 | 22
2033/34 | 194.75 | 27.25 | 38
2033/34 | 195.25 | 27.25 | 26
2033/34 | 195.75 | 27.25 | 34
2033/34 | 196.25 | 27.25 | 28
2033/34 | 196.75 | 27.25 | 28
2033/34 | 197.25 | 27.25 | 22
2033/34 | 197.75 | 27.25 | 34
2033/34 | 198.25 | 27.25 | 22
2033/34 | 198.75 | 27.25 | 32
2033/34 | 199.25 | 27.25 | 21
2033/34 | 199.75 | 27.25 | 28
2033/34 | 200.25 | 27.25 | 25
2033/34 | 200.75 | 27.25 | 20
2033/34 | 201.25 | 27.25 | 23
2033/34 | 201.75 | 27.25 | 32
2033/34 | 202.25 | 27.25 | 25
2033/34 | 202.75 | 27.25 | 27
2033/34 | 203.25 | 27.25 | 19
2033/34 | 203.75 | 27.25 | 23
2033/34 | 204.25 | 27.25 | 31
2033/34 | 204.75 | 27.25 | 25
2033/34 | 205.25 | 27.25 | 16
2033/34 | 205.75 | 27.25 | 29
2033/34 | 206.25 | 27.25 | 16
2033/34 | 206.75 | 27.25 | 22
2033/34 | 207.25 | 27.25 | 20
2033/34 | 207.75 | 27.25 | 18
2033/34 | 208.25 | 27.25 | 16
2033/34 | 208.75 | 27.25 | 19
2033/34 | 209.25 | 27.25 | 21
2033/34 | 209.75 | 27.25 | 25
2033/34 | 210.25 | 27.25 | 12
2033/34 | 210.75 | 27.25 | 24
2033/34 | 211.25 | 27.25 | 16
2033/34 | 211.75 | 27.25 | 22
2033/34 | 212.25 | 27.25 | 15
2033/34 | 212.75 | 27.25 | 21
2033/34 | 213.25 | 27.25 | 18
2033/34 | 213.75 | 27.25 | 15
2033/34 | 214.25 | 27.25 | 23
2033/34 | 214.75 | 27.25 | 29
2033/34 | 215.25 | 27.25 | 12
2033/34 | 215.75 | 27.25 | 18
2033/34 | 216.25 | 27.25 | 20
2033/34 | 216.75 | 27.25 | 25
2033/34 | 217.25 | 27.25 | 18
2033/34 | 217.75 | 27.25 | 19
2033/34 | 218.25 | 27.25 | 13
2033/34 | 218.75 | 27.25 | 16
2033/34 | 219.25 | 27.25 | 22
2033/34 | 219.75 | 27.25 | 13
2033/34 | 220.25 | 27.25 | 13
2033/34 | 220.75 | 27.25 | 21
2033/34 | 221.25 | 27.25 | 19
2033/34 | 221.75 | 27.25 | 17
2033/34 | 222.25 | 27.25 | 19
2033/34 | 222.75 | 27.25 | 13
2033/34 | 223.25 | 27.25 | 15
2033/34 | 223.75 | 27.25 | 15
2033/34 | 224.25 | 27.25 | 13
2033/34 | 224.75 | 27.25 | 10
2033/34 | 225.25 | 27.25 | 16
2033/34 | 225.75 | 27.25 | 11
2033/34 | 226.25 | 27.25 | 20
2033/34 | 226.75 | 27.25 | 10
2033/34 | 227.25 | 27.25 | 11
2033/34 | 227.75 | 27.25 | 11
2033/34 | 228.25 | 27.25 | 15
2033/34 | 228.75 | 27.25 | 8
2033/34 | 229.25 | 27.25 | 13
2033/34 | 229.75 | 27.25 | 20
2033/34 | 230.25 | 27.25 | 14
2033/34 | 230.75 | 27.25 | 10
2033/34 | 231.25 | 27.25 | 12
2033/34 | 231.75 | 27.25 | 12
2033/34 | 232.25 | 27.25 | 13
2033/34 | 232.75 | 27.25 | 10
2033/34 | 233.25 | 27.25 | 8
2033/34 | 233.75 | 27.25 | 12
2033/34 | 234.25 | 27.25 | 13
2033/34 | 234.75 | 27.25 | 14
2033/34 | 235.25 | 27.25 | 9
2033/34 | 235.75 | 27.25 | 7
2033/34 | 236.25 | 27.25 | 8
2033/34 | 236.75 | 27.25 | 9
2033/34 | 237.25 | 27.25 | 17
2033/34 | 237.75 | 27.25 | 13
2033/34 | 238.25 | 27.25 | 18
2033/34 | 238.75 | 27.25 | 8
2033/34 | 239.25 | 27.25 | 9
2033/34 | 239.75 | 27.25 | 6
2033/34 | 240.25 | 27.25 | 9
2033/34 | 240.75 | 27.25 | 11
2033/34 | 241.25 | 27.25 | 12
2033/34 | 241.75 | 27.25 | 7
2033/34 | 242.25 | 27.25 | 13
2033/34 | 242.75 | 27.25 | 14
2033/34 | 243.25 | 27.25 | 7
2033/34 | 243.75 | 27.25 | 9
2033/34 | 244.25 | 27.25 | 8
2033/34 | 244.75 | 27.25 | 9
2033/34 | 245.25 | 27.25 | 10
2033/34 | 245.75 | 27.25 | 12
2033/34 | 246.25 | 27.25 | 4
2033/34 | 246.75 | 27.25 | 12
2033/34 | 247.25 | 27.25 | 17
2033/34 | 247.75 | 27.25 | 8
2033/34 | 248.25 | 27.25 | 14
2033/34 | 248.75 | 27.25 | 12
2033/34 | 249.25 | 27.25 | 11
2033/34 | 249.75 | 27.25 | 7
2033/34 | 250.25 | 27.25 | 14
2033/34 | 250.75 | 27.25 | 8
2033/34 | 251.25 | 27.25 | 9
2033/34 | 251.75 | 27.25 | 6
2033/34 | 252.25 | 27.25 | 13
2033/34 | 252.75 | 27.25 | 6
2033/34 | 253.25 | 27.25 | 14
2033/34 | 253.75 | 27.25 | 7
2033/34 | 254.25 | 27.25 | 10
2033/34 | 254.75 | 27.25 | 11
2033/34 | 255.25 | 27.25 | 3
2033/34 | 255.75 | 27.25 | 11
2033/34 | 256.25 | 27.25 | 10
2033/34 | 256.75 | 27.25 | 7
2033/34 | 257.25 | 27.25 | 11
2033/34 | 257.75 | 27.25 | 6
2033/34 | 258.25 | 27.25 | 2
2033/34 | 258.75 | 27.25 | 6
2033/34 | 259.25 | 27.25 | 12
2033/34 | 259.75 | 27.25 | 11
2033/34 | 260.25 | 27.25 | 5
2033/34 | 260.75 | 27.25 | 4
2033/34 | 261.25 | 27.25 | 5
2033/34 | 261.75 | 27.25 | 9
2033/34 | 262.25 | 27.25 | 8
2033/34 | 262.75 | 27.25 | 2
2033/34 | 263.25 | 27.25 | 5
2033/34 | 263.75 | 27.25 | 5
2033/34 | 264.25 | 27.25 | 7
2033/34 | 264.75 | 27.25 | 6
2033/34 | 265.25 | 27.25 | 5
2033/34 | 265.75 | 27.25 | 10
2033/34 | 266.25 | 27.25 | 6
2033/34 | 266.75 | 27.25 | 7
2033/34 | 267.25 | 27.25 | 5
2033/34 | 267.75 | 27.25 | 4
2033/34 | 268.25 | 27.25 | 4
2033/34 | 268.75 | 27.25 | 9
2033/34 | 269.25 | 27.25 | 5
2033/34 | 269.75 | 27.25 | 5
2033/34 | 270.25 | 27.25 | 11
2033/34 | 270.75 | 27.25 | 4
2033/34 | 271.25 | 27.25 | 5
2033/34 | 271.75 | 27.25 | 7
2033/34 | 272.25 | 27.25 | 5
2033/34 | 272.75 | 27.25 | 8
2033/34 | 273.25 | 27.25 | 11
2033/34 | 273.75 | 27.25 | 4
2033/34 | 274.25 | 27.25 | 2
2033/34 | 274.75 | 27.25 | 5
2033/34 | 275.25 | 27.25 | 3
2033/34 | 275.75 | 27.25 | 3
2033/34 | 276.25 | 27.25 | 7
2033/34 | 276.75 | 27.25 | 5
2033/34 | 277.25 | 27.25 | 4
2033/34 | 277.75 | 27.25 | 8
2033/34 | 278.25 | 27.25 | 7
2033/34 | 278.75 | 27.25 | 7
2033/34 | 279.25 | 27.25 | 3
2033/34 | 279.75 | 27.25 | 7
2033/34 | 280.25 | 27.25 | 7
2033/34 | 280.75 | 27.25 | 2
2033/34 | 281.25 | 27.25 | 9
2033/34 | 281.75 | 27.25 | 9
2033/34 | 282.25 | 27.25 | 5
2033/34 | 282.75 | 27.25 | 4
2033/34 | 283.25 | 27.25 | 4
2033/34 | 283.75 | 27.25 | 4
2033/34 | 284.25 | 27.25 | 5
2033/34 | 284.75 | 27.25 | 3
2033/34 | 285.25 | 27.25 | 3
2033/34 | 285.75 | 27.25 | 4
2033/34 | 286.25 | 27.25 | 6
2033/34 | 286.75 | 27.25 | 6
2033/34 | 287.25 | 27.25 | 6
2033/34 | 287.75 | 27.25 | 7
2033/34 | 288.25 | 27.25 | 6
2033/34 | 288.75 | 27.25 | 4
2033/34 | 289.25 | 27.25 | 2
2033/34 | 289.75 | 27.25 | 5
2033/34 | 290.25 | 27.25 | 3
2033/34 | 290.75 | 27.25 | 6
2033/34 | 291.25 | 27.25 | 5
2033/34 | 291.75 | 27.25 | 5
2033/34 | 292.25 | 27.25 | 5
2033/34 | 292.75 | 27.25 | 1
2033/34 | 293.25 | 27.25 | 7
2033/34 | 293.75 | 27.25 | 5
2033/34 | 294.25 | 27.25 | 2
2033/34 | 294.75 | 27.25 | 1
2033/34 | 295.25 | 27.25 | 5
2033/34 | 295.75 | 27.25 | 5
2033/34 | 296.25 | 27.25 | 3
2033/34 | 296.75 | 27.25 | 1
2033/34 | 297.25 | 27.25 | 2
2033/34 | 297.75 | 27.25 | 1
2033/34 | 298.25 | 27.25 | 1
2033/34 | 298.75 | 27.25 | 4
2033/34 | 299.75 | 27.25 | 1
2033/34 | 300.25 | 27.25 | 3
2033/34 | 300.75 | 27.25 | 1
2033/34 | 301.25 | 27.25 | 5
2033/34 | 302.25 | 27.25 | 5
2033/34 | 302.75 | 27.25 | 5
2033/34 | 303.25 | 27.25 | 3
2033/34 | 303.75 | 27.25 | 2
2033/34 | 304.25 | 27.25 | 5
2033/34 | 304.75 | 27.25 | 4
2033/34 | 305.25 | 27.25 | 2
2033/34 | 306.25 | 27.25 | 2
2033/34 | 306.75 | 27.25 | 5
2033/34 | 307.75 | 27.25 | 6
2033/34 | 308.25 | 27.25 | 3
2033/34 | 308.75 | 27.25 | 3
2033/34 | 309.25 | 27.25 | 3
2033/34 | 309.75 | 27.25 | 2
2033/34 | 310.25 | 27.25 | 1
2033/34 | 310.75 | 27.25 | 1
2033/34 | 311.75 | 27.25 | 5
2033/34 | 312.25 | 27.25 | 3
2033/34 | 312.75 | 27.25 | 1
2033/34 | 313.25 | 27.25 | 2
2033/34 | 313.75 | 27.25 | 1
2033/34 | 314.25 | 27.25 | 2
2033/34 | 314.75 | 27.25 | 5
2033/34 | 315.25 | 27.25 | 3
2033/34 | 315.75 | 27.25 | 2
2033/34 | 316.25 | 27.25 | 3
2033/34 | 316.75 | 27.25 | 1
2033/34 | 317.75 | 27.25 | 2
2033/34 | 318.25 | 27.25 | 1
2033/34 | 318.75 | 27.25 | 1
2033/34 | 319.25 | 27.25 | 1
2033/34 | 319.75 | 27.25 | 2
2033/34 | 321.25 | 27.25 | 1
2033/34 | 322.25 | 27.25 | 1
2033/34 | 323.75 | 27.25 | 2
2033/34 | 324.25 | 27.25 | 1
2033/34 | 324.75 | 27.25 | 3
2033/34 | 325.25 | 27.25 | 3
2033/34 | 326.25 | 27.25 | 2
2033/34 | 326.75 | 27.25 | 2
2033/34 | 327.75 | 27.25 | 1
2033/34 | 328.75 | 27.25 | 1
2033/34 | 331.75 | 27.25 | 1
2033/34 | 333.75 | 27.25 | 1
2033/34 | 334.75 | 27.25 | 1
2033/34 | 336.75 | 27.25 | 1
2033/34 | 340.75 | 27.25 | 1
2033/34 | 341.25 | 27.25 | 1
2033/34 | 347.25 | 27.25 | 1
2033/34 | 350.25 | 27.25 | 2
2033/34 | 356.25 | 27.25 | 1
2033/34 | 361.25 | 27.25 | 1
2033/34 | 369.25 | 27.25 | 1
2033/34 | 374.75 | 27.25 | 1
2033/34 | 39.75 | 27.75 | 1
2033/34 | 40.75 | 27.75 | 1
2033/34 | 41.75 | 27.75 | 1
2033/34 | 42.25 | 27.75 | 1
2033/34 | 42.75 | 27.75 | 1
2033/34 | 43.25 | 27.75 | 1
2033/34 | 43.75 | 27.75 | 1
2033/34 | 45.75 | 27.75 | 1
2033/34 | 46.25 | 27.75 | 1
2033/34 | 47.25 | 27.75 | 1
2033/34 | 48.25 | 27.75 | 1
2033/34 | 48.75 | 27.75 | 1
2033/34 | 49.25 | 27.75 | 2
2033/34 | 49.75 | 27.75 | 1
2033/34 | 50.25 | 27.75 | 1
2033/34 | 50.75 | 27.75 | 2
2033/34 | 51.75 | 27.75 | 2
2033/34 | 52.25 | 27.75 | 1
2033/34 | 52.75 | 27.75 | 1
2033/34 | 53.25 | 27.75 | 3
2033/34 | 53.75 | 27.75 | 2
2033/34 | 54.25 | 27.75 | 3
2033/34 | 54.75 | 27.75 | 2
2033/34 | 55.25 | 27.75 | 2
2033/34 | 55.75 | 27.75 | 2
2033/34 | 56.25 | 27.75 | 1
2033/34 | 56.75 | 27.75 | 4
2033/34 | 57.25 | 27.75 | 5
2033/34 | 57.75 | 27.75 | 1
2033/34 | 58.25 | 27.75 | 1
2033/34 | 58.75 | 27.75 | 2
2033/34 | 59.25 | 27.75 | 1
2033/34 | 59.75 | 27.75 | 1
2033/34 | 60.25 | 27.75 | 4
2033/34 | 60.75 | 27.75 | 2
2033/34 | 61.25 | 27.75 | 5
2033/34 | 61.75 | 27.75 | 4
2033/34 | 62.25 | 27.75 | 1
2033/34 | 62.75 | 27.75 | 2
2033/34 | 63.25 | 27.75 | 3
2033/34 | 63.75 | 27.75 | 5
2033/34 | 64.25 | 27.75 | 4
2033/34 | 64.75 | 27.75 | 1
2033/34 | 65.75 | 27.75 | 5
2033/34 | 66.25 | 27.75 | 7
2033/34 | 66.75 | 27.75 | 2
2033/34 | 67.25 | 27.75 | 6
2033/34 | 67.75 | 27.75 | 7
2033/34 | 68.25 | 27.75 | 6
2033/34 | 68.75 | 27.75 | 6
2033/34 | 69.25 | 27.75 | 9
2033/34 | 69.75 | 27.75 | 1
2033/34 | 70.25 | 27.75 | 11
2033/34 | 70.75 | 27.75 | 7
2033/34 | 71.25 | 27.75 | 6
2033/34 | 71.75 | 27.75 | 10
2033/34 | 72.25 | 27.75 | 5
2033/34 | 72.75 | 27.75 | 4
2033/34 | 73.25 | 27.75 | 7
2033/34 | 73.75 | 27.75 | 6
2033/34 | 74.25 | 27.75 | 5
2033/34 | 74.75 | 27.75 | 7
2033/34 | 75.25 | 27.75 | 4
2033/34 | 75.75 | 27.75 | 9
2033/34 | 76.25 | 27.75 | 8
2033/34 | 76.75 | 27.75 | 13
2033/34 | 77.25 | 27.75 | 15
2033/34 | 77.75 | 27.75 | 18
2033/34 | 78.25 | 27.75 | 9
2033/34 | 78.75 | 27.75 | 6
2033/34 | 79.25 | 27.75 | 16
2033/34 | 79.75 | 27.75 | 5
2033/34 | 80.25 | 27.75 | 10
2033/34 | 80.75 | 27.75 | 14
2033/34 | 81.25 | 27.75 | 12
2033/34 | 81.75 | 27.75 | 18
2033/34 | 82.25 | 27.75 | 12
2033/34 | 82.75 | 27.75 | 8
2033/34 | 83.25 | 27.75 | 18
2033/34 | 83.75 | 27.75 | 7
2033/34 | 84.25 | 27.75 | 7
2033/34 | 84.75 | 27.75 | 17
2033/34 | 85.25 | 27.75 | 14
2033/34 | 85.75 | 27.75 | 14
2033/34 | 86.25 | 27.75 | 11
2033/34 | 86.75 | 27.75 | 21
2033/34 | 87.25 | 27.75 | 13
2033/34 | 87.75 | 27.75 | 15
2033/34 | 88.25 | 27.75 | 11
2033/34 | 88.75 | 27.75 | 19
2033/34 | 89.25 | 27.75 | 17
2033/34 | 89.75 | 27.75 | 12
2033/34 | 90.25 | 27.75 | 18
2033/34 | 90.75 | 27.75 | 22
2033/34 | 91.25 | 27.75 | 12
2033/34 | 91.75 | 27.75 | 15
2033/34 | 92.25 | 27.75 | 26
2033/34 | 92.75 | 27.75 | 22
2033/34 | 93.25 | 27.75 | 19
2033/34 | 93.75 | 27.75 | 20
2033/34 | 94.25 | 27.75 | 24
2033/34 | 94.75 | 27.75 | 21
2033/34 | 95.25 | 27.75 | 25
2033/34 | 95.75 | 27.75 | 28
2033/34 | 96.25 | 27.75 | 22
2033/34 | 96.75 | 27.75 | 19
2033/34 | 97.25 | 27.75 | 18
2033/34 | 97.75 | 27.75 | 21
2033/34 | 98.25 | 27.75 | 28
2033/34 | 98.75 | 27.75 | 16
2033/34 | 99.25 | 27.75 | 23
2033/34 | 99.75 | 27.75 | 22
2033/34 | 100.25 | 27.75 | 25
2033/34 | 100.75 | 27.75 | 28
2033/34 | 101.25 | 27.75 | 27
2033/34 | 101.75 | 27.75 | 39
2033/34 | 102.25 | 27.75 | 28
2033/34 | 102.75 | 27.75 | 32
2033/34 | 103.25 | 27.75 | 16
2033/34 | 103.75 | 27.75 | 37
2033/34 | 104.25 | 27.75 | 34
2033/34 | 104.75 | 27.75 | 17
2033/34 | 105.25 | 27.75 | 31
2033/34 | 105.75 | 27.75 | 31
2033/34 | 106.25 | 27.75 | 35
2033/34 | 106.75 | 27.75 | 28
2033/34 | 107.25 | 27.75 | 20
2033/34 | 107.75 | 27.75 | 25
2033/34 | 108.25 | 27.75 | 33
2033/34 | 108.75 | 27.75 | 32
2033/34 | 109.25 | 27.75 | 33
2033/34 | 109.75 | 27.75 | 29
2033/34 | 110.25 | 27.75 | 43
2033/34 | 110.75 | 27.75 | 44
2033/34 | 111.25 | 27.75 | 45
2033/34 | 111.75 | 27.75 | 29
2033/34 | 112.25 | 27.75 | 28
2033/34 | 112.75 | 27.75 | 39
2033/34 | 113.25 | 27.75 | 37
2033/34 | 113.75 | 27.75 | 42
2033/34 | 114.25 | 27.75 | 35
2033/34 | 114.75 | 27.75 | 31
2033/34 | 115.25 | 27.75 | 47
2033/34 | 115.75 | 27.75 | 44
2033/34 | 116.25 | 27.75 | 55
2033/34 | 116.75 | 27.75 | 33
2033/34 | 117.25 | 27.75 | 30
2033/34 | 117.75 | 27.75 | 39
2033/34 | 118.25 | 27.75 | 45
2033/34 | 118.75 | 27.75 | 55
2033/34 | 119.25 | 27.75 | 35
2033/34 | 119.75 | 27.75 | 50
2033/34 | 120.25 | 27.75 | 42
2033/34 | 120.75 | 27.75 | 44
2033/34 | 121.25 | 27.75 | 42
2033/34 | 121.75 | 27.75 | 34
2033/34 | 122.25 | 27.75 | 47
2033/34 | 122.75 | 27.75 | 41
2033/34 | 123.25 | 27.75 | 66
2033/34 | 123.75 | 27.75 | 51
2033/34 | 124.25 | 27.75 | 47
2033/34 | 124.75 | 27.75 | 50
2033/34 | 125.25 | 27.75 | 51
2033/34 | 125.75 | 27.75 | 42
2033/34 | 126.25 | 27.75 | 47
2033/34 | 126.75 | 27.75 | 38
2033/34 | 127.25 | 27.75 | 49
2033/34 | 127.75 | 27.75 | 42
2033/34 | 128.25 | 27.75 | 53
2033/34 | 128.75 | 27.75 | 52
2033/34 | 129.25 | 27.75 | 39
2033/34 | 129.75 | 27.75 | 58
2033/34 | 130.25 | 27.75 | 55
2033/34 | 130.75 | 27.75 | 52
2033/34 | 131.25 | 27.75 | 34
2033/34 | 131.75 | 27.75 | 29
2033/34 | 132.25 | 27.75 | 54
2033/34 | 132.75 | 27.75 | 46
2033/34 | 133.25 | 27.75 | 56
2033/34 | 133.75 | 27.75 | 45
2033/34 | 134.25 | 27.75 | 49
2033/34 | 134.75 | 27.75 | 46
2033/34 | 135.25 | 27.75 | 58
2033/34 | 135.75 | 27.75 | 46
2033/34 | 136.25 | 27.75 | 47
2033/34 | 136.75 | 27.75 | 50
2033/34 | 137.25 | 27.75 | 53
2033/34 | 137.75 | 27.75 | 49
2033/34 | 138.25 | 27.75 | 41
2033/34 | 138.75 | 27.75 | 47
2033/34 | 139.25 | 27.75 | 56
2033/34 | 139.75 | 27.75 | 56
2033/34 | 140.25 | 27.75 | 41
2033/34 | 140.75 | 27.75 | 40
2033/34 | 141.25 | 27.75 | 49
2033/34 | 141.75 | 27.75 | 41
2033/34 | 142.25 | 27.75 | 54
2033/34 | 142.75 | 27.75 | 46
2033/34 | 143.25 | 27.75 | 46
2033/34 | 143.75 | 27.75 | 46
2033/34 | 144.25 | 27.75 | 52
2033/34 | 144.75 | 27.75 | 66
2033/34 | 145.25 | 27.75 | 52
2033/34 | 145.75 | 27.75 | 48
2033/34 | 146.25 | 27.75 | 44
2033/34 | 146.75 | 27.75 | 41
2033/34 | 147.25 | 27.75 | 58
2033/34 | 147.75 | 27.75 | 51
2033/34 | 148.25 | 27.75 | 29
2033/34 | 148.75 | 27.75 | 50
2033/34 | 149.25 | 27.75 | 52
2033/34 | 149.75 | 27.75 | 42
2033/34 | 150.25 | 27.75 | 42
2033/34 | 150.75 | 27.75 | 42
2033/34 | 151.25 | 27.75 | 67
2033/34 | 151.75 | 27.75 | 50
2033/34 | 152.25 | 27.75 | 38
2033/34 | 152.75 | 27.75 | 57
2033/34 | 153.25 | 27.75 | 43
2033/34 | 153.75 | 27.75 | 49
2033/34 | 154.25 | 27.75 | 65
2033/34 | 154.75 | 27.75 | 41
2033/34 | 155.25 | 27.75 | 41
2033/34 | 155.75 | 27.75 | 60
2033/34 | 156.25 | 27.75 | 47
2033/34 | 156.75 | 27.75 | 44
2033/34 | 157.25 | 27.75 | 66
2033/34 | 157.75 | 27.75 | 46
2033/34 | 158.25 | 27.75 | 46
2033/34 | 158.75 | 27.75 | 47
2033/34 | 159.25 | 27.75 | 40
2033/34 | 159.75 | 27.75 | 42
2033/34 | 160.25 | 27.75 | 43
2033/34 | 160.75 | 27.75 | 50
2033/34 | 161.25 | 27.75 | 44
2033/34 | 161.75 | 27.75 | 41
2033/34 | 162.25 | 27.75 | 40
2033/34 | 162.75 | 27.75 | 51
2033/34 | 163.25 | 27.75 | 42
2033/34 | 163.75 | 27.75 | 47
2033/34 | 164.25 | 27.75 | 50
2033/34 | 164.75 | 27.75 | 40
2033/34 | 165.25 | 27.75 | 32
2033/34 | 165.75 | 27.75 | 50
2033/34 | 166.25 | 27.75 | 49
2033/34 | 166.75 | 27.75 | 34
2033/34 | 167.25 | 27.75 | 37
2033/34 | 167.75 | 27.75 | 47
2033/34 | 168.25 | 27.75 | 40
2033/34 | 168.75 | 27.75 | 42
2033/34 | 169.25 | 27.75 | 33
2033/34 | 169.75 | 27.75 | 43
2033/34 | 170.25 | 27.75 | 37
2033/34 | 170.75 | 27.75 | 37
2033/34 | 171.25 | 27.75 | 38
2033/34 | 171.75 | 27.75 | 39
2033/34 | 172.25 | 27.75 | 24
2033/34 | 172.75 | 27.75 | 29
2033/34 | 173.25 | 27.75 | 39
2033/34 | 173.75 | 27.75 | 35
2033/34 | 174.25 | 27.75 | 35
2033/34 | 174.75 | 27.75 | 37
2033/34 | 175.25 | 27.75 | 43
2033/34 | 175.75 | 27.75 | 47
2033/34 | 176.25 | 27.75 | 35
2033/34 | 176.75 | 27.75 | 39
2033/34 | 177.25 | 27.75 | 22
2033/34 | 177.75 | 27.75 | 37
2033/34 | 178.25 | 27.75 | 31
2033/34 | 178.75 | 27.75 | 37
2033/34 | 179.25 | 27.75 | 32
2033/34 | 179.75 | 27.75 | 34
2033/34 | 180.25 | 27.75 | 36
2033/34 | 180.75 | 27.75 | 38
2033/34 | 181.25 | 27.75 | 40
2033/34 | 181.75 | 27.75 | 35
2033/34 | 182.25 | 27.75 | 32
2033/34 | 182.75 | 27.75 | 36
2033/34 | 183.25 | 27.75 | 33
2033/34 | 183.75 | 27.75 | 38
2033/34 | 184.25 | 27.75 | 32
2033/34 | 184.75 | 27.75 | 37
2033/34 | 185.25 | 27.75 | 29
2033/34 | 185.75 | 27.75 | 30
2033/34 | 186.25 | 27.75 | 23
2033/34 | 186.75 | 27.75 | 28
2033/34 | 187.25 | 27.75 | 30
2033/34 | 187.75 | 27.75 | 44
2033/34 | 188.25 | 27.75 | 36
2033/34 | 188.75 | 27.75 | 25
2033/34 | 189.25 | 27.75 | 36
2033/34 | 189.75 | 27.75 | 28
2033/34 | 190.25 | 27.75 | 31
2033/34 | 190.75 | 27.75 | 28
2033/34 | 191.25 | 27.75 | 31
2033/34 | 191.75 | 27.75 | 25
2033/34 | 192.25 | 27.75 | 27
2033/34 | 192.75 | 27.75 | 25
2033/34 | 193.25 | 27.75 | 25
2033/34 | 193.75 | 27.75 | 26
2033/34 | 194.25 | 27.75 | 32
2033/34 | 194.75 | 27.75 | 31
2033/34 | 195.25 | 27.75 | 23
2033/34 | 195.75 | 27.75 | 27
2033/34 | 196.25 | 27.75 | 30
2033/34 | 196.75 | 27.75 | 28
2033/34 | 197.25 | 27.75 | 34
2033/34 | 197.75 | 27.75 | 21
2033/34 | 198.25 | 27.75 | 31
2033/34 | 198.75 | 27.75 | 22
2033/34 | 199.25 | 27.75 | 23
2033/34 | 199.75 | 27.75 | 23
2033/34 | 200.25 | 27.75 | 28
2033/34 | 200.75 | 27.75 | 37
2033/34 | 201.25 | 27.75 | 28
2033/34 | 201.75 | 27.75 | 25
2033/34 | 202.25 | 27.75 | 23
2033/34 | 202.75 | 27.75 | 25
2033/34 | 203.25 | 27.75 | 29
2033/34 | 203.75 | 27.75 | 27
2033/34 | 204.25 | 27.75 | 22
2033/34 | 204.75 | 27.75 | 29
2033/34 | 205.25 | 27.75 | 15
2033/34 | 205.75 | 27.75 | 29
2033/34 | 206.25 | 27.75 | 21
2033/34 | 206.75 | 27.75 | 26
2033/34 | 207.25 | 27.75 | 22
2033/34 | 207.75 | 27.75 | 27
2033/34 | 208.25 | 27.75 | 18
2033/34 | 208.75 | 27.75 | 18
2033/34 | 209.25 | 27.75 | 19
2033/34 | 209.75 | 27.75 | 27
2033/34 | 210.25 | 27.75 | 25
2033/34 | 210.75 | 27.75 | 24
2033/34 | 211.25 | 27.75 | 20
2033/34 | 211.75 | 27.75 | 15
2033/34 | 212.25 | 27.75 | 17
2033/34 | 212.75 | 27.75 | 20
2033/34 | 213.25 | 27.75 | 18
2033/34 | 213.75 | 27.75 | 12
2033/34 | 214.25 | 27.75 | 26
2033/34 | 214.75 | 27.75 | 20
2033/34 | 215.25 | 27.75 | 17
2033/34 | 215.75 | 27.75 | 12
2033/34 | 216.25 | 27.75 | 15
2033/34 | 216.75 | 27.75 | 13
2033/34 | 217.25 | 27.75 | 20
2033/34 | 217.75 | 27.75 | 23
2033/34 | 218.25 | 27.75 | 11
2033/34 | 218.75 | 27.75 | 16
2033/34 | 219.25 | 27.75 | 26
2033/34 | 219.75 | 27.75 | 13
2033/34 | 220.25 | 27.75 | 11
2033/34 | 220.75 | 27.75 | 9
2033/34 | 221.25 | 27.75 | 22
2033/34 | 221.75 | 27.75 | 21
2033/34 | 222.25 | 27.75 | 15
2033/34 | 222.75 | 27.75 | 21
2033/34 | 223.25 | 27.75 | 15
2033/34 | 223.75 | 27.75 | 20
2033/34 | 224.25 | 27.75 | 15
2033/34 | 224.75 | 27.75 | 14
2033/34 | 225.25 | 27.75 | 18
2033/34 | 225.75 | 27.75 | 27
2033/34 | 226.25 | 27.75 | 21
2033/34 | 226.75 | 27.75 | 14
2033/34 | 227.25 | 27.75 | 16
2033/34 | 227.75 | 27.75 | 18
2033/34 | 228.25 | 27.75 | 8
2033/34 | 228.75 | 27.75 | 13
2033/34 | 229.25 | 27.75 | 16
2033/34 | 229.75 | 27.75 | 16
2033/34 | 230.25 | 27.75 | 11
2033/34 | 230.75 | 27.75 | 15
2033/34 | 231.25 | 27.75 | 8
2033/34 | 231.75 | 27.75 | 15
2033/34 | 232.25 | 27.75 | 7
2033/34 | 232.75 | 27.75 | 16
2033/34 | 233.25 | 27.75 | 11
2033/34 | 233.75 | 27.75 | 10
2033/34 | 234.25 | 27.75 | 11
2033/34 | 234.75 | 27.75 | 8
2033/34 | 235.25 | 27.75 | 15
2033/34 | 235.75 | 27.75 | 14
2033/34 | 236.25 | 27.75 | 12
2033/34 | 236.75 | 27.75 | 12
2033/34 | 237.25 | 27.75 | 11
2033/34 | 237.75 | 27.75 | 8
2033/34 | 238.25 | 27.75 | 16
2033/34 | 238.75 | 27.75 | 9
2033/34 | 239.25 | 27.75 | 11
2033/34 | 239.75 | 27.75 | 10
2033/34 | 240.25 | 27.75 | 13
2033/34 | 240.75 | 27.75 | 14
2033/34 | 241.25 | 27.75 | 19
2033/34 | 241.75 | 27.75 | 7
2033/34 | 242.25 | 27.75 | 11
2033/34 | 242.75 | 27.75 | 12
2033/34 | 243.25 | 27.75 | 9
2033/34 | 243.75 | 27.75 | 9
2033/34 | 244.25 | 27.75 | 13
2033/34 | 244.75 | 27.75 | 10
2033/34 | 245.25 | 27.75 | 11
2033/34 | 245.75 | 27.75 | 9
2033/34 | 246.25 | 27.75 | 5
2033/34 | 246.75 | 27.75 | 6
2033/34 | 247.25 | 27.75 | 7
2033/34 | 247.75 | 27.75 | 13
2033/34 | 248.25 | 27.75 | 9
2033/34 | 248.75 | 27.75 | 11
2033/34 | 249.25 | 27.75 | 13
2033/34 | 249.75 | 27.75 | 6
2033/34 | 250.25 | 27.75 | 15
2033/34 | 250.75 | 27.75 | 13
2033/34 | 251.25 | 27.75 | 6
2033/34 | 251.75 | 27.75 | 7
2033/34 | 252.25 | 27.75 | 10
2033/34 | 252.75 | 27.75 | 6
2033/34 | 253.25 | 27.75 | 5
2033/34 | 253.75 | 27.75 | 10
2033/34 | 254.25 | 27.75 | 9
2033/34 | 254.75 | 27.75 | 11
2033/34 | 255.25 | 27.75 | 5
2033/34 | 255.75 | 27.75 | 7
2033/34 | 256.25 | 27.75 | 9
2033/34 | 256.75 | 27.75 | 14
2033/34 | 257.25 | 27.75 | 7
2033/34 | 257.75 | 27.75 | 3
2033/34 | 258.25 | 27.75 | 5
2033/34 | 258.75 | 27.75 | 8
2033/34 | 259.25 | 27.75 | 4
2033/34 | 259.75 | 27.75 | 8
2033/34 | 260.25 | 27.75 | 3
2033/34 | 260.75 | 27.75 | 7
2033/34 | 261.25 | 27.75 | 7
2033/34 | 261.75 | 27.75 | 4
2033/34 | 262.25 | 27.75 | 3
2033/34 | 262.75 | 27.75 | 7
2033/34 | 263.25 | 27.75 | 10
2033/34 | 263.75 | 27.75 | 5
2033/34 | 264.25 | 27.75 | 9
2033/34 | 264.75 | 27.75 | 5
2033/34 | 265.25 | 27.75 | 7
2033/34 | 265.75 | 27.75 | 4
2033/34 | 266.25 | 27.75 | 6
2033/34 | 266.75 | 27.75 | 5
2033/34 | 267.25 | 27.75 | 5
2033/34 | 267.75 | 27.75 | 9
2033/34 | 268.25 | 27.75 | 9
2033/34 | 268.75 | 27.75 | 7
2033/34 | 269.25 | 27.75 | 6
2033/34 | 269.75 | 27.75 | 4
2033/34 | 270.25 | 27.75 | 3
2033/34 | 270.75 | 27.75 | 10
2033/34 | 271.25 | 27.75 | 8
2033/34 | 271.75 | 27.75 | 4
2033/34 | 272.25 | 27.75 | 3
2033/34 | 272.75 | 27.75 | 4
2033/34 | 273.25 | 27.75 | 9
2033/34 | 273.75 | 27.75 | 8
2033/34 | 274.25 | 27.75 | 3
2033/34 | 274.75 | 27.75 | 8
2033/34 | 275.25 | 27.75 | 3
2033/34 | 275.75 | 27.75 | 8
2033/34 | 276.25 | 27.75 | 3
2033/34 | 276.75 | 27.75 | 8
2033/34 | 277.25 | 27.75 | 1
2033/34 | 277.75 | 27.75 | 7
2033/34 | 278.25 | 27.75 | 1
2033/34 | 278.75 | 27.75 | 6
2033/34 | 279.25 | 27.75 | 4
2033/34 | 279.75 | 27.75 | 2
2033/34 | 280.25 | 27.75 | 3
2033/34 | 280.75 | 27.75 | 6
2033/34 | 281.25 | 27.75 | 7
2033/34 | 281.75 | 27.75 | 4
2033/34 | 282.25 | 27.75 | 8
2033/34 | 282.75 | 27.75 | 4
2033/34 | 283.25 | 27.75 | 7
2033/34 | 283.75 | 27.75 | 3
2033/34 | 284.25 | 27.75 | 6
2033/34 | 284.75 | 27.75 | 5
2033/34 | 285.25 | 27.75 | 4
2033/34 | 285.75 | 27.75 | 7
2033/34 | 286.25 | 27.75 | 4
2033/34 | 286.75 | 27.75 | 5
2033/34 | 287.25 | 27.75 | 3
2033/34 | 287.75 | 27.75 | 10
2033/34 | 288.25 | 27.75 | 4
2033/34 | 288.75 | 27.75 | 3
2033/34 | 289.25 | 27.75 | 4
2033/34 | 289.75 | 27.75 | 8
2033/34 | 290.25 | 27.75 | 2
2033/34 | 290.75 | 27.75 | 2
2033/34 | 291.25 | 27.75 | 5
2033/34 | 291.75 | 27.75 | 3
2033/34 | 292.25 | 27.75 | 2
2033/34 | 292.75 | 27.75 | 3
2033/34 | 293.25 | 27.75 | 5
2033/34 | 293.75 | 27.75 | 1
2033/34 | 294.25 | 27.75 | 1
2033/34 | 294.75 | 27.75 | 5
2033/34 | 295.25 | 27.75 | 1
2033/34 | 295.75 | 27.75 | 3
2033/34 | 296.25 | 27.75 | 5
2033/34 | 296.75 | 27.75 | 4
2033/34 | 297.25 | 27.75 | 4
2033/34 | 297.75 | 27.75 | 5
2033/34 | 298.25 | 27.75 | 1
2033/34 | 298.75 | 27.75 | 6
2033/34 | 299.25 | 27.75 | 6
2033/34 | 299.75 | 27.75 | 4
2033/34 | 300.25 | 27.75 | 4
2033/34 | 300.75 | 27.75 | 1
2033/34 | 301.25 | 27.75 | 1
2033/34 | 302.25 | 27.75 | 4
2033/34 | 302.75 | 27.75 | 7
2033/34 | 303.25 | 27.75 | 5
2033/34 | 303.75 | 27.75 | 3
2033/34 | 304.25 | 27.75 | 5
2033/34 | 304.75 | 27.75 | 3
2033/34 | 305.25 | 27.75 | 5
2033/34 | 305.75 | 27.75 | 2
2033/34 | 306.75 | 27.75 | 3
2033/34 | 307.25 | 27.75 | 9
2033/34 | 307.75 | 27.75 | 1
2033/34 | 308.25 | 27.75 | 1
2033/34 | 309.25 | 27.75 | 1
2033/34 | 309.75 | 27.75 | 2
2033/34 | 310.25 | 27.75 | 2
2033/34 | 310.75 | 27.75 | 3
2033/34 | 311.25 | 27.75 | 4
2033/34 | 311.75 | 27.75 | 4
2033/34 | 313.25 | 27.75 | 2
2033/34 | 313.75 | 27.75 | 4
2033/34 | 314.25 | 27.75 | 2
2033/34 | 314.75 | 27.75 | 3
2033/34 | 315.25 | 27.75 | 2
2033/34 | 316.25 | 27.75 | 3
2033/34 | 316.75 | 27.75 | 4
2033/34 | 317.25 | 27.75 | 2
2033/34 | 317.75 | 27.75 | 3
2033/34 | 318.25 | 27.75 | 1
2033/34 | 319.75 | 27.75 | 4
2033/34 | 320.25 | 27.75 | 1
2033/34 | 320.75 | 27.75 | 2
2033/34 | 321.25 | 27.75 | 1
2033/34 | 321.75 | 27.75 | 1
2033/34 | 322.25 | 27.75 | 2
2033/34 | 322.75 | 27.75 | 1
2033/34 | 324.25 | 27.75 | 3
2033/34 | 324.75 | 27.75 | 1
2033/34 | 325.75 | 27.75 | 1
2033/34 | 326.25 | 27.75 | 3
2033/34 | 326.75 | 27.75 | 2
2033/34 | 327.25 | 27.75 | 2
2033/34 | 327.75 | 27.75 | 1
2033/34 | 328.25 | 27.75 | 1
2033/34 | 328.75 | 27.75 | 1
2033/34 | 329.75 | 27.75 | 1
2033/34 | 330.25 | 27.75 | 3
2033/34 | 330.75 | 27.75 | 2
2033/34 | 331.25 | 27.75 | 1
2033/34 | 333.25 | 27.75 | 3
2033/34 | 334.25 | 27.75 | 1
2033/34 | 335.25 | 27.75 | 1
2033/34 | 336.25 | 27.75 | 1
2033/34 | 336.75 | 27.75 | 2
2033/34 | 337.75 | 27.75 | 2
2033/34 | 339.75 | 27.75 | 1
2033/34 | 340.25 | 27.75 | 1
2033/34 | 342.75 | 27.75 | 1
2033/34 | 343.75 | 27.75 | 2
2033/34 | 349.75 | 27.75 | 1
2033/34 | 352.25 | 27.75 | 2
2033/34 | 357.75 | 27.75 | 1
2033/34 | 359.25 | 27.75 | 1
2033/34 | 363.25 | 27.75 | 1
2033/34 | 43.25 | 28.25 | 1
2033/34 | 43.75 | 28.25 | 2
2033/34 | 44.75 | 28.25 | 1
2033/34 | 45.75 | 28.25 | 1
2033/34 | 46.25 | 28.25 | 2
2033/34 | 46.75 | 28.25 | 3
2033/34 | 47.25 | 28.25 | 2
2033/34 | 47.75 | 28.25 | 1
2033/34 | 48.25 | 28.25 | 1
2033/34 | 49.75 | 28.25 | 1
2033/34 | 50.25 | 28.25 | 1
2033/34 | 50.75 | 28.25 | 1
2033/34 | 51.25 | 28.25 | 1
2033/34 | 52.25 | 28.25 | 2
2033/34 | 52.75 | 28.25 | 4
2033/34 | 53.25 | 28.25 | 2
2033/34 | 53.75 | 28.25 | 1
2033/34 | 54.25 | 28.25 | 5
2033/34 | 54.75 | 28.25 | 1
2033/34 | 55.25 | 28.25 | 4
2033/34 | 55.75 | 28.25 | 2
2033/34 | 56.25 | 28.25 | 4
2033/34 | 56.75 | 28.25 | 2
2033/34 | 57.75 | 28.25 | 1
2033/34 | 58.25 | 28.25 | 2
2033/34 | 59.25 | 28.25 | 3
2033/34 | 59.75 | 28.25 | 2
2033/34 | 60.25 | 28.25 | 3
2033/34 | 60.75 | 28.25 | 2
2033/34 | 61.25 | 28.25 | 4
2033/34 | 61.75 | 28.25 | 3
2033/34 | 62.25 | 28.25 | 3
2033/34 | 62.75 | 28.25 | 3
2033/34 | 63.25 | 28.25 | 5
2033/34 | 63.75 | 28.25 | 3
2033/34 | 64.25 | 28.25 | 3
2033/34 | 64.75 | 28.25 | 2
2033/34 | 65.25 | 28.25 | 6
2033/34 | 66.25 | 28.25 | 2
2033/34 | 66.75 | 28.25 | 5
2033/34 | 67.25 | 28.25 | 5
2033/34 | 67.75 | 28.25 | 6
2033/34 | 68.25 | 28.25 | 3
2033/34 | 68.75 | 28.25 | 6
2033/34 | 69.25 | 28.25 | 5
2033/34 | 69.75 | 28.25 | 6
2033/34 | 70.25 | 28.25 | 7
2033/34 | 70.75 | 28.25 | 3
2033/34 | 71.25 | 28.25 | 4
2033/34 | 71.75 | 28.25 | 5
2033/34 | 72.25 | 28.25 | 4
2033/34 | 72.75 | 28.25 | 4
2033/34 | 73.25 | 28.25 | 8
2033/34 | 73.75 | 28.25 | 8
2033/34 | 74.25 | 28.25 | 4
2033/34 | 74.75 | 28.25 | 8
2033/34 | 75.25 | 28.25 | 12
2033/34 | 75.75 | 28.25 | 13
2033/34 | 76.25 | 28.25 | 9
2033/34 | 76.75 | 28.25 | 5
2033/34 | 77.25 | 28.25 | 6
2033/34 | 77.75 | 28.25 | 8
2033/34 | 78.25 | 28.25 | 14
2033/34 | 78.75 | 28.25 | 14
2033/34 | 79.25 | 28.25 | 15
2033/34 | 79.75 | 28.25 | 17
2033/34 | 80.25 | 28.25 | 9
2033/34 | 80.75 | 28.25 | 13
2033/34 | 81.25 | 28.25 | 13
2033/34 | 81.75 | 28.25 | 15
2033/34 | 82.25 | 28.25 | 8
2033/34 | 82.75 | 28.25 | 8
2033/34 | 83.25 | 28.25 | 16
2033/34 | 83.75 | 28.25 | 14
2033/34 | 84.25 | 28.25 | 11
2033/34 | 84.75 | 28.25 | 17
2033/34 | 85.25 | 28.25 | 13
2033/34 | 85.75 | 28.25 | 10
2033/34 | 86.25 | 28.25 | 16
2033/34 | 86.75 | 28.25 | 13
2033/34 | 87.25 | 28.25 | 19
2033/34 | 87.75 | 28.25 | 19
2033/34 | 88.25 | 28.25 | 17
2033/34 | 88.75 | 28.25 | 9
2033/34 | 89.25 | 28.25 | 13
2033/34 | 89.75 | 28.25 | 15
2033/34 | 90.25 | 28.25 | 16
2033/34 | 90.75 | 28.25 | 26
2033/34 | 91.25 | 28.25 | 11
2033/34 | 91.75 | 28.25 | 23
2033/34 | 92.25 | 28.25 | 16
2033/34 | 92.75 | 28.25 | 24
2033/34 | 93.25 | 28.25 | 25
2033/34 | 93.75 | 28.25 | 27
2033/34 | 94.25 | 28.25 | 28
2033/34 | 94.75 | 28.25 | 26
2033/34 | 95.25 | 28.25 | 28
2033/34 | 95.75 | 28.25 | 15
2033/34 | 96.25 | 28.25 | 23
2033/34 | 96.75 | 28.25 | 17
2033/34 | 97.25 | 28.25 | 14
2033/34 | 97.75 | 28.25 | 22
2033/34 | 98.25 | 28.25 | 20
2033/34 | 98.75 | 28.25 | 24
2033/34 | 99.25 | 28.25 | 20
2033/34 | 99.75 | 28.25 | 21
2033/34 | 100.25 | 28.25 | 21
2033/34 | 100.75 | 28.25 | 23
2033/34 | 101.25 | 28.25 | 22
2033/34 | 101.75 | 28.25 | 32
2033/34 | 102.25 | 28.25 | 27
2033/34 | 102.75 | 28.25 | 38
2033/34 | 103.25 | 28.25 | 27
2033/34 | 103.75 | 28.25 | 31
2033/34 | 104.25 | 28.25 | 38
2033/34 | 104.75 | 28.25 | 29
2033/34 | 105.25 | 28.25 | 25
2033/34 | 105.75 | 28.25 | 28
2033/34 | 106.25 | 28.25 | 30
2033/34 | 106.75 | 28.25 | 26
2033/34 | 107.25 | 28.25 | 25
2033/34 | 107.75 | 28.25 | 27
2033/34 | 108.25 | 28.25 | 37
2033/34 | 108.75 | 28.25 | 29
2033/34 | 109.25 | 28.25 | 24
2033/34 | 109.75 | 28.25 | 35
2033/34 | 110.25 | 28.25 | 36
2033/34 | 110.75 | 28.25 | 27
2033/34 | 111.25 | 28.25 | 39
2033/34 | 111.75 | 28.25 | 28
2033/34 | 112.25 | 28.25 | 25
2033/34 | 112.75 | 28.25 | 30
2033/34 | 113.25 | 28.25 | 32
2033/34 | 113.75 | 28.25 | 42
2033/34 | 114.25 | 28.25 | 31
2033/34 | 114.75 | 28.25 | 38
2033/34 | 115.25 | 28.25 | 38
2033/34 | 115.75 | 28.25 | 41
2033/34 | 116.25 | 28.25 | 35
2033/34 | 116.75 | 28.25 | 53
2033/34 | 117.25 | 28.25 | 45
2033/34 | 117.75 | 28.25 | 42
2033/34 | 118.25 | 28.25 | 46
2033/34 | 118.75 | 28.25 | 43
2033/34 | 119.25 | 28.25 | 45
2033/34 | 119.75 | 28.25 | 44
2033/34 | 120.25 | 28.25 | 40
2033/34 | 120.75 | 28.25 | 39
2033/34 | 121.25 | 28.25 | 30
2033/34 | 121.75 | 28.25 | 36
2033/34 | 122.25 | 28.25 | 41
2033/34 | 122.75 | 28.25 | 51
2033/34 | 123.25 | 28.25 | 41
2033/34 | 123.75 | 28.25 | 55
2033/34 | 124.25 | 28.25 | 47
2033/34 | 124.75 | 28.25 | 44
2033/34 | 125.25 | 28.25 | 50
2033/34 | 125.75 | 28.25 | 45
2033/34 | 126.25 | 28.25 | 43
2033/34 | 126.75 | 28.25 | 41
2033/34 | 127.25 | 28.25 | 38
2033/34 | 127.75 | 28.25 | 39
2033/34 | 128.25 | 28.25 | 37
2033/34 | 128.75 | 28.25 | 42
2033/34 | 129.25 | 28.25 | 43
2033/34 | 129.75 | 28.25 | 41
2033/34 | 130.25 | 28.25 | 39
2033/34 | 130.75 | 28.25 | 41
2033/34 | 131.25 | 28.25 | 44
2033/34 | 131.75 | 28.25 | 42
2033/34 | 132.25 | 28.25 | 54
2033/34 | 132.75 | 28.25 | 50
2033/34 | 133.25 | 28.25 | 51
2033/34 | 133.75 | 28.25 | 30
2033/34 | 134.25 | 28.25 | 43
2033/34 | 134.75 | 28.25 | 44
2033/34 | 135.25 | 28.25 | 41
2033/34 | 135.75 | 28.25 | 44
2033/34 | 136.25 | 28.25 | 59
2033/34 | 136.75 | 28.25 | 56
2033/34 | 137.25 | 28.25 | 51
2033/34 | 137.75 | 28.25 | 39
2033/34 | 138.25 | 28.25 | 54
2033/34 | 138.75 | 28.25 | 48
2033/34 | 139.25 | 28.25 | 47
2033/34 | 139.75 | 28.25 | 54
2033/34 | 140.25 | 28.25 | 54
2033/34 | 140.75 | 28.25 | 51
2033/34 | 141.25 | 28.25 | 41
2033/34 | 141.75 | 28.25 | 59
2033/34 | 142.25 | 28.25 | 43
2033/34 | 142.75 | 28.25 | 44
2033/34 | 143.25 | 28.25 | 52
2033/34 | 143.75 | 28.25 | 45
2033/34 | 144.25 | 28.25 | 52
2033/34 | 144.75 | 28.25 | 47
2033/34 | 145.25 | 28.25 | 45
2033/34 | 145.75 | 28.25 | 56
2033/34 | 146.25 | 28.25 | 53
2033/34 | 146.75 | 28.25 | 40
2033/34 | 147.25 | 28.25 | 60
2033/34 | 147.75 | 28.25 | 50
2033/34 | 148.25 | 28.25 | 56
2033/34 | 148.75 | 28.25 | 40
2033/34 | 149.25 | 28.25 | 51
2033/34 | 149.75 | 28.25 | 44
2033/34 | 150.25 | 28.25 | 47
2033/34 | 150.75 | 28.25 | 39
2033/34 | 151.25 | 28.25 | 57
2033/34 | 151.75 | 28.25 | 43
2033/34 | 152.25 | 28.25 | 45
2033/34 | 152.75 | 28.25 | 52
2033/34 | 153.25 | 28.25 | 50
2033/34 | 153.75 | 28.25 | 60
2033/34 | 154.25 | 28.25 | 55
2033/34 | 154.75 | 28.25 | 48
2033/34 | 155.25 | 28.25 | 48
2033/34 | 155.75 | 28.25 | 40
2033/34 | 156.25 | 28.25 | 38
2033/34 | 156.75 | 28.25 | 42
2033/34 | 157.25 | 28.25 | 52
2033/34 | 157.75 | 28.25 | 43
2033/34 | 158.25 | 28.25 | 48
2033/34 | 158.75 | 28.25 | 45
2033/34 | 159.25 | 28.25 | 45
2033/34 | 159.75 | 28.25 | 46
2033/34 | 160.25 | 28.25 | 34
2033/34 | 160.75 | 28.25 | 51
2033/34 | 161.25 | 28.25 | 37
2033/34 | 161.75 | 28.25 | 37
2033/34 | 162.25 | 28.25 | 39
2033/34 | 162.75 | 28.25 | 49
2033/34 | 163.25 | 28.25 | 35
2033/34 | 163.75 | 28.25 | 50
2033/34 | 164.25 | 28.25 | 54
2033/34 | 164.75 | 28.25 | 41
2033/34 | 165.25 | 28.25 | 44
2033/34 | 165.75 | 28.25 | 38
2033/34 | 166.25 | 28.25 | 42
2033/34 | 166.75 | 28.25 | 62
2033/34 | 167.25 | 28.25 | 37
2033/34 | 167.75 | 28.25 | 51
2033/34 | 168.25 | 28.25 | 31
2033/34 | 168.75 | 28.25 | 36
2033/34 | 169.25 | 28.25 | 31
2033/34 | 169.75 | 28.25 | 48
2033/34 | 170.25 | 28.25 | 38
2033/34 | 170.75 | 28.25 | 39
2033/34 | 171.25 | 28.25 | 39
2033/34 | 171.75 | 28.25 | 31
2033/34 | 172.25 | 28.25 | 35
2033/34 | 172.75 | 28.25 | 32
2033/34 | 173.25 | 28.25 | 40
2033/34 | 173.75 | 28.25 | 40
2033/34 | 174.25 | 28.25 | 46
2033/34 | 174.75 | 28.25 | 45
2033/34 | 175.25 | 28.25 | 37
2033/34 | 175.75 | 28.25 | 36
2033/34 | 176.25 | 28.25 | 42
2033/34 | 176.75 | 28.25 | 30
2033/34 | 177.25 | 28.25 | 38
2033/34 | 177.75 | 28.25 | 23
2033/34 | 178.25 | 28.25 | 34
2033/34 | 178.75 | 28.25 | 23
2033/34 | 179.25 | 28.25 | 44
2033/34 | 179.75 | 28.25 | 30
2033/34 | 180.25 | 28.25 | 25
2033/34 | 180.75 | 28.25 | 28
2033/34 | 181.25 | 28.25 | 24
2033/34 | 181.75 | 28.25 | 32
2033/34 | 182.25 | 28.25 | 26
2033/34 | 182.75 | 28.25 | 41
2033/34 | 183.25 | 28.25 | 39
2033/34 | 183.75 | 28.25 | 43
2033/34 | 184.25 | 28.25 | 41
2033/34 | 184.75 | 28.25 | 25
2033/34 | 185.25 | 28.25 | 33
2033/34 | 185.75 | 28.25 | 32
2033/34 | 186.25 | 28.25 | 31
2033/34 | 186.75 | 28.25 | 38
2033/34 | 187.25 | 28.25 | 35
2033/34 | 187.75 | 28.25 | 29
2033/34 | 188.25 | 28.25 | 34
2033/34 | 188.75 | 28.25 | 34
2033/34 | 189.25 | 28.25 | 24
2033/34 | 189.75 | 28.25 | 22
2033/34 | 190.25 | 28.25 | 23
2033/34 | 190.75 | 28.25 | 30
2033/34 | 191.25 | 28.25 | 30
2033/34 | 191.75 | 28.25 | 25
2033/34 | 192.25 | 28.25 | 32
2033/34 | 192.75 | 28.25 | 26
2033/34 | 193.25 | 28.25 | 35
2033/34 | 193.75 | 28.25 | 29
2033/34 | 194.25 | 28.25 | 24
2033/34 | 194.75 | 28.25 | 31
2033/34 | 195.25 | 28.25 | 30
2033/34 | 195.75 | 28.25 | 47
2033/34 | 196.25 | 28.25 | 28
2033/34 | 196.75 | 28.25 | 30
2033/34 | 197.25 | 28.25 | 15
2033/34 | 197.75 | 28.25 | 32
2033/34 | 198.25 | 28.25 | 25
2033/34 | 198.75 | 28.25 | 27
2033/34 | 199.25 | 28.25 | 26
2033/34 | 199.75 | 28.25 | 19
2033/34 | 200.25 | 28.25 | 37
2033/34 | 200.75 | 28.25 | 24
2033/34 | 201.25 | 28.25 | 32
2033/34 | 201.75 | 28.25 | 22
2033/34 | 202.25 | 28.25 | 28
2033/34 | 202.75 | 28.25 | 20
2033/34 | 203.25 | 28.25 | 34
2033/34 | 203.75 | 28.25 | 16
2033/34 | 204.25 | 28.25 | 23
2033/34 | 204.75 | 28.25 | 32
2033/34 | 205.25 | 28.25 | 23
2033/34 | 205.75 | 28.25 | 19
2033/34 | 206.25 | 28.25 | 16
2033/34 | 206.75 | 28.25 | 25
2033/34 | 207.25 | 28.25 | 24
2033/34 | 207.75 | 28.25 | 26
2033/34 | 208.25 | 28.25 | 20
2033/34 | 208.75 | 28.25 | 31
2033/34 | 209.25 | 28.25 | 22
2033/34 | 209.75 | 28.25 | 26
2033/34 | 210.25 | 28.25 | 20
2033/34 | 210.75 | 28.25 | 23
2033/34 | 211.25 | 28.25 | 18
2033/34 | 211.75 | 28.25 | 16
2033/34 | 212.25 | 28.25 | 23
2033/34 | 212.75 | 28.25 | 23
2033/34 | 213.25 | 28.25 | 19
2033/34 | 213.75 | 28.25 | 27
2033/34 | 214.25 | 28.25 | 24
2033/34 | 214.75 | 28.25 | 19
2033/34 | 215.25 | 28.25 | 22
2033/34 | 215.75 | 28.25 | 12
2033/34 | 216.25 | 28.25 | 18
2033/34 | 216.75 | 28.25 | 18
2033/34 | 217.25 | 28.25 | 19
2033/34 | 217.75 | 28.25 | 25
2033/34 | 218.25 | 28.25 | 17
2033/34 | 218.75 | 28.25 | 24
2033/34 | 219.25 | 28.25 | 21
2033/34 | 219.75 | 28.25 | 23
2033/34 | 220.25 | 28.25 | 14
2033/34 | 220.75 | 28.25 | 18
2033/34 | 221.25 | 28.25 | 13
2033/34 | 221.75 | 28.25 | 18
2033/34 | 222.25 | 28.25 | 19
2033/34 | 222.75 | 28.25 | 7
2033/34 | 223.25 | 28.25 | 17
2033/34 | 223.75 | 28.25 | 12
2033/34 | 224.25 | 28.25 | 9
2033/34 | 224.75 | 28.25 | 21
2033/34 | 225.25 | 28.25 | 10
2033/34 | 225.75 | 28.25 | 9
2033/34 | 226.25 | 28.25 | 10
2033/34 | 226.75 | 28.25 | 22
2033/34 | 227.25 | 28.25 | 9
2033/34 | 227.75 | 28.25 | 26
2033/34 | 228.25 | 28.25 | 6
2033/34 | 228.75 | 28.25 | 18
2033/34 | 229.25 | 28.25 | 6
2033/34 | 229.75 | 28.25 | 11
2033/34 | 230.25 | 28.25 | 14
2033/34 | 230.75 | 28.25 | 12
2033/34 | 231.25 | 28.25 | 14
2033/34 | 231.75 | 28.25 | 11
2033/34 | 232.25 | 28.25 | 12
2033/34 | 232.75 | 28.25 | 12
2033/34 | 233.25 | 28.25 | 14
2033/34 | 233.75 | 28.25 | 13
2033/34 | 234.25 | 28.25 | 11
2033/34 | 234.75 | 28.25 | 14
2033/34 | 235.25 | 28.25 | 15
2033/34 | 235.75 | 28.25 | 9
2033/34 | 236.25 | 28.25 | 12
2033/34 | 236.75 | 28.25 | 5
2033/34 | 237.25 | 28.25 | 13
2033/34 | 237.75 | 28.25 | 17
2033/34 | 238.25 | 28.25 | 8
2033/34 | 238.75 | 28.25 | 9
2033/34 | 239.25 | 28.25 | 9
2033/34 | 239.75 | 28.25 | 9
2033/34 | 240.25 | 28.25 | 7
2033/34 | 240.75 | 28.25 | 4
2033/34 | 241.25 | 28.25 | 12
2033/34 | 241.75 | 28.25 | 15
2033/34 | 242.25 | 28.25 | 14
2033/34 | 242.75 | 28.25 | 7
2033/34 | 243.25 | 28.25 | 8
2033/34 | 243.75 | 28.25 | 13
2033/34 | 244.25 | 28.25 | 12
2033/34 | 244.75 | 28.25 | 16
2033/34 | 245.25 | 28.25 | 9
2033/34 | 245.75 | 28.25 | 15
2033/34 | 246.25 | 28.25 | 12
2033/34 | 246.75 | 28.25 | 8
2033/34 | 247.25 | 28.25 | 12
2033/34 | 247.75 | 28.25 | 8
2033/34 | 248.25 | 28.25 | 8
2033/34 | 248.75 | 28.25 | 9
2033/34 | 249.25 | 28.25 | 8
2033/34 | 249.75 | 28.25 | 11
2033/34 | 250.25 | 28.25 | 8
2033/34 | 250.75 | 28.25 | 7
2033/34 | 251.25 | 28.25 | 13
2033/34 | 251.75 | 28.25 | 5
2033/34 | 252.25 | 28.25 | 5
2033/34 | 252.75 | 28.25 | 7
2033/34 | 253.25 | 28.25 | 2
2033/34 | 253.75 | 28.25 | 8
2033/34 | 254.25 | 28.25 | 9
2033/34 | 254.75 | 28.25 | 12
2033/34 | 255.25 | 28.25 | 5
2033/34 | 255.75 | 28.25 | 9
2033/34 | 256.25 | 28.25 | 4
2033/34 | 256.75 | 28.25 | 9
2033/34 | 257.25 | 28.25 | 5
2033/34 | 257.75 | 28.25 | 4
2033/34 | 258.25 | 28.25 | 7
2033/34 | 258.75 | 28.25 | 9
2033/34 | 259.25 | 28.25 | 6
2033/34 | 259.75 | 28.25 | 4
2033/34 | 260.25 | 28.25 | 7
2033/34 | 260.75 | 28.25 | 1
2033/34 | 261.25 | 28.25 | 7
2033/34 | 261.75 | 28.25 | 7
2033/34 | 262.25 | 28.25 | 8
2033/34 | 262.75 | 28.25 | 4
2033/34 | 263.25 | 28.25 | 6
2033/34 | 263.75 | 28.25 | 11
2033/34 | 264.25 | 28.25 | 8
2033/34 | 264.75 | 28.25 | 7
2033/34 | 265.25 | 28.25 | 3
2033/34 | 265.75 | 28.25 | 7
2033/34 | 266.25 | 28.25 | 3
2033/34 | 266.75 | 28.25 | 9
2033/34 | 267.25 | 28.25 | 9
2033/34 | 267.75 | 28.25 | 6
2033/34 | 268.25 | 28.25 | 5
2033/34 | 268.75 | 28.25 | 4
2033/34 | 269.25 | 28.25 | 9
2033/34 | 269.75 | 28.25 | 7
2033/34 | 270.25 | 28.25 | 6
2033/34 | 270.75 | 28.25 | 6
2033/34 | 271.25 | 28.25 | 4
2033/34 | 271.75 | 28.25 | 13
2033/34 | 272.25 | 28.25 | 5
2033/34 | 272.75 | 28.25 | 5
2033/34 | 273.25 | 28.25 | 7
2033/34 | 273.75 | 28.25 | 5
2033/34 | 274.25 | 28.25 | 7
2033/34 | 274.75 | 28.25 | 6
2033/34 | 275.25 | 28.25 | 7
2033/34 | 275.75 | 28.25 | 3
2033/34 | 276.25 | 28.25 | 4
2033/34 | 276.75 | 28.25 | 7
2033/34 | 277.25 | 28.25 | 2
2033/34 | 277.75 | 28.25 | 7
2033/34 | 278.25 | 28.25 | 4
2033/34 | 278.75 | 28.25 | 6
2033/34 | 279.25 | 28.25 | 5
2033/34 | 279.75 | 28.25 | 4
2033/34 | 280.25 | 28.25 | 10
2033/34 | 280.75 | 28.25 | 4
2033/34 | 281.25 | 28.25 | 6
2033/34 | 281.75 | 28.25 | 5
2033/34 | 282.25 | 28.25 | 4
2033/34 | 282.75 | 28.25 | 8
2033/34 | 283.25 | 28.25 | 2
2033/34 | 283.75 | 28.25 | 4
2033/34 | 284.25 | 28.25 | 3
2033/34 | 284.75 | 28.25 | 3
2033/34 | 285.25 | 28.25 | 4
2033/34 | 285.75 | 28.25 | 6
2033/34 | 286.25 | 28.25 | 6
2033/34 | 286.75 | 28.25 | 7
2033/34 | 287.25 | 28.25 | 6
2033/34 | 287.75 | 28.25 | 3
2033/34 | 288.25 | 28.25 | 4
2033/34 | 288.75 | 28.25 | 2
2033/34 | 289.25 | 28.25 | 10
2033/34 | 289.75 | 28.25 | 2
2033/34 | 290.25 | 28.25 | 4
2033/34 | 290.75 | 28.25 | 3
2033/34 | 291.25 | 28.25 | 3
2033/34 | 291.75 | 28.25 | 1
2033/34 | 292.25 | 28.25 | 5
2033/34 | 292.75 | 28.25 | 5
2033/34 | 293.25 | 28.25 | 1
2033/34 | 293.75 | 28.25 | 4
2033/34 | 294.25 | 28.25 | 7
2033/34 | 294.75 | 28.25 | 3
2033/34 | 295.25 | 28.25 | 6
2033/34 | 295.75 | 28.25 | 4
2033/34 | 296.25 | 28.25 | 4
2033/34 | 296.75 | 28.25 | 2
2033/34 | 297.25 | 28.25 | 5
2033/34 | 297.75 | 28.25 | 6
2033/34 | 298.25 | 28.25 | 2
2033/34 | 298.75 | 28.25 | 3
2033/34 | 299.25 | 28.25 | 2
2033/34 | 299.75 | 28.25 | 4
2033/34 | 300.25 | 28.25 | 6
2033/34 | 300.75 | 28.25 | 4
2033/34 | 301.25 | 28.25 | 5
2033/34 | 301.75 | 28.25 | 6
2033/34 | 302.25 | 28.25 | 3
2033/34 | 302.75 | 28.25 | 3
2033/34 | 303.75 | 28.25 | 2
2033/34 | 304.25 | 28.25 | 3
2033/34 | 304.75 | 28.25 | 3
2033/34 | 305.25 | 28.25 | 3
2033/34 | 305.75 | 28.25 | 4
2033/34 | 306.25 | 28.25 | 6
2033/34 | 306.75 | 28.25 | 1
2033/34 | 307.25 | 28.25 | 4
2033/34 | 307.75 | 28.25 | 1
2033/34 | 308.25 | 28.25 | 4
2033/34 | 308.75 | 28.25 | 2
2033/34 | 309.25 | 28.25 | 3
2033/34 | 309.75 | 28.25 | 1
2033/34 | 310.25 | 28.25 | 2
2033/34 | 311.25 | 28.25 | 1
2033/34 | 311.75 | 28.25 | 1
2033/34 | 312.75 | 28.25 | 2
2033/34 | 313.25 | 28.25 | 3
2033/34 | 313.75 | 28.25 | 3
2033/34 | 314.25 | 28.25 | 4
2033/34 | 315.75 | 28.25 | 2
2033/34 | 316.25 | 28.25 | 4
2033/34 | 316.75 | 28.25 | 2
2033/34 | 317.25 | 28.25 | 2
2033/34 | 318.25 | 28.25 | 2
2033/34 | 318.75 | 28.25 | 1
2033/34 | 319.25 | 28.25 | 1
2033/34 | 319.75 | 28.25 | 1
2033/34 | 320.25 | 28.25 | 3
2033/34 | 321.25 | 28.25 | 1
2033/34 | 321.75 | 28.25 | 2
2033/34 | 322.25 | 28.25 | 1
2033/34 | 322.75 | 28.25 | 3
2033/34 | 323.75 | 28.25 | 1
2033/34 | 325.25 | 28.25 | 1
2033/34 | 326.25 | 28.25 | 2
2033/34 | 326.75 | 28.25 | 2
2033/34 | 327.75 | 28.25 | 3
2033/34 | 328.25 | 28.25 | 1
2033/34 | 329.25 | 28.25 | 1
2033/34 | 329.75 | 28.25 | 3
2033/34 | 330.25 | 28.25 | 2
2033/34 | 331.75 | 28.25 | 1
2033/34 | 332.25 | 28.25 | 2
2033/34 | 333.25 | 28.25 | 1
2033/34 | 333.75 | 28.25 | 2
2033/34 | 334.25 | 28.25 | 3
2033/34 | 334.75 | 28.25 | 1
2033/34 | 335.75 | 28.25 | 1
2033/34 | 336.25 | 28.25 | 1
2033/34 | 336.75 | 28.25 | 1
2033/34 | 338.25 | 28.25 | 1
2033/34 | 343.25 | 28.25 | 1
2033/34 | 343.75 | 28.25 | 1
2033/34 | 344.25 | 28.25 | 3
2033/34 | 347.25 | 28.25 | 1
2033/34 | 348.25 | 28.25 | 1
2033/34 | 348.75 | 28.25 | 1
2033/34 | 354.75 | 28.25 | 1
2033/34 | 355.75 | 28.25 | 2
2033/34 | 360.75 | 28.25 | 1
2033/34 | 40.25 | 28.75 | 2
2033/34 | 41.75 | 28.75 | 1
2033/34 | 42.25 | 28.75 | 1
2033/34 | 43.75 | 28.75 | 1
2033/34 | 44.25 | 28.75 | 1
2033/34 | 44.75 | 28.75 | 1
2033/34 | 45.25 | 28.75 | 2
2033/34 | 45.75 | 28.75 | 1
2033/34 | 46.75 | 28.75 | 1
2033/34 | 47.25 | 28.75 | 1
2033/34 | 48.75 | 28.75 | 2
2033/34 | 49.25 | 28.75 | 2
2033/34 | 49.75 | 28.75 | 1
2033/34 | 50.25 | 28.75 | 1
2033/34 | 52.25 | 28.75 | 1
2033/34 | 53.25 | 28.75 | 2
2033/34 | 53.75 | 28.75 | 2
2033/34 | 54.25 | 28.75 | 1
2033/34 | 54.75 | 28.75 | 1
2033/34 | 55.25 | 28.75 | 1
2033/34 | 55.75 | 28.75 | 2
2033/34 | 56.25 | 28.75 | 2
2033/34 | 56.75 | 28.75 | 2
2033/34 | 57.25 | 28.75 | 3
2033/34 | 57.75 | 28.75 | 1
2033/34 | 58.25 | 28.75 | 1
2033/34 | 58.75 | 28.75 | 1
2033/34 | 59.25 | 28.75 | 1
2033/34 | 59.75 | 28.75 | 2
2033/34 | 60.75 | 28.75 | 1
2033/34 | 61.25 | 28.75 | 4
2033/34 | 61.75 | 28.75 | 3
2033/34 | 62.25 | 28.75 | 4
2033/34 | 62.75 | 28.75 | 1
2033/34 | 63.75 | 28.75 | 6
2033/34 | 64.25 | 28.75 | 4
2033/34 | 64.75 | 28.75 | 3
2033/34 | 65.25 | 28.75 | 4
2033/34 | 65.75 | 28.75 | 5
2033/34 | 66.25 | 28.75 | 6
2033/34 | 66.75 | 28.75 | 2
2033/34 | 67.25 | 28.75 | 4
2033/34 | 67.75 | 28.75 | 6
2033/34 | 68.25 | 28.75 | 6
2033/34 | 68.75 | 28.75 | 8
2033/34 | 69.25 | 28.75 | 5
2033/34 | 69.75 | 28.75 | 5
2033/34 | 70.25 | 28.75 | 4
2033/34 | 70.75 | 28.75 | 5
2033/34 | 71.25 | 28.75 | 2
2033/34 | 71.75 | 28.75 | 8
2033/34 | 72.25 | 28.75 | 6
2033/34 | 72.75 | 28.75 | 6
2033/34 | 73.25 | 28.75 | 5
2033/34 | 73.75 | 28.75 | 7
2033/34 | 74.25 | 28.75 | 4
2033/34 | 74.75 | 28.75 | 5
2033/34 | 75.25 | 28.75 | 11
2033/34 | 75.75 | 28.75 | 5
2033/34 | 76.25 | 28.75 | 4
2033/34 | 76.75 | 28.75 | 7
2033/34 | 77.25 | 28.75 | 5
2033/34 | 77.75 | 28.75 | 8
2033/34 | 78.25 | 28.75 | 8
2033/34 | 78.75 | 28.75 | 14
2033/34 | 79.25 | 28.75 | 5
2033/34 | 79.75 | 28.75 | 11
2033/34 | 80.25 | 28.75 | 9
2033/34 | 80.75 | 28.75 | 7
2033/34 | 81.25 | 28.75 | 8
2033/34 | 81.75 | 28.75 | 11
2033/34 | 82.25 | 28.75 | 15
2033/34 | 82.75 | 28.75 | 11
2033/34 | 83.25 | 28.75 | 7
2033/34 | 83.75 | 28.75 | 16
2033/34 | 84.25 | 28.75 | 13
2033/34 | 84.75 | 28.75 | 14
2033/34 | 85.25 | 28.75 | 15
2033/34 | 85.75 | 28.75 | 8
2033/34 | 86.25 | 28.75 | 13
2033/34 | 86.75 | 28.75 | 13
2033/34 | 87.25 | 28.75 | 16
2033/34 | 87.75 | 28.75 | 15
2033/34 | 88.25 | 28.75 | 10
2033/34 | 88.75 | 28.75 | 14
2033/34 | 89.25 | 28.75 | 13
2033/34 | 89.75 | 28.75 | 15
2033/34 | 90.25 | 28.75 | 20
2033/34 | 90.75 | 28.75 | 15
2033/34 | 91.25 | 28.75 | 16
2033/34 | 91.75 | 28.75 | 18
2033/34 | 92.25 | 28.75 | 25
2033/34 | 92.75 | 28.75 | 17
2033/34 | 93.25 | 28.75 | 17
2033/34 | 93.75 | 28.75 | 21
2033/34 | 94.25 | 28.75 | 16
2033/34 | 94.75 | 28.75 | 18
2033/34 | 95.25 | 28.75 | 19
2033/34 | 95.75 | 28.75 | 17
2033/34 | 96.25 | 28.75 | 24
2033/34 | 96.75 | 28.75 | 21
2033/34 | 97.25 | 28.75 | 18
2033/34 | 97.75 | 28.75 | 19
2033/34 | 98.25 | 28.75 | 23
2033/34 | 98.75 | 28.75 | 17
2033/34 | 99.25 | 28.75 | 27
2033/34 | 99.75 | 28.75 | 17
2033/34 | 100.25 | 28.75 | 14
2033/34 | 100.75 | 28.75 | 22
2033/34 | 101.25 | 28.75 | 28
2033/34 | 101.75 | 28.75 | 21
2033/34 | 102.25 | 28.75 | 21
2033/34 | 102.75 | 28.75 | 22
2033/34 | 103.25 | 28.75 | 24
2033/34 | 103.75 | 28.75 | 32
2033/34 | 104.25 | 28.75 | 23
2033/34 | 104.75 | 28.75 | 28
2033/34 | 105.25 | 28.75 | 25
2033/34 | 105.75 | 28.75 | 31
2033/34 | 106.25 | 28.75 | 29
2033/34 | 106.75 | 28.75 | 25
2033/34 | 107.25 | 28.75 | 27
2033/34 | 107.75 | 28.75 | 32
2033/34 | 108.25 | 28.75 | 27
2033/34 | 108.75 | 28.75 | 38
2033/34 | 109.25 | 28.75 | 32
2033/34 | 109.75 | 28.75 | 25
2033/34 | 110.25 | 28.75 | 34
2033/34 | 110.75 | 28.75 | 19
2033/34 | 111.25 | 28.75 | 37
2033/34 | 111.75 | 28.75 | 35
2033/34 | 112.25 | 28.75 | 29
2033/34 | 112.75 | 28.75 | 33
2033/34 | 113.25 | 28.75 | 23
2033/34 | 113.75 | 28.75 | 36
2033/34 | 114.25 | 28.75 | 33
2033/34 | 114.75 | 28.75 | 27
2033/34 | 115.25 | 28.75 | 30
2033/34 | 115.75 | 28.75 | 43
2033/34 | 116.25 | 28.75 | 41
2033/34 | 116.75 | 28.75 | 41
2033/34 | 117.25 | 28.75 | 34
2033/34 | 117.75 | 28.75 | 35
2033/34 | 118.25 | 28.75 | 44
2033/34 | 118.75 | 28.75 | 40
2033/34 | 119.25 | 28.75 | 35
2033/34 | 119.75 | 28.75 | 41
2033/34 | 120.25 | 28.75 | 47
2033/34 | 120.75 | 28.75 | 40
2033/34 | 121.25 | 28.75 | 46
2033/34 | 121.75 | 28.75 | 34
2033/34 | 122.25 | 28.75 | 50
2033/34 | 122.75 | 28.75 | 42
2033/34 | 123.25 | 28.75 | 43
2033/34 | 123.75 | 28.75 | 36
2033/34 | 124.25 | 28.75 | 32
2033/34 | 124.75 | 28.75 | 54
2033/34 | 125.25 | 28.75 | 46
2033/34 | 125.75 | 28.75 | 39
2033/34 | 126.25 | 28.75 | 47
2033/34 | 126.75 | 28.75 | 42
2033/34 | 127.25 | 28.75 | 46
2033/34 | 127.75 | 28.75 | 44
2033/34 | 128.25 | 28.75 | 40
2033/34 | 128.75 | 28.75 | 47
2033/34 | 129.25 | 28.75 | 56
2033/34 | 129.75 | 28.75 | 56
2033/34 | 130.25 | 28.75 | 59
2033/34 | 130.75 | 28.75 | 38
2033/34 | 131.25 | 28.75 | 59
2033/34 | 131.75 | 28.75 | 49
2033/34 | 132.25 | 28.75 | 54
2033/34 | 132.75 | 28.75 | 55
2033/34 | 133.25 | 28.75 | 39
2033/34 | 133.75 | 28.75 | 46
2033/34 | 134.25 | 28.75 | 50
2033/34 | 134.75 | 28.75 | 49
2033/34 | 135.25 | 28.75 | 38
2033/34 | 135.75 | 28.75 | 41
2033/34 | 136.25 | 28.75 | 53
2033/34 | 136.75 | 28.75 | 38
2033/34 | 137.25 | 28.75 | 56
2033/34 | 137.75 | 28.75 | 39
2033/34 | 138.25 | 28.75 | 50
2033/34 | 138.75 | 28.75 | 46
2033/34 | 139.25 | 28.75 | 45
2033/34 | 139.75 | 28.75 | 47
2033/34 | 140.25 | 28.75 | 53
2033/34 | 140.75 | 28.75 | 49
2033/34 | 141.25 | 28.75 | 48
2033/34 | 141.75 | 28.75 | 44
2033/34 | 142.25 | 28.75 | 50
2033/34 | 142.75 | 28.75 | 52
2033/34 | 143.25 | 28.75 | 44
2033/34 | 143.75 | 28.75 | 43
2033/34 | 144.25 | 28.75 | 41
2033/34 | 144.75 | 28.75 | 55
2033/34 | 145.25 | 28.75 | 49
2033/34 | 145.75 | 28.75 | 51
2033/34 | 146.25 | 28.75 | 55
2033/34 | 146.75 | 28.75 | 48
2033/34 | 147.25 | 28.75 | 43
2033/34 | 147.75 | 28.75 | 44
2033/34 | 148.25 | 28.75 | 47
2033/34 | 148.75 | 28.75 | 54
2033/34 | 149.25 | 28.75 | 44
2033/34 | 149.75 | 28.75 | 57
2033/34 | 150.25 | 28.75 | 62
2033/34 | 150.75 | 28.75 | 47
2033/34 | 151.25 | 28.75 | 42
2033/34 | 151.75 | 28.75 | 50
2033/34 | 152.25 | 28.75 | 39
2033/34 | 152.75 | 28.75 | 46
2033/34 | 153.25 | 28.75 | 56
2033/34 | 153.75 | 28.75 | 45
2033/34 | 154.25 | 28.75 | 56
2033/34 | 154.75 | 28.75 | 61
2033/34 | 155.25 | 28.75 | 49
2033/34 | 155.75 | 28.75 | 46
2033/34 | 156.25 | 28.75 | 40
2033/34 | 156.75 | 28.75 | 45
2033/34 | 157.25 | 28.75 | 41
2033/34 | 157.75 | 28.75 | 47
2033/34 | 158.25 | 28.75 | 58
2033/34 | 158.75 | 28.75 | 38
2033/34 | 159.25 | 28.75 | 35
2033/34 | 159.75 | 28.75 | 50
2033/34 | 160.25 | 28.75 | 39
2033/34 | 160.75 | 28.75 | 60
2033/34 | 161.25 | 28.75 | 45
2033/34 | 161.75 | 28.75 | 36
2033/34 | 162.25 | 28.75 | 50
2033/34 | 162.75 | 28.75 | 42
2033/34 | 163.25 | 28.75 | 46
2033/34 | 163.75 | 28.75 | 45
2033/34 | 164.25 | 28.75 | 29
2033/34 | 164.75 | 28.75 | 41
2033/34 | 165.25 | 28.75 | 45
2033/34 | 165.75 | 28.75 | 44
2033/34 | 166.25 | 28.75 | 34
2033/34 | 166.75 | 28.75 | 45
2033/34 | 167.25 | 28.75 | 47
2033/34 | 167.75 | 28.75 | 30
2033/34 | 168.25 | 28.75 | 37
2033/34 | 168.75 | 28.75 | 52
2033/34 | 169.25 | 28.75 | 32
2033/34 | 169.75 | 28.75 | 41
2033/34 | 170.25 | 28.75 | 37
2033/34 | 170.75 | 28.75 | 36
2033/34 | 171.25 | 28.75 | 40
2033/34 | 171.75 | 28.75 | 33
2033/34 | 172.25 | 28.75 | 31
2033/34 | 172.75 | 28.75 | 25
2033/34 | 173.25 | 28.75 | 38
2033/34 | 173.75 | 28.75 | 36
2033/34 | 174.25 | 28.75 | 47
2033/34 | 174.75 | 28.75 | 48
2033/34 | 175.25 | 28.75 | 41
2033/34 | 175.75 | 28.75 | 47
2033/34 | 176.25 | 28.75 | 29
2033/34 | 176.75 | 28.75 | 25
2033/34 | 177.25 | 28.75 | 26
2033/34 | 177.75 | 28.75 | 40
2033/34 | 178.25 | 28.75 | 37
2033/34 | 178.75 | 28.75 | 35
2033/34 | 179.25 | 28.75 | 31
2033/34 | 179.75 | 28.75 | 43
2033/34 | 180.25 | 28.75 | 39
2033/34 | 180.75 | 28.75 | 34
2033/34 | 181.25 | 28.75 | 35
2033/34 | 181.75 | 28.75 | 38
2033/34 | 182.25 | 28.75 | 34
2033/34 | 182.75 | 28.75 | 38
2033/34 | 183.25 | 28.75 | 26
2033/34 | 183.75 | 28.75 | 34
2033/34 | 184.25 | 28.75 | 42
2033/34 | 184.75 | 28.75 | 40
2033/34 | 185.25 | 28.75 | 29
2033/34 | 185.75 | 28.75 | 31
2033/34 | 186.25 | 28.75 | 37
2033/34 | 186.75 | 28.75 | 37
2033/34 | 187.25 | 28.75 | 51
2033/34 | 187.75 | 28.75 | 29
2033/34 | 188.25 | 28.75 | 30
2033/34 | 188.75 | 28.75 | 44
2033/34 | 189.25 | 28.75 | 33
2033/34 | 189.75 | 28.75 | 29
2033/34 | 190.25 | 28.75 | 34
2033/34 | 190.75 | 28.75 | 37
2033/34 | 191.25 | 28.75 | 30
2033/34 | 191.75 | 28.75 | 25
2033/34 | 192.25 | 28.75 | 32
2033/34 | 192.75 | 28.75 | 26
2033/34 | 193.25 | 28.75 | 24
2033/34 | 193.75 | 28.75 | 28
2033/34 | 194.25 | 28.75 | 31
2033/34 | 194.75 | 28.75 | 33
2033/34 | 195.25 | 28.75 | 32
2033/34 | 195.75 | 28.75 | 28
2033/34 | 196.25 | 28.75 | 28
2033/34 | 196.75 | 28.75 | 20
2033/34 | 197.25 | 28.75 | 38
2033/34 | 197.75 | 28.75 | 36
2033/34 | 198.25 | 28.75 | 30
2033/34 | 198.75 | 28.75 | 32
2033/34 | 199.25 | 28.75 | 23
2033/34 | 199.75 | 28.75 | 25
2033/34 | 200.25 | 28.75 | 33
2033/34 | 200.75 | 28.75 | 32
2033/34 | 201.25 | 28.75 | 33
2033/34 | 201.75 | 28.75 | 36
2033/34 | 202.25 | 28.75 | 23
2033/34 | 202.75 | 28.75 | 27
2033/34 | 203.25 | 28.75 | 18
2033/34 | 203.75 | 28.75 | 22
2033/34 | 204.25 | 28.75 | 28
2033/34 | 204.75 | 28.75 | 33
2033/34 | 205.25 | 28.75 | 27
2033/34 | 205.75 | 28.75 | 32
2033/34 | 206.25 | 28.75 | 28
2033/34 | 206.75 | 28.75 | 18
2033/34 | 207.25 | 28.75 | 26
2033/34 | 207.75 | 28.75 | 23
2033/34 | 208.25 | 28.75 | 26
2033/34 | 208.75 | 28.75 | 20
2033/34 | 209.25 | 28.75 | 18
2033/34 | 209.75 | 28.75 | 20
2033/34 | 210.25 | 28.75 | 24
2033/34 | 210.75 | 28.75 | 20
2033/34 | 211.25 | 28.75 | 18
2033/34 | 211.75 | 28.75 | 15
2033/34 | 212.25 | 28.75 | 31
2033/34 | 212.75 | 28.75 | 18
2033/34 | 213.25 | 28.75 | 21
2033/34 | 213.75 | 28.75 | 14
2033/34 | 214.25 | 28.75 | 20
2033/34 | 214.75 | 28.75 | 16
2033/34 | 215.25 | 28.75 | 22
2033/34 | 215.75 | 28.75 | 18
2033/34 | 216.25 | 28.75 | 22
2033/34 | 216.75 | 28.75 | 15
2033/34 | 217.25 | 28.75 | 17
2033/34 | 217.75 | 28.75 | 20
2033/34 | 218.25 | 28.75 | 16
2033/34 | 218.75 | 28.75 | 15
2033/34 | 219.25 | 28.75 | 18
2033/34 | 219.75 | 28.75 | 12
2033/34 | 220.25 | 28.75 | 9
2033/34 | 220.75 | 28.75 | 23
2033/34 | 221.25 | 28.75 | 12
2033/34 | 221.75 | 28.75 | 20
2033/34 | 222.25 | 28.75 | 26
2033/34 | 222.75 | 28.75 | 21
2033/34 | 223.25 | 28.75 | 17
2033/34 | 223.75 | 28.75 | 9
2033/34 | 224.25 | 28.75 | 13
2033/34 | 224.75 | 28.75 | 15
2033/34 | 225.25 | 28.75 | 11
2033/34 | 225.75 | 28.75 | 10
2033/34 | 226.25 | 28.75 | 16
2033/34 | 226.75 | 28.75 | 15
2033/34 | 227.25 | 28.75 | 15
2033/34 | 227.75 | 28.75 | 10
2033/34 | 228.25 | 28.75 | 14
2033/34 | 228.75 | 28.75 | 14
2033/34 | 229.25 | 28.75 | 14
2033/34 | 229.75 | 28.75 | 10
2033/34 | 230.25 | 28.75 | 16
2033/34 | 230.75 | 28.75 | 7
2033/34 | 231.25 | 28.75 | 12
2033/34 | 231.75 | 28.75 | 10
2033/34 | 232.25 | 28.75 | 20
2033/34 | 232.75 | 28.75 | 16
2033/34 | 233.25 | 28.75 | 7
2033/34 | 233.75 | 28.75 | 14
2033/34 | 234.25 | 28.75 | 10
2033/34 | 234.75 | 28.75 | 6
2033/34 | 235.25 | 28.75 | 16
2033/34 | 235.75 | 28.75 | 11
2033/34 | 236.25 | 28.75 | 10
2033/34 | 236.75 | 28.75 | 6
2033/34 | 237.25 | 28.75 | 16
2033/34 | 237.75 | 28.75 | 14
2033/34 | 238.25 | 28.75 | 10
2033/34 | 238.75 | 28.75 | 12
2033/34 | 239.25 | 28.75 | 15
2033/34 | 239.75 | 28.75 | 5
2033/34 | 240.25 | 28.75 | 10
2033/34 | 240.75 | 28.75 | 13
2033/34 | 241.25 | 28.75 | 9
2033/34 | 241.75 | 28.75 | 8
2033/34 | 242.25 | 28.75 | 17
2033/34 | 242.75 | 28.75 | 10
2033/34 | 243.25 | 28.75 | 15
2033/34 | 243.75 | 28.75 | 8
2033/34 | 244.25 | 28.75 | 6
2033/34 | 244.75 | 28.75 | 16
2033/34 | 245.25 | 28.75 | 9
2033/34 | 245.75 | 28.75 | 9
2033/34 | 246.25 | 28.75 | 11
2033/34 | 246.75 | 28.75 | 7
2033/34 | 247.25 | 28.75 | 6
2033/34 | 247.75 | 28.75 | 11
2033/34 | 248.25 | 28.75 | 8
2033/34 | 248.75 | 28.75 | 12
2033/34 | 249.25 | 28.75 | 9
2033/34 | 249.75 | 28.75 | 10
2033/34 | 250.25 | 28.75 | 10
2033/34 | 250.75 | 28.75 | 8
2033/34 | 251.25 | 28.75 | 8
2033/34 | 251.75 | 28.75 | 10
2033/34 | 252.25 | 28.75 | 13
2033/34 | 252.75 | 28.75 | 5
2033/34 | 253.25 | 28.75 | 10
2033/34 | 253.75 | 28.75 | 8
2033/34 | 254.25 | 28.75 | 6
2033/34 | 254.75 | 28.75 | 6
2033/34 | 255.25 | 28.75 | 6
2033/34 | 255.75 | 28.75 | 1
2033/34 | 256.25 | 28.75 | 8
2033/34 | 256.75 | 28.75 | 6
2033/34 | 257.25 | 28.75 | 6
2033/34 | 257.75 | 28.75 | 12
2033/34 | 258.25 | 28.75 | 6
2033/34 | 258.75 | 28.75 | 8
2033/34 | 259.25 | 28.75 | 9
2033/34 | 259.75 | 28.75 | 4
2033/34 | 260.25 | 28.75 | 19
2033/34 | 260.75 | 28.75 | 5
2033/34 | 261.25 | 28.75 | 9
2033/34 | 261.75 | 28.75 | 8
2033/34 | 262.25 | 28.75 | 11
2033/34 | 262.75 | 28.75 | 6
2033/34 | 263.25 | 28.75 | 4
2033/34 | 263.75 | 28.75 | 5
2033/34 | 264.25 | 28.75 | 3
2033/34 | 264.75 | 28.75 | 7
2033/34 | 265.25 | 28.75 | 5
2033/34 | 265.75 | 28.75 | 5
2033/34 | 266.25 | 28.75 | 4
2033/34 | 266.75 | 28.75 | 3
2033/34 | 267.25 | 28.75 | 5
2033/34 | 267.75 | 28.75 | 6
2033/34 | 268.25 | 28.75 | 7
2033/34 | 268.75 | 28.75 | 4
2033/34 | 269.25 | 28.75 | 7
2033/34 | 269.75 | 28.75 | 10
2033/34 | 270.25 | 28.75 | 2
2033/34 | 270.75 | 28.75 | 8
2033/34 | 271.25 | 28.75 | 7
2033/34 | 271.75 | 28.75 | 5
2033/34 | 272.25 | 28.75 | 9
2033/34 | 272.75 | 28.75 | 2
2033/34 | 273.25 | 28.75 | 5
2033/34 | 273.75 | 28.75 | 6
2033/34 | 274.25 | 28.75 | 5
2033/34 | 274.75 | 28.75 | 5
2033/34 | 275.25 | 28.75 | 5
2033/34 | 275.75 | 28.75 | 6
2033/34 | 276.25 | 28.75 | 5
2033/34 | 276.75 | 28.75 | 5
2033/34 | 277.25 | 28.75 | 7
2033/34 | 277.75 | 28.75 | 3
2033/34 | 278.25 | 28.75 | 2
2033/34 | 278.75 | 28.75 | 5
2033/34 | 279.25 | 28.75 | 5
2033/34 | 279.75 | 28.75 | 6
2033/34 | 280.25 | 28.75 | 7
2033/34 | 280.75 | 28.75 | 4
2033/34 | 281.25 | 28.75 | 3
2033/34 | 281.75 | 28.75 | 4
2033/34 | 282.25 | 28.75 | 3
2033/34 | 282.75 | 28.75 | 5
2033/34 | 283.25 | 28.75 | 5
2033/34 | 283.75 | 28.75 | 2
2033/34 | 284.25 | 28.75 | 3
2033/34 | 284.75 | 28.75 | 4
2033/34 | 285.25 | 28.75 | 3
2033/34 | 285.75 | 28.75 | 1
2033/34 | 286.25 | 28.75 | 4
2033/34 | 286.75 | 28.75 | 5
2033/34 | 287.25 | 28.75 | 7
2033/34 | 287.75 | 28.75 | 7
2033/34 | 288.25 | 28.75 | 5
2033/34 | 288.75 | 28.75 | 1
2033/34 | 289.25 | 28.75 | 5
2033/34 | 289.75 | 28.75 | 6
2033/34 | 290.25 | 28.75 | 4
2033/34 | 290.75 | 28.75 | 6
2033/34 | 291.25 | 28.75 | 5
2033/34 | 291.75 | 28.75 | 4
2033/34 | 292.25 | 28.75 | 5
2033/34 | 292.75 | 28.75 | 6
2033/34 | 293.25 | 28.75 | 2
2033/34 | 293.75 | 28.75 | 3
2033/34 | 294.25 | 28.75 | 3
2033/34 | 294.75 | 28.75 | 2
2033/34 | 295.25 | 28.75 | 4
2033/34 | 295.75 | 28.75 | 4
2033/34 | 296.25 | 28.75 | 2
2033/34 | 296.75 | 28.75 | 3
2033/34 | 297.25 | 28.75 | 3
2033/34 | 297.75 | 28.75 | 4
2033/34 | 298.25 | 28.75 | 6
2033/34 | 298.75 | 28.75 | 4
2033/34 | 299.25 | 28.75 | 1
2033/34 | 299.75 | 28.75 | 3
2033/34 | 300.25 | 28.75 | 6
2033/34 | 300.75 | 28.75 | 1
2033/34 | 301.25 | 28.75 | 4
2033/34 | 301.75 | 28.75 | 1
2033/34 | 302.25 | 28.75 | 2
2033/34 | 302.75 | 28.75 | 4
2033/34 | 303.25 | 28.75 | 2
2033/34 | 303.75 | 28.75 | 4
2033/34 | 304.25 | 28.75 | 6
2033/34 | 304.75 | 28.75 | 7
2033/34 | 305.25 | 28.75 | 3
2033/34 | 305.75 | 28.75 | 5
2033/34 | 306.25 | 28.75 | 6
2033/34 | 306.75 | 28.75 | 2
2033/34 | 307.25 | 28.75 | 1
2033/34 | 307.75 | 28.75 | 2
2033/34 | 308.25 | 28.75 | 5
2033/34 | 308.75 | 28.75 | 4
2033/34 | 309.25 | 28.75 | 1
2033/34 | 309.75 | 28.75 | 2
2033/34 | 310.75 | 28.75 | 6
2033/34 | 311.25 | 28.75 | 1
2033/34 | 311.75 | 28.75 | 1
2033/34 | 312.25 | 28.75 | 1
2033/34 | 312.75 | 28.75 | 5
2033/34 | 313.25 | 28.75 | 2
2033/34 | 313.75 | 28.75 | 4
2033/34 | 314.25 | 28.75 | 2
2033/34 | 314.75 | 28.75 | 3
2033/34 | 315.25 | 28.75 | 3
2033/34 | 315.75 | 28.75 | 1
2033/34 | 316.75 | 28.75 | 2
2033/34 | 317.25 | 28.75 | 3
2033/34 | 317.75 | 28.75 | 2
2033/34 | 318.25 | 28.75 | 2
2033/34 | 320.25 | 28.75 | 1
2033/34 | 320.75 | 28.75 | 3
2033/34 | 321.25 | 28.75 | 3
2033/34 | 321.75 | 28.75 | 1
2033/34 | 322.25 | 28.75 | 1
2033/34 | 322.75 | 28.75 | 1
2033/34 | 323.25 | 28.75 | 1
2033/34 | 323.75 | 28.75 | 2
2033/34 | 324.25 | 28.75 | 2
2033/34 | 324.75 | 28.75 | 3
2033/34 | 325.25 | 28.75 | 1
2033/34 | 326.25 | 28.75 | 2
2033/34 | 326.75 | 28.75 | 1
2033/34 | 327.25 | 28.75 | 1
2033/34 | 328.25 | 28.75 | 1
2033/34 | 328.75 | 28.75 | 1
2033/34 | 329.75 | 28.75 | 1
2033/34 | 331.25 | 28.75 | 1
2033/34 | 332.25 | 28.75 | 1
2033/34 | 332.75 | 28.75 | 1
2033/34 | 333.25 | 28.75 | 1
2033/34 | 333.75 | 28.75 | 2
2033/34 | 334.75 | 28.75 | 1
2033/34 | 336.25 | 28.75 | 1
2033/34 | 337.25 | 28.75 | 1
2033/34 | 340.75 | 28.75 | 1
2033/34 | 342.75 | 28.75 | 1
2033/34 | 344.75 | 28.75 | 1
2033/34 | 346.75 | 28.75 | 1
2033/34 | 348.75 | 28.75 | 2
2033/34 | 352.75 | 28.75 | 1
2033/34 | 358.25 | 28.75 | 1
2033/34 | 360.75 | 28.75 | 1
2033/34 | 361.75 | 28.75 | 1
2033/34 | 364.75 | 28.75 | 1
2033/34 | 367.25 | 28.75 | 1
2033/34 | 41.75 | 29.25 | 1
2033/34 | 42.75 | 29.25 | 1
2033/34 | 43.25 | 29.25 | 2
2033/34 | 43.75 | 29.25 | 3
2033/34 | 44.75 | 29.25 | 2
2033/34 | 45.25 | 29.25 | 3
2033/34 | 45.75 | 29.25 | 1
2033/34 | 46.25 | 29.25 | 1
2033/34 | 46.75 | 29.25 | 1
2033/34 | 47.75 | 29.25 | 1
2033/34 | 49.75 | 29.25 | 1
2033/34 | 50.25 | 29.25 | 2
2033/34 | 50.75 | 29.25 | 2
2033/34 | 51.75 | 29.25 | 1
2033/34 | 52.75 | 29.25 | 1
2033/34 | 53.25 | 29.25 | 1
2033/34 | 53.75 | 29.25 | 1
2033/34 | 54.75 | 29.25 | 3
2033/34 | 55.25 | 29.25 | 3
2033/34 | 56.75 | 29.25 | 2
2033/34 | 57.25 | 29.25 | 2
2033/34 | 57.75 | 29.25 | 1
2033/34 | 58.75 | 29.25 | 3
2033/34 | 59.75 | 29.25 | 1
2033/34 | 60.25 | 29.25 | 3
2033/34 | 60.75 | 29.25 | 2
2033/34 | 61.25 | 29.25 | 2
2033/34 | 61.75 | 29.25 | 3
2033/34 | 62.25 | 29.25 | 3
2033/34 | 62.75 | 29.25 | 1
2033/34 | 63.25 | 29.25 | 5
2033/34 | 64.25 | 29.25 | 5
2033/34 | 64.75 | 29.25 | 1
2033/34 | 65.25 | 29.25 | 2
2033/34 | 65.75 | 29.25 | 3
2033/34 | 66.25 | 29.25 | 7
2033/34 | 66.75 | 29.25 | 7
2033/34 | 67.25 | 29.25 | 3
2033/34 | 67.75 | 29.25 | 3
2033/34 | 68.25 | 29.25 | 2
2033/34 | 68.75 | 29.25 | 8
2033/34 | 69.25 | 29.25 | 2
2033/34 | 69.75 | 29.25 | 4
2033/34 | 70.25 | 29.25 | 3
2033/34 | 70.75 | 29.25 | 4
2033/34 | 71.25 | 29.25 | 4
2033/34 | 71.75 | 29.25 | 3
2033/34 | 72.25 | 29.25 | 5
2033/34 | 72.75 | 29.25 | 5
2033/34 | 73.25 | 29.25 | 12
2033/34 | 73.75 | 29.25 | 5
2033/34 | 74.25 | 29.25 | 12
2033/34 | 74.75 | 29.25 | 10
2033/34 | 75.25 | 29.25 | 7
2033/34 | 75.75 | 29.25 | 5
2033/34 | 76.25 | 29.25 | 6
2033/34 | 76.75 | 29.25 | 9
2033/34 | 77.25 | 29.25 | 6
2033/34 | 77.75 | 29.25 | 8
2033/34 | 78.25 | 29.25 | 9
2033/34 | 78.75 | 29.25 | 5
2033/34 | 79.25 | 29.25 | 7
2033/34 | 79.75 | 29.25 | 16
2033/34 | 80.25 | 29.25 | 14
2033/34 | 80.75 | 29.25 | 8
2033/34 | 81.25 | 29.25 | 11
2033/34 | 81.75 | 29.25 | 8
2033/34 | 82.25 | 29.25 | 11
2033/34 | 82.75 | 29.25 | 14
2033/34 | 83.25 | 29.25 | 7
2033/34 | 83.75 | 29.25 | 10
2033/34 | 84.25 | 29.25 | 10
2033/34 | 84.75 | 29.25 | 16
2033/34 | 85.25 | 29.25 | 12
2033/34 | 85.75 | 29.25 | 10
2033/34 | 86.25 | 29.25 | 12
2033/34 | 86.75 | 29.25 | 8
2033/34 | 87.25 | 29.25 | 12
2033/34 | 87.75 | 29.25 | 15
2033/34 | 88.25 | 29.25 | 11
2033/34 | 88.75 | 29.25 | 14
2033/34 | 89.25 | 29.25 | 13
2033/34 | 89.75 | 29.25 | 19
2033/34 | 90.25 | 29.25 | 14
2033/34 | 90.75 | 29.25 | 12
2033/34 | 91.25 | 29.25 | 11
2033/34 | 91.75 | 29.25 | 14
2033/34 | 92.25 | 29.25 | 12
2033/34 | 92.75 | 29.25 | 19
2033/34 | 93.25 | 29.25 | 17
2033/34 | 93.75 | 29.25 | 19
2033/34 | 94.25 | 29.25 | 22
2033/34 | 94.75 | 29.25 | 18
2033/34 | 95.25 | 29.25 | 15
2033/34 | 95.75 | 29.25 | 23
2033/34 | 96.25 | 29.25 | 16
2033/34 | 96.75 | 29.25 | 10
2033/34 | 97.25 | 29.25 | 18
2033/34 | 97.75 | 29.25 | 20
2033/34 | 98.25 | 29.25 | 30
2033/34 | 98.75 | 29.25 | 18
2033/34 | 99.25 | 29.25 | 24
2033/34 | 99.75 | 29.25 | 21
2033/34 | 100.25 | 29.25 | 22
2033/34 | 100.75 | 29.25 | 27
2033/34 | 101.25 | 29.25 | 24
2033/34 | 101.75 | 29.25 | 18
2033/34 | 102.25 | 29.25 | 23
2033/34 | 102.75 | 29.25 | 15
2033/34 | 103.25 | 29.25 | 27
2033/34 | 103.75 | 29.25 | 23
2033/34 | 104.25 | 29.25 | 32
2033/34 | 104.75 | 29.25 | 24
2033/34 | 105.25 | 29.25 | 19
2033/34 | 105.75 | 29.25 | 24
2033/34 | 106.25 | 29.25 | 21
2033/34 | 106.75 | 29.25 | 30
2033/34 | 107.25 | 29.25 | 21
2033/34 | 107.75 | 29.25 | 31
2033/34 | 108.25 | 29.25 | 25
2033/34 | 108.75 | 29.25 | 29
2033/34 | 109.25 | 29.25 | 32
2033/34 | 109.75 | 29.25 | 29
2033/34 | 110.25 | 29.25 | 27
2033/34 | 110.75 | 29.25 | 31
2033/34 | 111.25 | 29.25 | 31
2033/34 | 111.75 | 29.25 | 31
2033/34 | 112.25 | 29.25 | 25
2033/34 | 112.75 | 29.25 | 38
2033/34 | 113.25 | 29.25 | 30
2033/34 | 113.75 | 29.25 | 21
2033/34 | 114.25 | 29.25 | 36
2033/34 | 114.75 | 29.25 | 38
2033/34 | 115.25 | 29.25 | 35
2033/34 | 115.75 | 29.25 | 35
2033/34 | 116.25 | 29.25 | 34
2033/34 | 116.75 | 29.25 | 32
2033/34 | 117.25 | 29.25 | 33
2033/34 | 117.75 | 29.25 | 33
2033/34 | 118.25 | 29.25 | 27
2033/34 | 118.75 | 29.25 | 29
2033/34 | 119.25 | 29.25 | 42
2033/34 | 119.75 | 29.25 | 46
2033/34 | 120.25 | 29.25 | 36
2033/34 | 120.75 | 29.25 | 32
2033/34 | 121.25 | 29.25 | 34
2033/34 | 121.75 | 29.25 | 44
2033/34 | 122.25 | 29.25 | 43
2033/34 | 122.75 | 29.25 | 29
2033/34 | 123.25 | 29.25 | 49
2033/34 | 123.75 | 29.25 | 48
2033/34 | 124.25 | 29.25 | 34
2033/34 | 124.75 | 29.25 | 33
2033/34 | 125.25 | 29.25 | 45
2033/34 | 125.75 | 29.25 | 31
2033/34 | 126.25 | 29.25 | 43
2033/34 | 126.75 | 29.25 | 43
2033/34 | 127.25 | 29.25 | 28
2033/34 | 127.75 | 29.25 | 45
2033/34 | 128.25 | 29.25 | 36
2033/34 | 128.75 | 29.25 | 50
2033/34 | 129.25 | 29.25 | 46
2033/34 | 129.75 | 29.25 | 41
2033/34 | 130.25 | 29.25 | 44
2033/34 | 130.75 | 29.25 | 51
2033/34 | 131.25 | 29.25 | 51
2033/34 | 131.75 | 29.25 | 56
2033/34 | 132.25 | 29.25 | 49
2033/34 | 132.75 | 29.25 | 52
2033/34 | 133.25 | 29.25 | 40
2033/34 | 133.75 | 29.25 | 52
2033/34 | 134.25 | 29.25 | 52
2033/34 | 134.75 | 29.25 | 48
2033/34 | 135.25 | 29.25 | 33
2033/34 | 135.75 | 29.25 | 41
2033/34 | 136.25 | 29.25 | 46
2033/34 | 136.75 | 29.25 | 63
2033/34 | 137.25 | 29.25 | 58
2033/34 | 137.75 | 29.25 | 50
2033/34 | 138.25 | 29.25 | 59
2033/34 | 138.75 | 29.25 | 46
2033/34 | 139.25 | 29.25 | 57
2033/34 | 139.75 | 29.25 | 53
2033/34 | 140.25 | 29.25 | 50
2033/34 | 140.75 | 29.25 | 56
2033/34 | 141.25 | 29.25 | 43
2033/34 | 141.75 | 29.25 | 46
2033/34 | 142.25 | 29.25 | 39
2033/34 | 142.75 | 29.25 | 53
2033/34 | 143.25 | 29.25 | 60
2033/34 | 143.75 | 29.25 | 54
2033/34 | 144.25 | 29.25 | 45
2033/34 | 144.75 | 29.25 | 55
2033/34 | 145.25 | 29.25 | 42
2033/34 | 145.75 | 29.25 | 52
2033/34 | 146.25 | 29.25 | 48
2033/34 | 146.75 | 29.25 | 45
2033/34 | 147.25 | 29.25 | 32
2033/34 | 147.75 | 29.25 | 46
2033/34 | 148.25 | 29.25 | 34
2033/34 | 148.75 | 29.25 | 48
2033/34 | 149.25 | 29.25 | 54
2033/34 | 149.75 | 29.25 | 44
2033/34 | 150.25 | 29.25 | 36
2033/34 | 150.75 | 29.25 | 36
2033/34 | 151.25 | 29.25 | 40
2033/34 | 151.75 | 29.25 | 44
2033/34 | 152.25 | 29.25 | 41
2033/34 | 152.75 | 29.25 | 54
2033/34 | 153.25 | 29.25 | 53
2033/34 | 153.75 | 29.25 | 40
2033/34 | 154.25 | 29.25 | 61
2033/34 | 154.75 | 29.25 | 37
2033/34 | 155.25 | 29.25 | 51
2033/34 | 155.75 | 29.25 | 41
2033/34 | 156.25 | 29.25 | 50
2033/34 | 156.75 | 29.25 | 44
2033/34 | 157.25 | 29.25 | 47
2033/34 | 157.75 | 29.25 | 38
2033/34 | 158.25 | 29.25 | 59
2033/34 | 158.75 | 29.25 | 48
2033/34 | 159.25 | 29.25 | 54
2033/34 | 159.75 | 29.25 | 54
2033/34 | 160.25 | 29.25 | 37
2033/34 | 160.75 | 29.25 | 44
2033/34 | 161.25 | 29.25 | 55
2033/34 | 161.75 | 29.25 | 37
2033/34 | 162.25 | 29.25 | 41
2033/34 | 162.75 | 29.25 | 45
2033/34 | 163.25 | 29.25 | 52
2033/34 | 163.75 | 29.25 | 38
2033/34 | 164.25 | 29.25 | 44
2033/34 | 164.75 | 29.25 | 35
2033/34 | 165.25 | 29.25 | 38
2033/34 | 165.75 | 29.25 | 39
2033/34 | 166.25 | 29.25 | 29
2033/34 | 166.75 | 29.25 | 43
2033/34 | 167.25 | 29.25 | 35
2033/34 | 167.75 | 29.25 | 36
2033/34 | 168.25 | 29.25 | 36
2033/34 | 168.75 | 29.25 | 40
2033/34 | 169.25 | 29.25 | 38
2033/34 | 169.75 | 29.25 | 40
2033/34 | 170.25 | 29.25 | 39
2033/34 | 170.75 | 29.25 | 33
2033/34 | 171.25 | 29.25 | 37
2033/34 | 171.75 | 29.25 | 35
2033/34 | 172.25 | 29.25 | 41
2033/34 | 172.75 | 29.25 | 42
2033/34 | 173.25 | 29.25 | 38
2033/34 | 173.75 | 29.25 | 44
2033/34 | 174.25 | 29.25 | 33
2033/34 | 174.75 | 29.25 | 37
2033/34 | 175.25 | 29.25 | 51
2033/34 | 175.75 | 29.25 | 41
2033/34 | 176.25 | 29.25 | 41
2033/34 | 176.75 | 29.25 | 37
2033/34 | 177.25 | 29.25 | 34
2033/34 | 177.75 | 29.25 | 32
2033/34 | 178.25 | 29.25 | 31
2033/34 | 178.75 | 29.25 | 32
2033/34 | 179.25 | 29.25 | 44
2033/34 | 179.75 | 29.25 | 36
2033/34 | 180.25 | 29.25 | 39
2033/34 | 180.75 | 29.25 | 26
2033/34 | 181.25 | 29.25 | 34
2033/34 | 181.75 | 29.25 | 23
2033/34 | 182.25 | 29.25 | 39
2033/34 | 182.75 | 29.25 | 37
2033/34 | 183.25 | 29.25 | 34
2033/34 | 183.75 | 29.25 | 29
2033/34 | 184.25 | 29.25 | 30
2033/34 | 184.75 | 29.25 | 45
2033/34 | 185.25 | 29.25 | 31
2033/34 | 185.75 | 29.25 | 38
2033/34 | 186.25 | 29.25 | 30
2033/34 | 186.75 | 29.25 | 25
2033/34 | 187.25 | 29.25 | 38
2033/34 | 187.75 | 29.25 | 30
2033/34 | 188.25 | 29.25 | 33
2033/34 | 188.75 | 29.25 | 31
2033/34 | 189.25 | 29.25 | 32
2033/34 | 189.75 | 29.25 | 27
2033/34 | 190.25 | 29.25 | 26
2033/34 | 190.75 | 29.25 | 27
2033/34 | 191.25 | 29.25 | 29
2033/34 | 191.75 | 29.25 | 29
2033/34 | 192.25 | 29.25 | 31
2033/34 | 192.75 | 29.25 | 26
2033/34 | 193.25 | 29.25 | 32
2033/34 | 193.75 | 29.25 | 30
2033/34 | 194.25 | 29.25 | 32
2033/34 | 194.75 | 29.25 | 33
2033/34 | 195.25 | 29.25 | 37
2033/34 | 195.75 | 29.25 | 22
2033/34 | 196.25 | 29.25 | 37
2033/34 | 196.75 | 29.25 | 25
2033/34 | 197.25 | 29.25 | 21
2033/34 | 197.75 | 29.25 | 30
2033/34 | 198.25 | 29.25 | 34
2033/34 | 198.75 | 29.25 | 35
2033/34 | 199.25 | 29.25 | 13
2033/34 | 199.75 | 29.25 | 27
2033/34 | 200.25 | 29.25 | 23
2033/34 | 200.75 | 29.25 | 38
2033/34 | 201.25 | 29.25 | 26
2033/34 | 201.75 | 29.25 | 31
2033/34 | 202.25 | 29.25 | 22
2033/34 | 202.75 | 29.25 | 21
2033/34 | 203.25 | 29.25 | 17
2033/34 | 203.75 | 29.25 | 19
2033/34 | 204.25 | 29.25 | 23
2033/34 | 204.75 | 29.25 | 19
2033/34 | 205.25 | 29.25 | 17
2033/34 | 205.75 | 29.25 | 28
2033/34 | 206.25 | 29.25 | 23
2033/34 | 206.75 | 29.25 | 23
2033/34 | 207.25 | 29.25 | 38
2033/34 | 207.75 | 29.25 | 17
2033/34 | 208.25 | 29.25 | 25
2033/34 | 208.75 | 29.25 | 19
2033/34 | 209.25 | 29.25 | 30
2033/34 | 209.75 | 29.25 | 15
2033/34 | 210.25 | 29.25 | 21
2033/34 | 210.75 | 29.25 | 27
2033/34 | 211.25 | 29.25 | 22
2033/34 | 211.75 | 29.25 | 18
2033/34 | 212.25 | 29.25 | 23
2033/34 | 212.75 | 29.25 | 20
2033/34 | 213.25 | 29.25 | 22
2033/34 | 213.75 | 29.25 | 27
2033/34 | 214.25 | 29.25 | 22
2033/34 | 214.75 | 29.25 | 23
2033/34 | 215.25 | 29.25 | 19
2033/34 | 215.75 | 29.25 | 26
2033/34 | 216.25 | 29.25 | 25
2033/34 | 216.75 | 29.25 | 19
2033/34 | 217.25 | 29.25 | 23
2033/34 | 217.75 | 29.25 | 13
2033/34 | 218.25 | 29.25 | 24
2033/34 | 218.75 | 29.25 | 16
2033/34 | 219.25 | 29.25 | 21
2033/34 | 219.75 | 29.25 | 24
2033/34 | 220.25 | 29.25 | 15
2033/34 | 220.75 | 29.25 | 19
2033/34 | 221.25 | 29.25 | 23
2033/34 | 221.75 | 29.25 | 17
2033/34 | 222.25 | 29.25 | 14
2033/34 | 222.75 | 29.25 | 14
2033/34 | 223.25 | 29.25 | 21
2033/34 | 223.75 | 29.25 | 13
2033/34 | 224.25 | 29.25 | 15
2033/34 | 224.75 | 29.25 | 25
2033/34 | 225.25 | 29.25 | 17
2033/34 | 225.75 | 29.25 | 14
2033/34 | 226.25 | 29.25 | 15
2033/34 | 226.75 | 29.25 | 20
2033/34 | 227.25 | 29.25 | 16
2033/34 | 227.75 | 29.25 | 17
2033/34 | 228.25 | 29.25 | 7
2033/34 | 228.75 | 29.25 | 17
2033/34 | 229.25 | 29.25 | 10
2033/34 | 229.75 | 29.25 | 17
2033/34 | 230.25 | 29.25 | 13
2033/34 | 230.75 | 29.25 | 10
2033/34 | 231.25 | 29.25 | 4
2033/34 | 231.75 | 29.25 | 6
2033/34 | 232.25 | 29.25 | 10
2033/34 | 232.75 | 29.25 | 13
2033/34 | 233.25 | 29.25 | 9
2033/34 | 233.75 | 29.25 | 8
2033/34 | 234.25 | 29.25 | 14
2033/34 | 234.75 | 29.25 | 15
2033/34 | 235.25 | 29.25 | 8
2033/34 | 235.75 | 29.25 | 9
2033/34 | 236.25 | 29.25 | 14
2033/34 | 236.75 | 29.25 | 6
2033/34 | 237.25 | 29.25 | 8
2033/34 | 237.75 | 29.25 | 13
2033/34 | 238.25 | 29.25 | 4
2033/34 | 238.75 | 29.25 | 5
2033/34 | 239.25 | 29.25 | 6
2033/34 | 239.75 | 29.25 | 14
2033/34 | 240.25 | 29.25 | 9
2033/34 | 240.75 | 29.25 | 13
2033/34 | 241.25 | 29.25 | 9
2033/34 | 241.75 | 29.25 | 9
2033/34 | 242.25 | 29.25 | 10
2033/34 | 242.75 | 29.25 | 15
2033/34 | 243.25 | 29.25 | 7
2033/34 | 243.75 | 29.25 | 10
2033/34 | 244.25 | 29.25 | 9
2033/34 | 244.75 | 29.25 | 8
2033/34 | 245.25 | 29.25 | 15
2033/34 | 245.75 | 29.25 | 9
2033/34 | 246.25 | 29.25 | 10
2033/34 | 246.75 | 29.25 | 10
2033/34 | 247.25 | 29.25 | 8
2033/34 | 247.75 | 29.25 | 9
2033/34 | 248.25 | 29.25 | 11
2033/34 | 248.75 | 29.25 | 7
2033/34 | 249.25 | 29.25 | 6
2033/34 | 249.75 | 29.25 | 13
2033/34 | 250.25 | 29.25 | 8
2033/34 | 250.75 | 29.25 | 5
2033/34 | 251.25 | 29.25 | 8
2033/34 | 251.75 | 29.25 | 14
2033/34 | 252.25 | 29.25 | 13
2033/34 | 252.75 | 29.25 | 6
2033/34 | 253.25 | 29.25 | 6
2033/34 | 253.75 | 29.25 | 5
2033/34 | 254.25 | 29.25 | 12
2033/34 | 254.75 | 29.25 | 9
2033/34 | 255.25 | 29.25 | 7
2033/34 | 255.75 | 29.25 | 5
2033/34 | 256.25 | 29.25 | 6
2033/34 | 256.75 | 29.25 | 5
2033/34 | 257.25 | 29.25 | 9
2033/34 | 257.75 | 29.25 | 8
2033/34 | 258.25 | 29.25 | 5
2033/34 | 258.75 | 29.25 | 10
2033/34 | 259.25 | 29.25 | 9
2033/34 | 259.75 | 29.25 | 13
2033/34 | 260.25 | 29.25 | 10
2033/34 | 260.75 | 29.25 | 7
2033/34 | 261.25 | 29.25 | 6
2033/34 | 261.75 | 29.25 | 6
2033/34 | 262.25 | 29.25 | 4
2033/34 | 262.75 | 29.25 | 11
2033/34 | 263.25 | 29.25 | 7
2033/34 | 263.75 | 29.25 | 6
2033/34 | 264.25 | 29.25 | 5
2033/34 | 264.75 | 29.25 | 14
2033/34 | 265.25 | 29.25 | 5
2033/34 | 265.75 | 29.25 | 7
2033/34 | 266.25 | 29.25 | 4
2033/34 | 266.75 | 29.25 | 4
2033/34 | 267.25 | 29.25 | 4
2033/34 | 267.75 | 29.25 | 4
2033/34 | 268.25 | 29.25 | 7
2033/34 | 268.75 | 29.25 | 4
2033/34 | 269.25 | 29.25 | 6
2033/34 | 269.75 | 29.25 | 6
2033/34 | 270.25 | 29.25 | 5
2033/34 | 270.75 | 29.25 | 5
2033/34 | 271.25 | 29.25 | 9
2033/34 | 271.75 | 29.25 | 9
2033/34 | 272.25 | 29.25 | 1
2033/34 | 272.75 | 29.25 | 4
2033/34 | 273.25 | 29.25 | 6
2033/34 | 273.75 | 29.25 | 7
2033/34 | 274.25 | 29.25 | 4
2033/34 | 274.75 | 29.25 | 5
2033/34 | 275.25 | 29.25 | 5
2033/34 | 275.75 | 29.25 | 5
2033/34 | 276.25 | 29.25 | 4
2033/34 | 276.75 | 29.25 | 3
2033/34 | 277.25 | 29.25 | 10
2033/34 | 277.75 | 29.25 | 5
2033/34 | 278.25 | 29.25 | 4
2033/34 | 278.75 | 29.25 | 3
2033/34 | 279.25 | 29.25 | 5
2033/34 | 279.75 | 29.25 | 4
2033/34 | 280.25 | 29.25 | 3
2033/34 | 280.75 | 29.25 | 3
2033/34 | 281.25 | 29.25 | 4
2033/34 | 281.75 | 29.25 | 5
2033/34 | 282.25 | 29.25 | 4
2033/34 | 282.75 | 29.25 | 6
2033/34 | 283.25 | 29.25 | 2
2033/34 | 283.75 | 29.25 | 3
2033/34 | 284.25 | 29.25 | 1
2033/34 | 284.75 | 29.25 | 4
2033/34 | 285.25 | 29.25 | 7
2033/34 | 285.75 | 29.25 | 4
2033/34 | 286.25 | 29.25 | 6
2033/34 | 286.75 | 29.25 | 4
2033/34 | 287.25 | 29.25 | 5
2033/34 | 287.75 | 29.25 | 4
2033/34 | 288.25 | 29.25 | 7
2033/34 | 288.75 | 29.25 | 1
2033/34 | 289.25 | 29.25 | 4
2033/34 | 289.75 | 29.25 | 2
2033/34 | 290.25 | 29.25 | 8
2033/34 | 290.75 | 29.25 | 4
2033/34 | 291.25 | 29.25 | 6
2033/34 | 292.25 | 29.25 | 5
2033/34 | 292.75 | 29.25 | 4
2033/34 | 293.25 | 29.25 | 5
2033/34 | 293.75 | 29.25 | 1
2033/34 | 294.25 | 29.25 | 1
2033/34 | 294.75 | 29.25 | 5
2033/34 | 295.25 | 29.25 | 4
2033/34 | 295.75 | 29.25 | 7
2033/34 | 296.25 | 29.25 | 7
2033/34 | 297.25 | 29.25 | 3
2033/34 | 297.75 | 29.25 | 3
2033/34 | 298.25 | 29.25 | 2
2033/34 | 298.75 | 29.25 | 2
2033/34 | 299.25 | 29.25 | 3
2033/34 | 299.75 | 29.25 | 4
2033/34 | 300.75 | 29.25 | 6
2033/34 | 301.25 | 29.25 | 1
2033/34 | 301.75 | 29.25 | 3
2033/34 | 302.25 | 29.25 | 3
2033/34 | 302.75 | 29.25 | 3
2033/34 | 303.25 | 29.25 | 2
2033/34 | 303.75 | 29.25 | 4
2033/34 | 304.25 | 29.25 | 4
2033/34 | 304.75 | 29.25 | 3
2033/34 | 305.25 | 29.25 | 3
2033/34 | 306.25 | 29.25 | 3
2033/34 | 306.75 | 29.25 | 7
2033/34 | 307.25 | 29.25 | 4
2033/34 | 307.75 | 29.25 | 3
2033/34 | 308.75 | 29.25 | 6
2033/34 | 309.25 | 29.25 | 4
2033/34 | 309.75 | 29.25 | 5
2033/34 | 310.75 | 29.25 | 2
2033/34 | 311.25 | 29.25 | 2
2033/34 | 311.75 | 29.25 | 2
2033/34 | 312.25 | 29.25 | 1
2033/34 | 312.75 | 29.25 | 3
2033/34 | 313.25 | 29.25 | 2
2033/34 | 313.75 | 29.25 | 1
2033/34 | 314.25 | 29.25 | 4
2033/34 | 314.75 | 29.25 | 3
2033/34 | 315.25 | 29.25 | 2
2033/34 | 315.75 | 29.25 | 4
2033/34 | 316.25 | 29.25 | 2
2033/34 | 316.75 | 29.25 | 1
2033/34 | 317.25 | 29.25 | 1
2033/34 | 318.25 | 29.25 | 1
2033/34 | 318.75 | 29.25 | 2
2033/34 | 319.25 | 29.25 | 4
2033/34 | 319.75 | 29.25 | 1
2033/34 | 320.25 | 29.25 | 2
2033/34 | 320.75 | 29.25 | 2
2033/34 | 321.25 | 29.25 | 3
2033/34 | 322.25 | 29.25 | 2
2033/34 | 322.75 | 29.25 | 2
2033/34 | 323.25 | 29.25 | 2
2033/34 | 323.75 | 29.25 | 1
2033/34 | 324.25 | 29.25 | 2
2033/34 | 324.75 | 29.25 | 1
2033/34 | 325.75 | 29.25 | 1
2033/34 | 326.25 | 29.25 | 1
2033/34 | 328.25 | 29.25 | 2
2033/34 | 330.25 | 29.25 | 1
2033/34 | 331.25 | 29.25 | 1
2033/34 | 331.75 | 29.25 | 1
2033/34 | 332.25 | 29.25 | 1
2033/34 | 333.75 | 29.25 | 1
2033/34 | 334.25 | 29.25 | 1
2033/34 | 334.75 | 29.25 | 1
2033/34 | 336.25 | 29.25 | 2
2033/34 | 337.75 | 29.25 | 1
2033/34 | 338.75 | 29.25 | 1
2033/34 | 339.25 | 29.25 | 1
2033/34 | 340.25 | 29.25 | 1
2033/34 | 341.75 | 29.25 | 1
2033/34 | 343.25 | 29.25 | 1
2033/34 | 345.25 | 29.25 | 2
2033/34 | 348.75 | 29.25 | 1
2033/34 | 349.75 | 29.25 | 1
2033/34 | 350.75 | 29.25 | 1
2033/34 | 354.25 | 29.25 | 1
2033/34 | 358.25 | 29.25 | 1
2033/34 | 365.25 | 29.25 | 2
2033/34 | 369.25 | 29.25 | 1
2033/34 | 384.25 | 29.25 | 1
2033/34 | 386.75 | 29.25 | 1
2033/34 | 41.75 | 29.75 | 1
2033/34 | 42.25 | 29.75 | 1
2033/34 | 42.75 | 29.75 | 1
2033/34 | 43.25 | 29.75 | 1
2033/34 | 47.75 | 29.75 | 1
2033/34 | 48.25 | 29.75 | 3
2033/34 | 48.75 | 29.75 | 1
2033/34 | 49.75 | 29.75 | 1
2033/34 | 50.75 | 29.75 | 1
2033/34 | 51.75 | 29.75 | 2
2033/34 | 52.75 | 29.75 | 2
2033/34 | 53.25 | 29.75 | 1
2033/34 | 53.75 | 29.75 | 3
2033/34 | 54.75 | 29.75 | 1
2033/34 | 55.25 | 29.75 | 2
2033/34 | 55.75 | 29.75 | 1
2033/34 | 56.25 | 29.75 | 4
2033/34 | 56.75 | 29.75 | 1
2033/34 | 57.75 | 29.75 | 1
2033/34 | 58.25 | 29.75 | 2
2033/34 | 59.25 | 29.75 | 1
2033/34 | 60.25 | 29.75 | 2
2033/34 | 60.75 | 29.75 | 2
2033/34 | 61.75 | 29.75 | 1
2033/34 | 62.25 | 29.75 | 3
2033/34 | 62.75 | 29.75 | 2
2033/34 | 63.25 | 29.75 | 2
2033/34 | 63.75 | 29.75 | 7
2033/34 | 64.25 | 29.75 | 3
2033/34 | 64.75 | 29.75 | 4
2033/34 | 65.75 | 29.75 | 1
2033/34 | 66.25 | 29.75 | 2
2033/34 | 66.75 | 29.75 | 2
2033/34 | 67.75 | 29.75 | 4
2033/34 | 68.25 | 29.75 | 4
2033/34 | 68.75 | 29.75 | 4
2033/34 | 69.25 | 29.75 | 3
2033/34 | 69.75 | 29.75 | 6
2033/34 | 70.25 | 29.75 | 3
2033/34 | 70.75 | 29.75 | 5
2033/34 | 71.25 | 29.75 | 3
2033/34 | 71.75 | 29.75 | 6
2033/34 | 72.25 | 29.75 | 9
2033/34 | 72.75 | 29.75 | 3
2033/34 | 73.25 | 29.75 | 4
2033/34 | 73.75 | 29.75 | 3
2033/34 | 74.25 | 29.75 | 4
2033/34 | 74.75 | 29.75 | 7
2033/34 | 75.25 | 29.75 | 5
2033/34 | 75.75 | 29.75 | 5
2033/34 | 76.25 | 29.75 | 4
2033/34 | 76.75 | 29.75 | 8
2033/34 | 77.25 | 29.75 | 7
2033/34 | 77.75 | 29.75 | 4
2033/34 | 78.25 | 29.75 | 8
2033/34 | 78.75 | 29.75 | 4
2033/34 | 79.25 | 29.75 | 5
2033/34 | 79.75 | 29.75 | 7
2033/34 | 80.25 | 29.75 | 7
2033/34 | 80.75 | 29.75 | 4
2033/34 | 81.25 | 29.75 | 6
2033/34 | 81.75 | 29.75 | 11
2033/34 | 82.25 | 29.75 | 14
2033/34 | 82.75 | 29.75 | 8
2033/34 | 83.25 | 29.75 | 6
2033/34 | 83.75 | 29.75 | 12
2033/34 | 84.25 | 29.75 | 5
2033/34 | 84.75 | 29.75 | 9
2033/34 | 85.25 | 29.75 | 11
2033/34 | 85.75 | 29.75 | 8
2033/34 | 86.25 | 29.75 | 13
2033/34 | 86.75 | 29.75 | 16
2033/34 | 87.25 | 29.75 | 19
2033/34 | 87.75 | 29.75 | 12
2033/34 | 88.25 | 29.75 | 14
2033/34 | 88.75 | 29.75 | 5
2033/34 | 89.25 | 29.75 | 9
2033/34 | 89.75 | 29.75 | 12
2033/34 | 90.25 | 29.75 | 4
2033/34 | 90.75 | 29.75 | 14
2033/34 | 91.25 | 29.75 | 11
2033/34 | 91.75 | 29.75 | 9
2033/34 | 92.25 | 29.75 | 13
2033/34 | 92.75 | 29.75 | 14
2033/34 | 93.25 | 29.75 | 18
2033/34 | 93.75 | 29.75 | 15
2033/34 | 94.25 | 29.75 | 12
2033/34 | 94.75 | 29.75 | 14
2033/34 | 95.25 | 29.75 | 15
2033/34 | 95.75 | 29.75 | 14
2033/34 | 96.25 | 29.75 | 19
2033/34 | 96.75 | 29.75 | 23
2033/34 | 97.25 | 29.75 | 16
2033/34 | 97.75 | 29.75 | 21
2033/34 | 98.25 | 29.75 | 18
2033/34 | 98.75 | 29.75 | 24
2033/34 | 99.25 | 29.75 | 12
2033/34 | 99.75 | 29.75 | 18
2033/34 | 100.25 | 29.75 | 15
2033/34 | 100.75 | 29.75 | 16
2033/34 | 101.25 | 29.75 | 16
2033/34 | 101.75 | 29.75 | 19
2033/34 | 102.25 | 29.75 | 23
2033/34 | 102.75 | 29.75 | 20
2033/34 | 103.25 | 29.75 | 27
2033/34 | 103.75 | 29.75 | 20
2033/34 | 104.25 | 29.75 | 19
2033/34 | 104.75 | 29.75 | 11
2033/34 | 105.25 | 29.75 | 26
2033/34 | 105.75 | 29.75 | 27
2033/34 | 106.25 | 29.75 | 17
2033/34 | 106.75 | 29.75 | 22
2033/34 | 107.25 | 29.75 | 24
2033/34 | 107.75 | 29.75 | 37
2033/34 | 108.25 | 29.75 | 26
2033/34 | 108.75 | 29.75 | 26
2033/34 | 109.25 | 29.75 | 24
2033/34 | 109.75 | 29.75 | 30
2033/34 | 110.25 | 29.75 | 40
2033/34 | 110.75 | 29.75 | 24
2033/34 | 111.25 | 29.75 | 24
2033/34 | 111.75 | 29.75 | 34
2033/34 | 112.25 | 29.75 | 21
2033/34 | 112.75 | 29.75 | 31
2033/34 | 113.25 | 29.75 | 24
2033/34 | 113.75 | 29.75 | 32
2033/34 | 114.25 | 29.75 | 36
2033/34 | 114.75 | 29.75 | 42
2033/34 | 115.25 | 29.75 | 33
2033/34 | 115.75 | 29.75 | 37
2033/34 | 116.25 | 29.75 | 37
2033/34 | 116.75 | 29.75 | 41
2033/34 | 117.25 | 29.75 | 40
2033/34 | 117.75 | 29.75 | 34
2033/34 | 118.25 | 29.75 | 36
2033/34 | 118.75 | 29.75 | 25
2033/34 | 119.25 | 29.75 | 39
2033/34 | 119.75 | 29.75 | 35
2033/34 | 120.25 | 29.75 | 34
2033/34 | 120.75 | 29.75 | 37
2033/34 | 121.25 | 29.75 | 35
2033/34 | 121.75 | 29.75 | 45
2033/34 | 122.25 | 29.75 | 32
2033/34 | 122.75 | 29.75 | 34
2033/34 | 123.25 | 29.75 | 37
2033/34 | 123.75 | 29.75 | 39
2033/34 | 124.25 | 29.75 | 40
2033/34 | 124.75 | 29.75 | 41
2033/34 | 125.25 | 29.75 | 38
2033/34 | 125.75 | 29.75 | 51
2033/34 | 126.25 | 29.75 | 46
2033/34 | 126.75 | 29.75 | 49
2033/34 | 127.25 | 29.75 | 37
2033/34 | 127.75 | 29.75 | 44
2033/34 | 128.25 | 29.75 | 36
2033/34 | 128.75 | 29.75 | 42
2033/34 | 129.25 | 29.75 | 42
2033/34 | 129.75 | 29.75 | 44
2033/34 | 130.25 | 29.75 | 55
2033/34 | 130.75 | 29.75 | 44
2033/34 | 131.25 | 29.75 | 48
2033/34 | 131.75 | 29.75 | 44
2033/34 | 132.25 | 29.75 | 43
2033/34 | 132.75 | 29.75 | 49
2033/34 | 133.25 | 29.75 | 41
2033/34 | 133.75 | 29.75 | 37
2033/34 | 134.25 | 29.75 | 47
2033/34 | 134.75 | 29.75 | 43
2033/34 | 135.25 | 29.75 | 54
2033/34 | 135.75 | 29.75 | 43
2033/34 | 136.25 | 29.75 | 47
2033/34 | 136.75 | 29.75 | 36
2033/34 | 137.25 | 29.75 | 47
2033/34 | 137.75 | 29.75 | 51
2033/34 | 138.25 | 29.75 | 54
2033/34 | 138.75 | 29.75 | 27
2033/34 | 139.25 | 29.75 | 38
2033/34 | 139.75 | 29.75 | 39
2033/34 | 140.25 | 29.75 | 50
2033/34 | 140.75 | 29.75 | 59
2033/34 | 141.25 | 29.75 | 45
2033/34 | 141.75 | 29.75 | 47
2033/34 | 142.25 | 29.75 | 45
2033/34 | 142.75 | 29.75 | 44
2033/34 | 143.25 | 29.75 | 44
2033/34 | 143.75 | 29.75 | 57
2033/34 | 144.25 | 29.75 | 46
2033/34 | 144.75 | 29.75 | 45
2033/34 | 145.25 | 29.75 | 43
2033/34 | 145.75 | 29.75 | 40
2033/34 | 146.25 | 29.75 | 40
2033/34 | 146.75 | 29.75 | 45
2033/34 | 147.25 | 29.75 | 37
2033/34 | 147.75 | 29.75 | 44
2033/34 | 148.25 | 29.75 | 34
2033/34 | 148.75 | 29.75 | 55
2033/34 | 149.25 | 29.75 | 39
2033/34 | 149.75 | 29.75 | 55
2033/34 | 150.25 | 29.75 | 49
2033/34 | 150.75 | 29.75 | 55
2033/34 | 151.25 | 29.75 | 42
2033/34 | 151.75 | 29.75 | 35
2033/34 | 152.25 | 29.75 | 42
2033/34 | 152.75 | 29.75 | 53
2033/34 | 153.25 | 29.75 | 44
2033/34 | 153.75 | 29.75 | 26
2033/34 | 154.25 | 29.75 | 42
2033/34 | 154.75 | 29.75 | 49
2033/34 | 155.25 | 29.75 | 39
2033/34 | 155.75 | 29.75 | 44
2033/34 | 156.25 | 29.75 | 35
2033/34 | 156.75 | 29.75 | 49
2033/34 | 157.25 | 29.75 | 30
2033/34 | 157.75 | 29.75 | 46
2033/34 | 158.25 | 29.75 | 51
2033/34 | 158.75 | 29.75 | 34
2033/34 | 159.25 | 29.75 | 35
2033/34 | 159.75 | 29.75 | 27
2033/34 | 160.25 | 29.75 | 33
2033/34 | 160.75 | 29.75 | 40
2033/34 | 161.25 | 29.75 | 54
2033/34 | 161.75 | 29.75 | 34
2033/34 | 162.25 | 29.75 | 44
2033/34 | 162.75 | 29.75 | 43
2033/34 | 163.25 | 29.75 | 44
2033/34 | 163.75 | 29.75 | 44
2033/34 | 164.25 | 29.75 | 38
2033/34 | 164.75 | 29.75 | 47
2033/34 | 165.25 | 29.75 | 45
2033/34 | 165.75 | 29.75 | 36
2033/34 | 166.25 | 29.75 | 32
2033/34 | 166.75 | 29.75 | 26
2033/34 | 167.25 | 29.75 | 37
2033/34 | 167.75 | 29.75 | 35
2033/34 | 168.25 | 29.75 | 34
2033/34 | 168.75 | 29.75 | 29
2033/34 | 169.25 | 29.75 | 35
2033/34 | 169.75 | 29.75 | 37
2033/34 | 170.25 | 29.75 | 25
2033/34 | 170.75 | 29.75 | 32
2033/34 | 171.25 | 29.75 | 35
2033/34 | 171.75 | 29.75 | 34
2033/34 | 172.25 | 29.75 | 40
2033/34 | 172.75 | 29.75 | 50
2033/34 | 173.25 | 29.75 | 29
2033/34 | 173.75 | 29.75 | 44
2033/34 | 174.25 | 29.75 | 39
2033/34 | 174.75 | 29.75 | 28
2033/34 | 175.25 | 29.75 | 41
2033/34 | 175.75 | 29.75 | 24
2033/34 | 176.25 | 29.75 | 35
2033/34 | 176.75 | 29.75 | 35
2033/34 | 177.25 | 29.75 | 33
2033/34 | 177.75 | 29.75 | 35
2033/34 | 178.25 | 29.75 | 42
2033/34 | 178.75 | 29.75 | 42
2033/34 | 179.25 | 29.75 | 32
2033/34 | 179.75 | 29.75 | 37
2033/34 | 180.25 | 29.75 | 32
2033/34 | 180.75 | 29.75 | 29
2033/34 | 181.25 | 29.75 | 27
2033/34 | 181.75 | 29.75 | 34
2033/34 | 182.25 | 29.75 | 27
2033/34 | 182.75 | 29.75 | 38
2033/34 | 183.25 | 29.75 | 29
2033/34 | 183.75 | 29.75 | 28
2033/34 | 184.25 | 29.75 | 29
2033/34 | 184.75 | 29.75 | 39
2033/34 | 185.25 | 29.75 | 39
2033/34 | 185.75 | 29.75 | 34
2033/34 | 186.25 | 29.75 | 29
2033/34 | 186.75 | 29.75 | 30
2033/34 | 187.25 | 29.75 | 30
2033/34 | 187.75 | 29.75 | 28
2033/34 | 188.25 | 29.75 | 21
2033/34 | 188.75 | 29.75 | 37
2033/34 | 189.25 | 29.75 | 25
2033/34 | 189.75 | 29.75 | 32
2033/34 | 190.25 | 29.75 | 35
2033/34 | 190.75 | 29.75 | 29
2033/34 | 191.25 | 29.75 | 28
2033/34 | 191.75 | 29.75 | 32
2033/34 | 192.25 | 29.75 | 27
2033/34 | 192.75 | 29.75 | 25
2033/34 | 193.25 | 29.75 | 34
2033/34 | 193.75 | 29.75 | 37
2033/34 | 194.25 | 29.75 | 30
2033/34 | 194.75 | 29.75 | 40
2033/34 | 195.25 | 29.75 | 29
2033/34 | 195.75 | 29.75 | 28
2033/34 | 196.25 | 29.75 | 27
2033/34 | 196.75 | 29.75 | 30
2033/34 | 197.25 | 29.75 | 34
2033/34 | 197.75 | 29.75 | 23
2033/34 | 198.25 | 29.75 | 26
2033/34 | 198.75 | 29.75 | 14
2033/34 | 199.25 | 29.75 | 22
2033/34 | 199.75 | 29.75 | 35
2033/34 | 200.25 | 29.75 | 30
2033/34 | 200.75 | 29.75 | 32
2033/34 | 201.25 | 29.75 | 20
2033/34 | 201.75 | 29.75 | 29
2033/34 | 202.25 | 29.75 | 29
2033/34 | 202.75 | 29.75 | 27
2033/34 | 203.25 | 29.75 | 24
2033/34 | 203.75 | 29.75 | 24
2033/34 | 204.25 | 29.75 | 23
2033/34 | 204.75 | 29.75 | 24
2033/34 | 205.25 | 29.75 | 29
2033/34 | 205.75 | 29.75 | 19
2033/34 | 206.25 | 29.75 | 22
2033/34 | 206.75 | 29.75 | 27
2033/34 | 207.25 | 29.75 | 24
2033/34 | 207.75 | 29.75 | 27
2033/34 | 208.25 | 29.75 | 31
2033/34 | 208.75 | 29.75 | 19
2033/34 | 209.25 | 29.75 | 26
2033/34 | 209.75 | 29.75 | 24
2033/34 | 210.25 | 29.75 | 23
2033/34 | 210.75 | 29.75 | 22
2033/34 | 211.25 | 29.75 | 17
2033/34 | 211.75 | 29.75 | 25
2033/34 | 212.25 | 29.75 | 20
2033/34 | 212.75 | 29.75 | 18
2033/34 | 213.25 | 29.75 | 29
2033/34 | 213.75 | 29.75 | 14
2033/34 | 214.25 | 29.75 | 11
2033/34 | 214.75 | 29.75 | 15
2033/34 | 215.25 | 29.75 | 22
2033/34 | 215.75 | 29.75 | 15
2033/34 | 216.25 | 29.75 | 23
2033/34 | 216.75 | 29.75 | 22
2033/34 | 217.25 | 29.75 | 15
2033/34 | 217.75 | 29.75 | 22
2033/34 | 218.25 | 29.75 | 14
2033/34 | 218.75 | 29.75 | 26
2033/34 | 219.25 | 29.75 | 19
2033/34 | 219.75 | 29.75 | 15
2033/34 | 220.25 | 29.75 | 19
2033/34 | 220.75 | 29.75 | 23
2033/34 | 221.25 | 29.75 | 18
2033/34 | 221.75 | 29.75 | 21
2033/34 | 222.25 | 29.75 | 18
2033/34 | 222.75 | 29.75 | 16
2033/34 | 223.25 | 29.75 | 13
2033/34 | 223.75 | 29.75 | 10
2033/34 | 224.25 | 29.75 | 17
2033/34 | 224.75 | 29.75 | 15
2033/34 | 225.25 | 29.75 | 20
2033/34 | 225.75 | 29.75 | 13
2033/34 | 226.25 | 29.75 | 16
2033/34 | 226.75 | 29.75 | 15
2033/34 | 227.25 | 29.75 | 19
2033/34 | 227.75 | 29.75 | 17
2033/34 | 228.25 | 29.75 | 14
2033/34 | 228.75 | 29.75 | 16
2033/34 | 229.25 | 29.75 | 14
2033/34 | 229.75 | 29.75 | 17
2033/34 | 230.25 | 29.75 | 9
2033/34 | 230.75 | 29.75 | 15
2033/34 | 231.25 | 29.75 | 9
2033/34 | 231.75 | 29.75 | 16
2033/34 | 232.25 | 29.75 | 13
2033/34 | 232.75 | 29.75 | 8
2033/34 | 233.25 | 29.75 | 9
2033/34 | 233.75 | 29.75 | 12
2033/34 | 234.25 | 29.75 | 11
2033/34 | 234.75 | 29.75 | 18
2033/34 | 235.25 | 29.75 | 10
2033/34 | 235.75 | 29.75 | 10
2033/34 | 236.25 | 29.75 | 10
2033/34 | 236.75 | 29.75 | 16
2033/34 | 237.25 | 29.75 | 4
2033/34 | 237.75 | 29.75 | 9
2033/34 | 238.25 | 29.75 | 12
2033/34 | 238.75 | 29.75 | 8
2033/34 | 239.25 | 29.75 | 14
2033/34 | 239.75 | 29.75 | 12
2033/34 | 240.25 | 29.75 | 11
2033/34 | 240.75 | 29.75 | 14
2033/34 | 241.25 | 29.75 | 9
2033/34 | 241.75 | 29.75 | 14
2033/34 | 242.25 | 29.75 | 7
2033/34 | 242.75 | 29.75 | 11
2033/34 | 243.25 | 29.75 | 7
2033/34 | 243.75 | 29.75 | 11
2033/34 | 244.25 | 29.75 | 9
2033/34 | 244.75 | 29.75 | 10
2033/34 | 245.25 | 29.75 | 11
2033/34 | 245.75 | 29.75 | 11
2033/34 | 246.25 | 29.75 | 13
2033/34 | 246.75 | 29.75 | 6
2033/34 | 247.25 | 29.75 | 9
2033/34 | 247.75 | 29.75 | 4
2033/34 | 248.25 | 29.75 | 9
2033/34 | 248.75 | 29.75 | 9
2033/34 | 249.25 | 29.75 | 12
2033/34 | 249.75 | 29.75 | 7
2033/34 | 250.25 | 29.75 | 12
2033/34 | 250.75 | 29.75 | 8
2033/34 | 251.25 | 29.75 | 12
2033/34 | 251.75 | 29.75 | 3
2033/34 | 252.25 | 29.75 | 6
2033/34 | 252.75 | 29.75 | 6
2033/34 | 253.25 | 29.75 | 15
2033/34 | 253.75 | 29.75 | 6
2033/34 | 254.25 | 29.75 | 9
2033/34 | 254.75 | 29.75 | 3
2033/34 | 255.25 | 29.75 | 13
2033/34 | 255.75 | 29.75 | 6
2033/34 | 256.25 | 29.75 | 8
2033/34 | 256.75 | 29.75 | 11
2033/34 | 257.25 | 29.75 | 8
2033/34 | 257.75 | 29.75 | 7
2033/34 | 258.25 | 29.75 | 7
2033/34 | 258.75 | 29.75 | 6
2033/34 | 259.25 | 29.75 | 5
2033/34 | 259.75 | 29.75 | 2
2033/34 | 260.25 | 29.75 | 10
2033/34 | 260.75 | 29.75 | 9
2033/34 | 261.25 | 29.75 | 6
2033/34 | 261.75 | 29.75 | 8
2033/34 | 262.25 | 29.75 | 5
2033/34 | 262.75 | 29.75 | 9
2033/34 | 263.25 | 29.75 | 5
2033/34 | 263.75 | 29.75 | 7
2033/34 | 264.25 | 29.75 | 2
2033/34 | 264.75 | 29.75 | 5
2033/34 | 265.25 | 29.75 | 10
2033/34 | 265.75 | 29.75 | 8
2033/34 | 266.25 | 29.75 | 2
2033/34 | 266.75 | 29.75 | 4
2033/34 | 267.25 | 29.75 | 4
2033/34 | 267.75 | 29.75 | 4
2033/34 | 268.25 | 29.75 | 3
2033/34 | 268.75 | 29.75 | 9
2033/34 | 269.25 | 29.75 | 8
2033/34 | 269.75 | 29.75 | 6
2033/34 | 270.25 | 29.75 | 7
2033/34 | 270.75 | 29.75 | 4
2033/34 | 271.25 | 29.75 | 2
2033/34 | 271.75 | 29.75 | 5
2033/34 | 272.25 | 29.75 | 3
2033/34 | 272.75 | 29.75 | 3
2033/34 | 273.25 | 29.75 | 9
2033/34 | 273.75 | 29.75 | 8
2033/34 | 274.25 | 29.75 | 9
2033/34 | 274.75 | 29.75 | 3
2033/34 | 275.25 | 29.75 | 4
2033/34 | 275.75 | 29.75 | 3
2033/34 | 276.25 | 29.75 | 11
2033/34 | 276.75 | 29.75 | 7
2033/34 | 277.25 | 29.75 | 7
2033/34 | 277.75 | 29.75 | 5
2033/34 | 278.25 | 29.75 | 1
2033/34 | 278.75 | 29.75 | 5
2033/34 | 279.25 | 29.75 | 5
2033/34 | 279.75 | 29.75 | 5
2033/34 | 280.25 | 29.75 | 2
2033/34 | 280.75 | 29.75 | 7
2033/34 | 281.25 | 29.75 | 5
2033/34 | 281.75 | 29.75 | 9
2033/34 | 282.25 | 29.75 | 7
2033/34 | 282.75 | 29.75 | 5
2033/34 | 283.25 | 29.75 | 6
2033/34 | 283.75 | 29.75 | 5
2033/34 | 284.25 | 29.75 | 5
2033/34 | 284.75 | 29.75 | 10
2033/34 | 285.25 | 29.75 | 1
2033/34 | 286.25 | 29.75 | 5
2033/34 | 286.75 | 29.75 | 5
2033/34 | 287.25 | 29.75 | 8
2033/34 | 287.75 | 29.75 | 5
2033/34 | 288.25 | 29.75 | 4
2033/34 | 288.75 | 29.75 | 4
2033/34 | 289.25 | 29.75 | 1
2033/34 | 289.75 | 29.75 | 4
2033/34 | 290.25 | 29.75 | 4
2033/34 | 290.75 | 29.75 | 3
2033/34 | 291.25 | 29.75 | 5
2033/34 | 291.75 | 29.75 | 3
2033/34 | 292.25 | 29.75 | 10
2033/34 | 292.75 | 29.75 | 1
2033/34 | 293.25 | 29.75 | 3
2033/34 | 293.75 | 29.75 | 3
2033/34 | 294.25 | 29.75 | 3
2033/34 | 294.75 | 29.75 | 6
2033/34 | 295.25 | 29.75 | 7
2033/34 | 295.75 | 29.75 | 1
2033/34 | 296.25 | 29.75 | 2
2033/34 | 296.75 | 29.75 | 2
2033/34 | 297.25 | 29.75 | 4
2033/34 | 297.75 | 29.75 | 4
2033/34 | 298.25 | 29.75 | 3
2033/34 | 298.75 | 29.75 | 5
2033/34 | 299.75 | 29.75 | 2
2033/34 | 300.25 | 29.75 | 1
2033/34 | 300.75 | 29.75 | 9
2033/34 | 301.75 | 29.75 | 1
2033/34 | 302.25 | 29.75 | 3
2033/34 | 302.75 | 29.75 | 4
2033/34 | 303.25 | 29.75 | 7
2033/34 | 303.75 | 29.75 | 9
2033/34 | 304.75 | 29.75 | 4
2033/34 | 305.25 | 29.75 | 3
2033/34 | 305.75 | 29.75 | 3
2033/34 | 306.25 | 29.75 | 3
2033/34 | 306.75 | 29.75 | 2
2033/34 | 307.25 | 29.75 | 2
2033/34 | 308.25 | 29.75 | 4
2033/34 | 308.75 | 29.75 | 5
2033/34 | 309.25 | 29.75 | 1
2033/34 | 310.25 | 29.75 | 4
2033/34 | 310.75 | 29.75 | 2
2033/34 | 311.25 | 29.75 | 1
2033/34 | 311.75 | 29.75 | 2
2033/34 | 312.25 | 29.75 | 3
2033/34 | 312.75 | 29.75 | 2
2033/34 | 313.25 | 29.75 | 1
2033/34 | 313.75 | 29.75 | 2
2033/34 | 314.25 | 29.75 | 4
2033/34 | 314.75 | 29.75 | 2
2033/34 | 315.25 | 29.75 | 3
2033/34 | 316.25 | 29.75 | 2
2033/34 | 316.75 | 29.75 | 1
2033/34 | 317.25 | 29.75 | 3
2033/34 | 317.75 | 29.75 | 1
2033/34 | 318.25 | 29.75 | 1
2033/34 | 319.25 | 29.75 | 4
2033/34 | 319.75 | 29.75 | 2
2033/34 | 321.25 | 29.75 | 1
2033/34 | 321.75 | 29.75 | 3
2033/34 | 322.75 | 29.75 | 2
2033/34 | 323.25 | 29.75 | 2
2033/34 | 323.75 | 29.75 | 1
2033/34 | 324.25 | 29.75 | 1
2033/34 | 325.25 | 29.75 | 2
2033/34 | 325.75 | 29.75 | 3
2033/34 | 326.75 | 29.75 | 1
2033/34 | 327.75 | 29.75 | 1
2033/34 | 328.25 | 29.75 | 1
2033/34 | 328.75 | 29.75 | 1
2033/34 | 329.25 | 29.75 | 2
2033/34 | 330.25 | 29.75 | 2
2033/34 | 330.75 | 29.75 | 1
2033/34 | 331.25 | 29.75 | 2
2033/34 | 331.75 | 29.75 | 1
2033/34 | 332.25 | 29.75 | 1
2033/34 | 333.25 | 29.75 | 1
2033/34 | 334.75 | 29.75 | 1
2033/34 | 336.25 | 29.75 | 1
2033/34 | 337.25 | 29.75 | 1
2033/34 | 339.75 | 29.75 | 1
2033/34 | 340.75 | 29.75 | 2
2033/34 | 342.25 | 29.75 | 2
2033/34 | 342.75 | 29.75 | 1
2033/34 | 343.75 | 29.75 | 2
2033/34 | 344.75 | 29.75 | 1
2033/34 | 345.25 | 29.75 | 1
2033/34 | 345.75 | 29.75 | 2
2033/34 | 346.25 | 29.75 | 1
2033/34 | 346.75 | 29.75 | 1
2033/34 | 348.75 | 29.75 | 1
2033/34 | 359.25 | 29.75 | 1
2033/34 | 42.75 | 30.25 | 1
2033/34 | 43.75 | 30.25 | 1
2033/34 | 47.25 | 30.25 | 1
2033/34 | 48.25 | 30.25 | 2
2033/34 | 50.25 | 30.25 | 1
2033/34 | 50.75 | 30.25 | 1
2033/34 | 51.25 | 30.25 | 1
2033/34 | 53.25 | 30.25 | 1
2033/34 | 54.25 | 30.25 | 2
2033/34 | 54.75 | 30.25 | 1
2033/34 | 55.75 | 30.25 | 1
2033/34 | 56.75 | 30.25 | 1
2033/34 | 57.25 | 30.25 | 2
2033/34 | 57.75 | 30.25 | 2
2033/34 | 58.25 | 30.25 | 1
2033/34 | 58.75 | 30.25 | 4
2033/34 | 59.75 | 30.25 | 1
2033/34 | 60.25 | 30.25 | 2
2033/34 | 60.75 | 30.25 | 1
2033/34 | 61.25 | 30.25 | 5
2033/34 | 61.75 | 30.25 | 1
2033/34 | 62.25 | 30.25 | 4
2033/34 | 62.75 | 30.25 | 4
2033/34 | 63.25 | 30.25 | 3
2033/34 | 63.75 | 30.25 | 1
2033/34 | 64.25 | 30.25 | 4
2033/34 | 64.75 | 30.25 | 2
2033/34 | 65.25 | 30.25 | 3
2033/34 | 65.75 | 30.25 | 4
2033/34 | 66.25 | 30.25 | 2
2033/34 | 66.75 | 30.25 | 1
2033/34 | 67.25 | 30.25 | 6
2033/34 | 67.75 | 30.25 | 1
2033/34 | 68.25 | 30.25 | 5
2033/34 | 68.75 | 30.25 | 4
2033/34 | 69.25 | 30.25 | 2
2033/34 | 69.75 | 30.25 | 2
2033/34 | 70.25 | 30.25 | 5
2033/34 | 70.75 | 30.25 | 3
2033/34 | 71.25 | 30.25 | 4
2033/34 | 71.75 | 30.25 | 1
2033/34 | 72.25 | 30.25 | 3
2033/34 | 72.75 | 30.25 | 5
2033/34 | 73.25 | 30.25 | 4
2033/34 | 73.75 | 30.25 | 5
2033/34 | 74.25 | 30.25 | 3
2033/34 | 74.75 | 30.25 | 1
2033/34 | 75.25 | 30.25 | 5
2033/34 | 75.75 | 30.25 | 5
2033/34 | 76.25 | 30.25 | 7
2033/34 | 76.75 | 30.25 | 10
2033/34 | 77.25 | 30.25 | 6
2033/34 | 77.75 | 30.25 | 6
2033/34 | 78.25 | 30.25 | 6
2033/34 | 78.75 | 30.25 | 8
2033/34 | 79.25 | 30.25 | 7
2033/34 | 79.75 | 30.25 | 11
2033/34 | 80.25 | 30.25 | 5
2033/34 | 80.75 | 30.25 | 4
2033/34 | 81.25 | 30.25 | 3
2033/34 | 81.75 | 30.25 | 8
2033/34 | 82.25 | 30.25 | 6
2033/34 | 82.75 | 30.25 | 8
2033/34 | 83.25 | 30.25 | 7
2033/34 | 83.75 | 30.25 | 11
2033/34 | 84.25 | 30.25 | 12
2033/34 | 84.75 | 30.25 | 10
2033/34 | 85.25 | 30.25 | 6
2033/34 | 85.75 | 30.25 | 18
2033/34 | 86.25 | 30.25 | 11
2033/34 | 86.75 | 30.25 | 11
2033/34 | 87.25 | 30.25 | 17
2033/34 | 87.75 | 30.25 | 13
2033/34 | 88.25 | 30.25 | 10
2033/34 | 88.75 | 30.25 | 10
2033/34 | 89.25 | 30.25 | 14
2033/34 | 89.75 | 30.25 | 5
2033/34 | 90.25 | 30.25 | 13
2033/34 | 90.75 | 30.25 | 18
2033/34 | 91.25 | 30.25 | 19
2033/34 | 91.75 | 30.25 | 14
2033/34 | 92.25 | 30.25 | 12
2033/34 | 92.75 | 30.25 | 17
2033/34 | 93.25 | 30.25 | 8
2033/34 | 93.75 | 30.25 | 13
2033/34 | 94.25 | 30.25 | 17
2033/34 | 94.75 | 30.25 | 18
2033/34 | 95.25 | 30.25 | 12
2033/34 | 95.75 | 30.25 | 24
2033/34 | 96.25 | 30.25 | 21
2033/34 | 96.75 | 30.25 | 19
2033/34 | 97.25 | 30.25 | 14
2033/34 | 97.75 | 30.25 | 16
2033/34 | 98.25 | 30.25 | 16
2033/34 | 98.75 | 30.25 | 11
2033/34 | 99.25 | 30.25 | 20
2033/34 | 99.75 | 30.25 | 15
2033/34 | 100.25 | 30.25 | 14
2033/34 | 100.75 | 30.25 | 12
2033/34 | 101.25 | 30.25 | 14
2033/34 | 101.75 | 30.25 | 21
2033/34 | 102.25 | 30.25 | 24
2033/34 | 102.75 | 30.25 | 21
2033/34 | 103.25 | 30.25 | 23
2033/34 | 103.75 | 30.25 | 18
2033/34 | 104.25 | 30.25 | 17
2033/34 | 104.75 | 30.25 | 18
2033/34 | 105.25 | 30.25 | 14
2033/34 | 105.75 | 30.25 | 22
2033/34 | 106.25 | 30.25 | 23
2033/34 | 106.75 | 30.25 | 24
2033/34 | 107.25 | 30.25 | 26
2033/34 | 107.75 | 30.25 | 22
2033/34 | 108.25 | 30.25 | 28
2033/34 | 108.75 | 30.25 | 15
2033/34 | 109.25 | 30.25 | 30
2033/34 | 109.75 | 30.25 | 26
2033/34 | 110.25 | 30.25 | 26
2033/34 | 110.75 | 30.25 | 21
2033/34 | 111.25 | 30.25 | 20
2033/34 | 111.75 | 30.25 | 30
2033/34 | 112.25 | 30.25 | 24
2033/34 | 112.75 | 30.25 | 27
2033/34 | 113.25 | 30.25 | 37
2033/34 | 113.75 | 30.25 | 26
2033/34 | 114.25 | 30.25 | 31
2033/34 | 114.75 | 30.25 | 20
2033/34 | 115.25 | 30.25 | 37
2033/34 | 115.75 | 30.25 | 38
2033/34 | 116.25 | 30.25 | 47
2033/34 | 116.75 | 30.25 | 30
2033/34 | 117.25 | 30.25 | 45
2033/34 | 117.75 | 30.25 | 33
2033/34 | 118.25 | 30.25 | 36
2033/34 | 118.75 | 30.25 | 25
2033/34 | 119.25 | 30.25 | 38
2033/34 | 119.75 | 30.25 | 34
2033/34 | 120.25 | 30.25 | 28
2033/34 | 120.75 | 30.25 | 36
2033/34 | 121.25 | 30.25 | 44
2033/34 | 121.75 | 30.25 | 30
2033/34 | 122.25 | 30.25 | 37
2033/34 | 122.75 | 30.25 | 36
2033/34 | 123.25 | 30.25 | 38
2033/34 | 123.75 | 30.25 | 34
2033/34 | 124.25 | 30.25 | 33
2033/34 | 124.75 | 30.25 | 41
2033/34 | 125.25 | 30.25 | 37
2033/34 | 125.75 | 30.25 | 33
2033/34 | 126.25 | 30.25 | 45
2033/34 | 126.75 | 30.25 | 40
2033/34 | 127.25 | 30.25 | 42
2033/34 | 127.75 | 30.25 | 39
2033/34 | 128.25 | 30.25 | 27
2033/34 | 128.75 | 30.25 | 48
2033/34 | 129.25 | 30.25 | 40
2033/34 | 129.75 | 30.25 | 39
2033/34 | 130.25 | 30.25 | 55
2033/34 | 130.75 | 30.25 | 41
2033/34 | 131.25 | 30.25 | 34
2033/34 | 131.75 | 30.25 | 51
2033/34 | 132.25 | 30.25 | 48
2033/34 | 132.75 | 30.25 | 30
2033/34 | 133.25 | 30.25 | 45
2033/34 | 133.75 | 30.25 | 50
2033/34 | 134.25 | 30.25 | 44
2033/34 | 134.75 | 30.25 | 44
2033/34 | 135.25 | 30.25 | 51
2033/34 | 135.75 | 30.25 | 41
2033/34 | 136.25 | 30.25 | 59
2033/34 | 136.75 | 30.25 | 54
2033/34 | 137.25 | 30.25 | 42
2033/34 | 137.75 | 30.25 | 43
2033/34 | 138.25 | 30.25 | 54
2033/34 | 138.75 | 30.25 | 44
2033/34 | 139.25 | 30.25 | 43
2033/34 | 139.75 | 30.25 | 57
2033/34 | 140.25 | 30.25 | 34
2033/34 | 140.75 | 30.25 | 43
2033/34 | 141.25 | 30.25 | 46
2033/34 | 141.75 | 30.25 | 54
2033/34 | 142.25 | 30.25 | 46
2033/34 | 142.75 | 30.25 | 51
2033/34 | 143.25 | 30.25 | 54
2033/34 | 143.75 | 30.25 | 47
2033/34 | 144.25 | 30.25 | 54
2033/34 | 144.75 | 30.25 | 60
2033/34 | 145.25 | 30.25 | 56
2033/34 | 145.75 | 30.25 | 48
2033/34 | 146.25 | 30.25 | 37
2033/34 | 146.75 | 30.25 | 41
2033/34 | 147.25 | 30.25 | 42
2033/34 | 147.75 | 30.25 | 48
2033/34 | 148.25 | 30.25 | 44
2033/34 | 148.75 | 30.25 | 46
2033/34 | 149.25 | 30.25 | 51
2033/34 | 149.75 | 30.25 | 60
2033/34 | 150.25 | 30.25 | 48
2033/34 | 150.75 | 30.25 | 37
2033/34 | 151.25 | 30.25 | 41
2033/34 | 151.75 | 30.25 | 55
2033/34 | 152.25 | 30.25 | 48
2033/34 | 152.75 | 30.25 | 49
2033/34 | 153.25 | 30.25 | 37
2033/34 | 153.75 | 30.25 | 66
2033/34 | 154.25 | 30.25 | 52
2033/34 | 154.75 | 30.25 | 49
2033/34 | 155.25 | 30.25 | 34
2033/34 | 155.75 | 30.25 | 37
2033/34 | 156.25 | 30.25 | 50
2033/34 | 156.75 | 30.25 | 40
2033/34 | 157.25 | 30.25 | 45
2033/34 | 157.75 | 30.25 | 40
2033/34 | 158.25 | 30.25 | 49
2033/34 | 158.75 | 30.25 | 38
2033/34 | 159.25 | 30.25 | 35
2033/34 | 159.75 | 30.25 | 42
2033/34 | 160.25 | 30.25 | 45
2033/34 | 160.75 | 30.25 | 51
2033/34 | 161.25 | 30.25 | 49
2033/34 | 161.75 | 30.25 | 31
2033/34 | 162.25 | 30.25 | 40
2033/34 | 162.75 | 30.25 | 28
2033/34 | 163.25 | 30.25 | 47
2033/34 | 163.75 | 30.25 | 30
2033/34 | 164.25 | 30.25 | 41
2033/34 | 164.75 | 30.25 | 48
2033/34 | 165.25 | 30.25 | 37
2033/34 | 165.75 | 30.25 | 45
2033/34 | 166.25 | 30.25 | 42
2033/34 | 166.75 | 30.25 | 43
2033/34 | 167.25 | 30.25 | 39
2033/34 | 167.75 | 30.25 | 54
2033/34 | 168.25 | 30.25 | 33
2033/34 | 168.75 | 30.25 | 38
2033/34 | 169.25 | 30.25 | 38
2033/34 | 169.75 | 30.25 | 33
2033/34 | 170.25 | 30.25 | 41
2033/34 | 170.75 | 30.25 | 43
2033/34 | 171.25 | 30.25 | 40
2033/34 | 171.75 | 30.25 | 41
2033/34 | 172.25 | 30.25 | 48
2033/34 | 172.75 | 30.25 | 38
2033/34 | 173.25 | 30.25 | 47
2033/34 | 173.75 | 30.25 | 39
2033/34 | 174.25 | 30.25 | 38
2033/34 | 174.75 | 30.25 | 37
2033/34 | 175.25 | 30.25 | 35
2033/34 | 175.75 | 30.25 | 42
2033/34 | 176.25 | 30.25 | 31
2033/34 | 176.75 | 30.25 | 42
2033/34 | 177.25 | 30.25 | 34
2033/34 | 177.75 | 30.25 | 42
2033/34 | 178.25 | 30.25 | 30
2033/34 | 178.75 | 30.25 | 38
2033/34 | 179.25 | 30.25 | 27
2033/34 | 179.75 | 30.25 | 23
2033/34 | 180.25 | 30.25 | 41
2033/34 | 180.75 | 30.25 | 32
2033/34 | 181.25 | 30.25 | 32
2033/34 | 181.75 | 30.25 | 36
2033/34 | 182.25 | 30.25 | 33
2033/34 | 182.75 | 30.25 | 37
2033/34 | 183.25 | 30.25 | 44
2033/34 | 183.75 | 30.25 | 40
2033/34 | 184.25 | 30.25 | 33
2033/34 | 184.75 | 30.25 | 30
2033/34 | 185.25 | 30.25 | 26
2033/34 | 185.75 | 30.25 | 28
2033/34 | 186.25 | 30.25 | 46
2033/34 | 186.75 | 30.25 | 31
2033/34 | 187.25 | 30.25 | 20
2033/34 | 187.75 | 30.25 | 27
2033/34 | 188.25 | 30.25 | 28
2033/34 | 188.75 | 30.25 | 33
2033/34 | 189.25 | 30.25 | 41
2033/34 | 189.75 | 30.25 | 30
2033/34 | 190.25 | 30.25 | 35
2033/34 | 190.75 | 30.25 | 35
2033/34 | 191.25 | 30.25 | 24
2033/34 | 191.75 | 30.25 | 39
2033/34 | 192.25 | 30.25 | 25
2033/34 | 192.75 | 30.25 | 28
2033/34 | 193.25 | 30.25 | 26
2033/34 | 193.75 | 30.25 | 31
2033/34 | 194.25 | 30.25 | 26
2033/34 | 194.75 | 30.25 | 26
2033/34 | 195.25 | 30.25 | 28
2033/34 | 195.75 | 30.25 | 33
2033/34 | 196.25 | 30.25 | 30
2033/34 | 196.75 | 30.25 | 27
2033/34 | 197.25 | 30.25 | 29
2033/34 | 197.75 | 30.25 | 28
2033/34 | 198.25 | 30.25 | 25
2033/34 | 198.75 | 30.25 | 28
2033/34 | 199.25 | 30.25 | 33
2033/34 | 199.75 | 30.25 | 24
2033/34 | 200.25 | 30.25 | 29
2033/34 | 200.75 | 30.25 | 25
2033/34 | 201.25 | 30.25 | 22
2033/34 | 201.75 | 30.25 | 28
2033/34 | 202.25 | 30.25 | 22
2033/34 | 202.75 | 30.25 | 36
2033/34 | 203.25 | 30.25 | 25
2033/34 | 203.75 | 30.25 | 21
2033/34 | 204.25 | 30.25 | 20
2033/34 | 204.75 | 30.25 | 16
2033/34 | 205.25 | 30.25 | 19
2033/34 | 205.75 | 30.25 | 24
2033/34 | 206.25 | 30.25 | 32
2033/34 | 206.75 | 30.25 | 34
2033/34 | 207.25 | 30.25 | 23
2033/34 | 207.75 | 30.25 | 28
2033/34 | 208.25 | 30.25 | 25
2033/34 | 208.75 | 30.25 | 21
2033/34 | 209.25 | 30.25 | 20
2033/34 | 209.75 | 30.25 | 24
2033/34 | 210.25 | 30.25 | 24
2033/34 | 210.75 | 30.25 | 25
2033/34 | 211.25 | 30.25 | 23
2033/34 | 211.75 | 30.25 | 24
2033/34 | 212.25 | 30.25 | 21
2033/34 | 212.75 | 30.25 | 26
2033/34 | 213.25 | 30.25 | 15
2033/34 | 213.75 | 30.25 | 28
2033/34 | 214.25 | 30.25 | 18
2033/34 | 214.75 | 30.25 | 19
2033/34 | 215.25 | 30.25 | 24
2033/34 | 215.75 | 30.25 | 26
2033/34 | 216.25 | 30.25 | 11
2033/34 | 216.75 | 30.25 | 19
2033/34 | 217.25 | 30.25 | 23
2033/34 | 217.75 | 30.25 | 15
2033/34 | 218.25 | 30.25 | 32
2033/34 | 218.75 | 30.25 | 21
2033/34 | 219.25 | 30.25 | 12
2033/34 | 219.75 | 30.25 | 15
2033/34 | 220.25 | 30.25 | 21
2033/34 | 220.75 | 30.25 | 18
2033/34 | 221.25 | 30.25 | 20
2033/34 | 221.75 | 30.25 | 14
2033/34 | 222.25 | 30.25 | 16
2033/34 | 222.75 | 30.25 | 25
2033/34 | 223.25 | 30.25 | 14
2033/34 | 223.75 | 30.25 | 14
2033/34 | 224.25 | 30.25 | 14
2033/34 | 224.75 | 30.25 | 19
2033/34 | 225.25 | 30.25 | 12
2033/34 | 225.75 | 30.25 | 16
2033/34 | 226.25 | 30.25 | 20
2033/34 | 226.75 | 30.25 | 18
2033/34 | 227.25 | 30.25 | 12
2033/34 | 227.75 | 30.25 | 17
2033/34 | 228.25 | 30.25 | 18
2033/34 | 228.75 | 30.25 | 12
2033/34 | 229.25 | 30.25 | 17
2033/34 | 229.75 | 30.25 | 20
2033/34 | 230.25 | 30.25 | 15
2033/34 | 230.75 | 30.25 | 18
2033/34 | 231.25 | 30.25 | 8
2033/34 | 231.75 | 30.25 | 9
2033/34 | 232.25 | 30.25 | 14
2033/34 | 232.75 | 30.25 | 16
2033/34 | 233.25 | 30.25 | 7
2033/34 | 233.75 | 30.25 | 14
2033/34 | 234.25 | 30.25 | 8
2033/34 | 234.75 | 30.25 | 11
2033/34 | 235.25 | 30.25 | 17
2033/34 | 235.75 | 30.25 | 13
2033/34 | 236.25 | 30.25 | 13
2033/34 | 236.75 | 30.25 | 8
2033/34 | 237.25 | 30.25 | 15
2033/34 | 237.75 | 30.25 | 9
2033/34 | 238.25 | 30.25 | 12
2033/34 | 238.75 | 30.25 | 10
2033/34 | 239.25 | 30.25 | 8
2033/34 | 239.75 | 30.25 | 9
2033/34 | 240.25 | 30.25 | 14
2033/34 | 240.75 | 30.25 | 14
2033/34 | 241.25 | 30.25 | 7
2033/34 | 241.75 | 30.25 | 11
2033/34 | 242.25 | 30.25 | 8
2033/34 | 242.75 | 30.25 | 9
2033/34 | 243.25 | 30.25 | 11
2033/34 | 243.75 | 30.25 | 9
2033/34 | 244.25 | 30.25 | 8
2033/34 | 244.75 | 30.25 | 12
2033/34 | 245.25 | 30.25 | 12
2033/34 | 245.75 | 30.25 | 9
2033/34 | 246.25 | 30.25 | 7
2033/34 | 246.75 | 30.25 | 10
2033/34 | 247.25 | 30.25 | 13
2033/34 | 247.75 | 30.25 | 9
2033/34 | 248.25 | 30.25 | 7
2033/34 | 248.75 | 30.25 | 9
2033/34 | 249.25 | 30.25 | 9
2033/34 | 249.75 | 30.25 | 11
2033/34 | 250.25 | 30.25 | 9
2033/34 | 250.75 | 30.25 | 9
2033/34 | 251.25 | 30.25 | 6
2033/34 | 251.75 | 30.25 | 18
2033/34 | 252.25 | 30.25 | 12
2033/34 | 252.75 | 30.25 | 6
2033/34 | 253.25 | 30.25 | 16
2033/34 | 253.75 | 30.25 | 8
2033/34 | 254.25 | 30.25 | 7
2033/34 | 254.75 | 30.25 | 7
2033/34 | 255.25 | 30.25 | 9
2033/34 | 255.75 | 30.25 | 9
2033/34 | 256.25 | 30.25 | 9
2033/34 | 256.75 | 30.25 | 4
2033/34 | 257.25 | 30.25 | 4
2033/34 | 257.75 | 30.25 | 8
2033/34 | 258.25 | 30.25 | 8
2033/34 | 258.75 | 30.25 | 8
2033/34 | 259.25 | 30.25 | 6
2033/34 | 259.75 | 30.25 | 4
2033/34 | 260.25 | 30.25 | 4
2033/34 | 260.75 | 30.25 | 10
2033/34 | 261.25 | 30.25 | 8
2033/34 | 261.75 | 30.25 | 10
2033/34 | 262.25 | 30.25 | 11
2033/34 | 262.75 | 30.25 | 8
2033/34 | 263.25 | 30.25 | 8
2033/34 | 263.75 | 30.25 | 7
2033/34 | 264.25 | 30.25 | 1
2033/34 | 264.75 | 30.25 | 11
2033/34 | 265.25 | 30.25 | 6
2033/34 | 265.75 | 30.25 | 9
2033/34 | 266.25 | 30.25 | 8
2033/34 | 266.75 | 30.25 | 4
2033/34 | 267.25 | 30.25 | 4
2033/34 | 267.75 | 30.25 | 9
2033/34 | 268.25 | 30.25 | 6
2033/34 | 268.75 | 30.25 | 4
2033/34 | 269.25 | 30.25 | 8
2033/34 | 269.75 | 30.25 | 6
2033/34 | 270.25 | 30.25 | 6
2033/34 | 270.75 | 30.25 | 6
2033/34 | 271.25 | 30.25 | 5
2033/34 | 271.75 | 30.25 | 7
2033/34 | 272.25 | 30.25 | 5
2033/34 | 272.75 | 30.25 | 5
2033/34 | 273.25 | 30.25 | 5
2033/34 | 273.75 | 30.25 | 4
2033/34 | 274.25 | 30.25 | 7
2033/34 | 274.75 | 30.25 | 7
2033/34 | 275.25 | 30.25 | 7
2033/34 | 275.75 | 30.25 | 4
2033/34 | 276.25 | 30.25 | 5
2033/34 | 276.75 | 30.25 | 5
2033/34 | 277.25 | 30.25 | 3
2033/34 | 277.75 | 30.25 | 6
2033/34 | 278.25 | 30.25 | 5
2033/34 | 278.75 | 30.25 | 3
2033/34 | 279.25 | 30.25 | 3
2033/34 | 279.75 | 30.25 | 7
2033/34 | 280.25 | 30.25 | 6
2033/34 | 280.75 | 30.25 | 4
2033/34 | 281.25 | 30.25 | 3
2033/34 | 281.75 | 30.25 | 4
2033/34 | 282.25 | 30.25 | 5
2033/34 | 282.75 | 30.25 | 3
2033/34 | 283.25 | 30.25 | 2
2033/34 | 283.75 | 30.25 | 8
2033/34 | 284.25 | 30.25 | 3
2033/34 | 285.25 | 30.25 | 4
2033/34 | 285.75 | 30.25 | 2
2033/34 | 286.25 | 30.25 | 1
2033/34 | 286.75 | 30.25 | 3
2033/34 | 287.25 | 30.25 | 6
2033/34 | 287.75 | 30.25 | 3
2033/34 | 288.25 | 30.25 | 3
2033/34 | 288.75 | 30.25 | 7
2033/34 | 289.25 | 30.25 | 6
2033/34 | 289.75 | 30.25 | 6
2033/34 | 290.25 | 30.25 | 6
2033/34 | 290.75 | 30.25 | 5
2033/34 | 291.25 | 30.25 | 5
2033/34 | 291.75 | 30.25 | 5
2033/34 | 292.25 | 30.25 | 9
2033/34 | 292.75 | 30.25 | 3
2033/34 | 293.25 | 30.25 | 4
2033/34 | 293.75 | 30.25 | 3
2033/34 | 294.25 | 30.25 | 5
2033/34 | 294.75 | 30.25 | 4
2033/34 | 295.25 | 30.25 | 8
2033/34 | 295.75 | 30.25 | 2
2033/34 | 296.25 | 30.25 | 5
2033/34 | 296.75 | 30.25 | 5
2033/34 | 297.25 | 30.25 | 3
2033/34 | 297.75 | 30.25 | 5
2033/34 | 298.25 | 30.25 | 1
2033/34 | 298.75 | 30.25 | 5
2033/34 | 299.25 | 30.25 | 2
2033/34 | 299.75 | 30.25 | 4
2033/34 | 300.25 | 30.25 | 3
2033/34 | 300.75 | 30.25 | 3
2033/34 | 301.25 | 30.25 | 5
2033/34 | 301.75 | 30.25 | 4
2033/34 | 302.25 | 30.25 | 2
2033/34 | 302.75 | 30.25 | 3
2033/34 | 303.25 | 30.25 | 4
2033/34 | 303.75 | 30.25 | 2
2033/34 | 304.25 | 30.25 | 4
2033/34 | 304.75 | 30.25 | 1
2033/34 | 305.75 | 30.25 | 6
2033/34 | 306.25 | 30.25 | 3
2033/34 | 306.75 | 30.25 | 5
2033/34 | 307.25 | 30.25 | 1
2033/34 | 307.75 | 30.25 | 1
2033/34 | 308.25 | 30.25 | 2
2033/34 | 308.75 | 30.25 | 1
2033/34 | 309.25 | 30.25 | 2
2033/34 | 309.75 | 30.25 | 2
2033/34 | 310.25 | 30.25 | 2
2033/34 | 310.75 | 30.25 | 1
2033/34 | 311.25 | 30.25 | 2
2033/34 | 311.75 | 30.25 | 3
2033/34 | 312.25 | 30.25 | 1
2033/34 | 312.75 | 30.25 | 1
2033/34 | 313.25 | 30.25 | 6
2033/34 | 314.25 | 30.25 | 1
2033/34 | 314.75 | 30.25 | 2
2033/34 | 315.25 | 30.25 | 3
2033/34 | 315.75 | 30.25 | 5
2033/34 | 316.75 | 30.25 | 3
2033/34 | 317.25 | 30.25 | 1
2033/34 | 317.75 | 30.25 | 3
2033/34 | 318.25 | 30.25 | 2
2033/34 | 318.75 | 30.25 | 2
2033/34 | 319.25 | 30.25 | 4
2033/34 | 319.75 | 30.25 | 1
2033/34 | 320.25 | 30.25 | 4
2033/34 | 320.75 | 30.25 | 1
2033/34 | 321.25 | 30.25 | 4
2033/34 | 321.75 | 30.25 | 1
2033/34 | 322.25 | 30.25 | 1
2033/34 | 322.75 | 30.25 | 1
2033/34 | 323.75 | 30.25 | 3
2033/34 | 324.25 | 30.25 | 1
2033/34 | 324.75 | 30.25 | 1
2033/34 | 325.75 | 30.25 | 2
2033/34 | 326.25 | 30.25 | 2
2033/34 | 326.75 | 30.25 | 1
2033/34 | 327.25 | 30.25 | 2
2033/34 | 327.75 | 30.25 | 1
2033/34 | 328.25 | 30.25 | 1
2033/34 | 329.25 | 30.25 | 1
2033/34 | 332.25 | 30.25 | 1
2033/34 | 332.75 | 30.25 | 1
2033/34 | 334.75 | 30.25 | 1
2033/34 | 335.25 | 30.25 | 1
2033/34 | 336.75 | 30.25 | 1
2033/34 | 337.25 | 30.25 | 1
2033/34 | 338.25 | 30.25 | 1
2033/34 | 339.25 | 30.25 | 1
2033/34 | 339.75 | 30.25 | 2
2033/34 | 340.25 | 30.25 | 1
2033/34 | 342.25 | 30.25 | 2
2033/34 | 343.75 | 30.25 | 1
2033/34 | 344.25 | 30.25 | 1
2033/34 | 345.25 | 30.25 | 1
2033/34 | 346.75 | 30.25 | 1
2033/34 | 348.25 | 30.25 | 2
2033/34 | 349.75 | 30.25 | 1
2033/34 | 351.25 | 30.25 | 1
2033/34 | 352.75 | 30.25 | 1
2033/34 | 355.75 | 30.25 | 1
2033/34 | 356.25 | 30.25 | 1
2033/34 | 360.75 | 30.25 | 1
2033/34 | 361.75 | 30.25 | 1
2033/34 | 390.75 | 30.25 | 1
2033/34 | 42.75 | 30.75 | 1
2033/34 | 43.25 | 30.75 | 1
2033/34 | 43.75 | 30.75 | 1
2033/34 | 44.25 | 30.75 | 2
2033/34 | 45.25 | 30.75 | 1
2033/34 | 46.25 | 30.75 | 3
2033/34 | 47.25 | 30.75 | 1
2033/34 | 47.75 | 30.75 | 1
2033/34 | 48.25 | 30.75 | 1
2033/34 | 48.75 | 30.75 | 3
2033/34 | 49.25 | 30.75 | 2
2033/34 | 49.75 | 30.75 | 2
2033/34 | 51.25 | 30.75 | 2
2033/34 | 51.75 | 30.75 | 1
2033/34 | 52.25 | 30.75 | 3
2033/34 | 53.25 | 30.75 | 2
2033/34 | 53.75 | 30.75 | 2
2033/34 | 54.25 | 30.75 | 1
2033/34 | 54.75 | 30.75 | 2
2033/34 | 55.25 | 30.75 | 1
2033/34 | 55.75 | 30.75 | 1
2033/34 | 56.25 | 30.75 | 1
2033/34 | 57.75 | 30.75 | 1
2033/34 | 58.25 | 30.75 | 2
2033/34 | 59.75 | 30.75 | 5
2033/34 | 60.25 | 30.75 | 2
2033/34 | 61.25 | 30.75 | 6
2033/34 | 61.75 | 30.75 | 1
2033/34 | 62.25 | 30.75 | 2
2033/34 | 62.75 | 30.75 | 2
2033/34 | 63.25 | 30.75 | 5
2033/34 | 63.75 | 30.75 | 1
2033/34 | 64.25 | 30.75 | 2
2033/34 | 64.75 | 30.75 | 4
2033/34 | 65.25 | 30.75 | 3
2033/34 | 65.75 | 30.75 | 1
2033/34 | 66.25 | 30.75 | 1
2033/34 | 66.75 | 30.75 | 1
2033/34 | 67.25 | 30.75 | 3
2033/34 | 67.75 | 30.75 | 1
2033/34 | 68.25 | 30.75 | 2
2033/34 | 68.75 | 30.75 | 9
2033/34 | 69.75 | 30.75 | 1
2033/34 | 70.25 | 30.75 | 2
2033/34 | 70.75 | 30.75 | 2
2033/34 | 71.25 | 30.75 | 3
2033/34 | 71.75 | 30.75 | 5
2033/34 | 72.25 | 30.75 | 4
2033/34 | 72.75 | 30.75 | 3
2033/34 | 73.25 | 30.75 | 2
2033/34 | 73.75 | 30.75 | 7
2033/34 | 74.25 | 30.75 | 8
2033/34 | 74.75 | 30.75 | 5
2033/34 | 75.25 | 30.75 | 6
2033/34 | 75.75 | 30.75 | 7
2033/34 | 76.25 | 30.75 | 4
2033/34 | 76.75 | 30.75 | 10
2033/34 | 77.25 | 30.75 | 6
2033/34 | 77.75 | 30.75 | 4
2033/34 | 78.25 | 30.75 | 8
2033/34 | 78.75 | 30.75 | 9
2033/34 | 79.25 | 30.75 | 8
2033/34 | 79.75 | 30.75 | 6
2033/34 | 80.25 | 30.75 | 7
2033/34 | 80.75 | 30.75 | 7
2033/34 | 81.25 | 30.75 | 10
2033/34 | 81.75 | 30.75 | 6
2033/34 | 82.25 | 30.75 | 13
2033/34 | 82.75 | 30.75 | 1
2033/34 | 83.25 | 30.75 | 7
2033/34 | 83.75 | 30.75 | 8
2033/34 | 84.25 | 30.75 | 9
2033/34 | 84.75 | 30.75 | 11
2033/34 | 85.25 | 30.75 | 12
2033/34 | 85.75 | 30.75 | 7
2033/34 | 86.25 | 30.75 | 9
2033/34 | 86.75 | 30.75 | 11
2033/34 | 87.25 | 30.75 | 14
2033/34 | 87.75 | 30.75 | 11
2033/34 | 88.25 | 30.75 | 12
2033/34 | 88.75 | 30.75 | 8
2033/34 | 89.25 | 30.75 | 9
2033/34 | 89.75 | 30.75 | 10
2033/34 | 90.25 | 30.75 | 21
2033/34 | 90.75 | 30.75 | 9
2033/34 | 91.25 | 30.75 | 19
2033/34 | 91.75 | 30.75 | 16
2033/34 | 92.25 | 30.75 | 14
2033/34 | 92.75 | 30.75 | 14
2033/34 | 93.25 | 30.75 | 12
2033/34 | 93.75 | 30.75 | 16
2033/34 | 94.25 | 30.75 | 10
2033/34 | 94.75 | 30.75 | 21
2033/34 | 95.25 | 30.75 | 19
2033/34 | 95.75 | 30.75 | 14
2033/34 | 96.25 | 30.75 | 20
2033/34 | 96.75 | 30.75 | 14
2033/34 | 97.25 | 30.75 | 18
2033/34 | 97.75 | 30.75 | 19
2033/34 | 98.25 | 30.75 | 15
2033/34 | 98.75 | 30.75 | 12
2033/34 | 99.25 | 30.75 | 22
2033/34 | 99.75 | 30.75 | 21
2033/34 | 100.25 | 30.75 | 19
2033/34 | 100.75 | 30.75 | 20
2033/34 | 101.25 | 30.75 | 20
2033/34 | 101.75 | 30.75 | 22
2033/34 | 102.25 | 30.75 | 23
2033/34 | 102.75 | 30.75 | 19
2033/34 | 103.25 | 30.75 | 23
2033/34 | 103.75 | 30.75 | 22
2033/34 | 104.25 | 30.75 | 24
2033/34 | 104.75 | 30.75 | 15
2033/34 | 105.25 | 30.75 | 26
2033/34 | 105.75 | 30.75 | 20
2033/34 | 106.25 | 30.75 | 24
2033/34 | 106.75 | 30.75 | 24
2033/34 | 107.25 | 30.75 | 29
2033/34 | 107.75 | 30.75 | 29
2033/34 | 108.25 | 30.75 | 21
2033/34 | 108.75 | 30.75 | 26
2033/34 | 109.25 | 30.75 | 27
2033/34 | 109.75 | 30.75 | 36
2033/34 | 110.25 | 30.75 | 19
2033/34 | 110.75 | 30.75 | 20
2033/34 | 111.25 | 30.75 | 23
2033/34 | 111.75 | 30.75 | 26
2033/34 | 112.25 | 30.75 | 28
2033/34 | 112.75 | 30.75 | 22
2033/34 | 113.25 | 30.75 | 36
2033/34 | 113.75 | 30.75 | 36
2033/34 | 114.25 | 30.75 | 25
2033/34 | 114.75 | 30.75 | 27
2033/34 | 115.25 | 30.75 | 24
2033/34 | 115.75 | 30.75 | 22
2033/34 | 116.25 | 30.75 | 33
2033/34 | 116.75 | 30.75 | 34
2033/34 | 117.25 | 30.75 | 23
2033/34 | 117.75 | 30.75 | 33
2033/34 | 118.25 | 30.75 | 28
2033/34 | 118.75 | 30.75 | 33
2033/34 | 119.25 | 30.75 | 32
2033/34 | 119.75 | 30.75 | 25
2033/34 | 120.25 | 30.75 | 24
2033/34 | 120.75 | 30.75 | 34
2033/34 | 121.25 | 30.75 | 26
2033/34 | 121.75 | 30.75 | 39
2033/34 | 122.25 | 30.75 | 33
2033/34 | 122.75 | 30.75 | 32
2033/34 | 123.25 | 30.75 | 35
2033/34 | 123.75 | 30.75 | 33
2033/34 | 124.25 | 30.75 | 38
2033/34 | 124.75 | 30.75 | 46
2033/34 | 125.25 | 30.75 | 40
2033/34 | 125.75 | 30.75 | 28
2033/34 | 126.25 | 30.75 | 44
2033/34 | 126.75 | 30.75 | 49
2033/34 | 127.25 | 30.75 | 30
2033/34 | 127.75 | 30.75 | 45
2033/34 | 128.25 | 30.75 | 41
2033/34 | 128.75 | 30.75 | 42
2033/34 | 129.25 | 30.75 | 24
2033/34 | 129.75 | 30.75 | 42
2033/34 | 130.25 | 30.75 | 29
2033/34 | 130.75 | 30.75 | 40
2033/34 | 131.25 | 30.75 | 42
2033/34 | 131.75 | 30.75 | 38
2033/34 | 132.25 | 30.75 | 38
2033/34 | 132.75 | 30.75 | 49
2033/34 | 133.25 | 30.75 | 46
2033/34 | 133.75 | 30.75 | 44
2033/34 | 134.25 | 30.75 | 44
2033/34 | 134.75 | 30.75 | 39
2033/34 | 135.25 | 30.75 | 48
2033/34 | 135.75 | 30.75 | 55
2033/34 | 136.25 | 30.75 | 49
2033/34 | 136.75 | 30.75 | 43
2033/34 | 137.25 | 30.75 | 36
2033/34 | 137.75 | 30.75 | 45
2033/34 | 138.25 | 30.75 | 43
2033/34 | 138.75 | 30.75 | 42
2033/34 | 139.25 | 30.75 | 54
2033/34 | 139.75 | 30.75 | 57
2033/34 | 140.25 | 30.75 | 40
2033/34 | 140.75 | 30.75 | 45
2033/34 | 141.25 | 30.75 | 54
2033/34 | 141.75 | 30.75 | 44
2033/34 | 142.25 | 30.75 | 39
2033/34 | 142.75 | 30.75 | 39
2033/34 | 143.25 | 30.75 | 49
2033/34 | 143.75 | 30.75 | 37
2033/34 | 144.25 | 30.75 | 32
2033/34 | 144.75 | 30.75 | 42
2033/34 | 145.25 | 30.75 | 56
2033/34 | 145.75 | 30.75 | 40
2033/34 | 146.25 | 30.75 | 41
2033/34 | 146.75 | 30.75 | 46
2033/34 | 147.25 | 30.75 | 42
2033/34 | 147.75 | 30.75 | 52
2033/34 | 148.25 | 30.75 | 52
2033/34 | 148.75 | 30.75 | 57
2033/34 | 149.25 | 30.75 | 43
2033/34 | 149.75 | 30.75 | 42
2033/34 | 150.25 | 30.75 | 53
2033/34 | 150.75 | 30.75 | 42
2033/34 | 151.25 | 30.75 | 34
2033/34 | 151.75 | 30.75 | 65
2033/34 | 152.25 | 30.75 | 42
2033/34 | 152.75 | 30.75 | 43
2033/34 | 153.25 | 30.75 | 38
2033/34 | 153.75 | 30.75 | 34
2033/34 | 154.25 | 30.75 | 34
2033/34 | 154.75 | 30.75 | 34
2033/34 | 155.25 | 30.75 | 37
2033/34 | 155.75 | 30.75 | 60
2033/34 | 156.25 | 30.75 | 41
2033/34 | 156.75 | 30.75 | 45
2033/34 | 157.25 | 30.75 | 58
2033/34 | 157.75 | 30.75 | 43
2033/34 | 158.25 | 30.75 | 51
2033/34 | 158.75 | 30.75 | 34
2033/34 | 159.25 | 30.75 | 37
2033/34 | 159.75 | 30.75 | 43
2033/34 | 160.25 | 30.75 | 47
2033/34 | 160.75 | 30.75 | 49
2033/34 | 161.25 | 30.75 | 40
2033/34 | 161.75 | 30.75 | 30
2033/34 | 162.25 | 30.75 | 45
2033/34 | 162.75 | 30.75 | 42
2033/34 | 163.25 | 30.75 | 32
2033/34 | 163.75 | 30.75 | 42
2033/34 | 164.25 | 30.75 | 38
2033/34 | 164.75 | 30.75 | 39
2033/34 | 165.25 | 30.75 | 52
2033/34 | 165.75 | 30.75 | 50
2033/34 | 166.25 | 30.75 | 39
2033/34 | 166.75 | 30.75 | 38
2033/34 | 167.25 | 30.75 | 40
2033/34 | 167.75 | 30.75 | 29
2033/34 | 168.25 | 30.75 | 39
2033/34 | 168.75 | 30.75 | 35
2033/34 | 169.25 | 30.75 | 37
2033/34 | 169.75 | 30.75 | 36
2033/34 | 170.25 | 30.75 | 45
2033/34 | 170.75 | 30.75 | 27
2033/34 | 171.25 | 30.75 | 38
2033/34 | 171.75 | 30.75 | 28
2033/34 | 172.25 | 30.75 | 34
2033/34 | 172.75 | 30.75 | 28
2033/34 | 173.25 | 30.75 | 30
2033/34 | 173.75 | 30.75 | 41
2033/34 | 174.25 | 30.75 | 39
2033/34 | 174.75 | 30.75 | 38
2033/34 | 175.25 | 30.75 | 37
2033/34 | 175.75 | 30.75 | 40
2033/34 | 176.25 | 30.75 | 40
2033/34 | 176.75 | 30.75 | 41
2033/34 | 177.25 | 30.75 | 43
2033/34 | 177.75 | 30.75 | 38
2033/34 | 178.25 | 30.75 | 38
2033/34 | 178.75 | 30.75 | 36
2033/34 | 179.25 | 30.75 | 31
2033/34 | 179.75 | 30.75 | 42
2033/34 | 180.25 | 30.75 | 32
2033/34 | 180.75 | 30.75 | 29
2033/34 | 181.25 | 30.75 | 37
2033/34 | 181.75 | 30.75 | 39
2033/34 | 182.25 | 30.75 | 32
2033/34 | 182.75 | 30.75 | 28
2033/34 | 183.25 | 30.75 | 44
2033/34 | 183.75 | 30.75 | 33
2033/34 | 184.25 | 30.75 | 31
2033/34 | 184.75 | 30.75 | 30
2033/34 | 185.25 | 30.75 | 31
2033/34 | 185.75 | 30.75 | 27
2033/34 | 186.25 | 30.75 | 33
2033/34 | 186.75 | 30.75 | 43
2033/34 | 187.25 | 30.75 | 33
2033/34 | 187.75 | 30.75 | 44
2033/34 | 188.25 | 30.75 | 24
2033/34 | 188.75 | 30.75 | 33
2033/34 | 189.25 | 30.75 | 34
2033/34 | 189.75 | 30.75 | 40
2033/34 | 190.25 | 30.75 | 37
2033/34 | 190.75 | 30.75 | 38
2033/34 | 191.25 | 30.75 | 24
2033/34 | 191.75 | 30.75 | 26
2033/34 | 192.25 | 30.75 | 34
2033/34 | 192.75 | 30.75 | 30
2033/34 | 193.25 | 30.75 | 24
2033/34 | 193.75 | 30.75 | 32
2033/34 | 194.25 | 30.75 | 26
2033/34 | 194.75 | 30.75 | 29
2033/34 | 195.25 | 30.75 | 19
2033/34 | 195.75 | 30.75 | 33
2033/34 | 196.25 | 30.75 | 24
2033/34 | 196.75 | 30.75 | 34
2033/34 | 197.25 | 30.75 | 36
2033/34 | 197.75 | 30.75 | 31
2033/34 | 198.25 | 30.75 | 22
2033/34 | 198.75 | 30.75 | 25
2033/34 | 199.25 | 30.75 | 23
2033/34 | 199.75 | 30.75 | 30
2033/34 | 200.25 | 30.75 | 27
2033/34 | 200.75 | 30.75 | 31
2033/34 | 201.25 | 30.75 | 26
2033/34 | 201.75 | 30.75 | 25
2033/34 | 202.25 | 30.75 | 16
2033/34 | 202.75 | 30.75 | 26
2033/34 | 203.25 | 30.75 | 36
2033/34 | 203.75 | 30.75 | 21
2033/34 | 204.25 | 30.75 | 33
2033/34 | 204.75 | 30.75 | 14
2033/34 | 205.25 | 30.75 | 24
2033/34 | 205.75 | 30.75 | 29
2033/34 | 206.25 | 30.75 | 24
2033/34 | 206.75 | 30.75 | 26
2033/34 | 207.25 | 30.75 | 20
2033/34 | 207.75 | 30.75 | 25
2033/34 | 208.25 | 30.75 | 24
2033/34 | 208.75 | 30.75 | 20
2033/34 | 209.25 | 30.75 | 25
2033/34 | 209.75 | 30.75 | 27
2033/34 | 210.25 | 30.75 | 22
2033/34 | 210.75 | 30.75 | 31
2033/34 | 211.25 | 30.75 | 23
2033/34 | 211.75 | 30.75 | 20
2033/34 | 212.25 | 30.75 | 21
2033/34 | 212.75 | 30.75 | 18
2033/34 | 213.25 | 30.75 | 13
2033/34 | 213.75 | 30.75 | 28
2033/34 | 214.25 | 30.75 | 19
2033/34 | 214.75 | 30.75 | 23
2033/34 | 215.25 | 30.75 | 28
2033/34 | 215.75 | 30.75 | 24
2033/34 | 216.25 | 30.75 | 20
2033/34 | 216.75 | 30.75 | 24
2033/34 | 217.25 | 30.75 | 25
2033/34 | 217.75 | 30.75 | 16
2033/34 | 218.25 | 30.75 | 16
2033/34 | 218.75 | 30.75 | 14
2033/34 | 219.25 | 30.75 | 21
2033/34 | 219.75 | 30.75 | 20
2033/34 | 220.25 | 30.75 | 14
2033/34 | 220.75 | 30.75 | 13
2033/34 | 221.25 | 30.75 | 17
2033/34 | 221.75 | 30.75 | 25
2033/34 | 222.25 | 30.75 | 17
2033/34 | 222.75 | 30.75 | 15
2033/34 | 223.25 | 30.75 | 14
2033/34 | 223.75 | 30.75 | 14
2033/34 | 224.25 | 30.75 | 18
2033/34 | 224.75 | 30.75 | 26
2033/34 | 225.25 | 30.75 | 12
2033/34 | 225.75 | 30.75 | 12
2033/34 | 226.25 | 30.75 | 15
2033/34 | 226.75 | 30.75 | 13
2033/34 | 227.25 | 30.75 | 18
2033/34 | 227.75 | 30.75 | 15
2033/34 | 228.25 | 30.75 | 21
2033/34 | 228.75 | 30.75 | 10
2033/34 | 229.25 | 30.75 | 13
2033/34 | 229.75 | 30.75 | 17
2033/34 | 230.25 | 30.75 | 15
2033/34 | 230.75 | 30.75 | 13
2033/34 | 231.25 | 30.75 | 18
2033/34 | 231.75 | 30.75 | 6
2033/34 | 232.25 | 30.75 | 18
2033/34 | 232.75 | 30.75 | 16
2033/34 | 233.25 | 30.75 | 10
2033/34 | 233.75 | 30.75 | 14
2033/34 | 234.25 | 30.75 | 18
2033/34 | 234.75 | 30.75 | 11
2033/34 | 235.25 | 30.75 | 10
2033/34 | 235.75 | 30.75 | 13
2033/34 | 236.25 | 30.75 | 12
2033/34 | 236.75 | 30.75 | 7
2033/34 | 237.25 | 30.75 | 7
2033/34 | 237.75 | 30.75 | 9
2033/34 | 238.25 | 30.75 | 9
2033/34 | 238.75 | 30.75 | 14
2033/34 | 239.25 | 30.75 | 14
2033/34 | 239.75 | 30.75 | 6
2033/34 | 240.25 | 30.75 | 7
2033/34 | 240.75 | 30.75 | 10
2033/34 | 241.25 | 30.75 | 15
2033/34 | 241.75 | 30.75 | 11
2033/34 | 242.25 | 30.75 | 10
2033/34 | 242.75 | 30.75 | 7
2033/34 | 243.25 | 30.75 | 11
2033/34 | 243.75 | 30.75 | 9
2033/34 | 244.25 | 30.75 | 11
2033/34 | 244.75 | 30.75 | 8
2033/34 | 245.25 | 30.75 | 7
2033/34 | 245.75 | 30.75 | 6
2033/34 | 246.25 | 30.75 | 13
2033/34 | 246.75 | 30.75 | 12
2033/34 | 247.25 | 30.75 | 10
2033/34 | 247.75 | 30.75 | 14
2033/34 | 248.25 | 30.75 | 7
2033/34 | 248.75 | 30.75 | 5
2033/34 | 249.25 | 30.75 | 14
2033/34 | 249.75 | 30.75 | 10
2033/34 | 250.25 | 30.75 | 6
2033/34 | 250.75 | 30.75 | 9
2033/34 | 251.25 | 30.75 | 13
2033/34 | 251.75 | 30.75 | 10
2033/34 | 252.25 | 30.75 | 7
2033/34 | 252.75 | 30.75 | 9
2033/34 | 253.25 | 30.75 | 13
2033/34 | 253.75 | 30.75 | 6
2033/34 | 254.25 | 30.75 | 4
2033/34 | 254.75 | 30.75 | 6
2033/34 | 255.25 | 30.75 | 5
2033/34 | 255.75 | 30.75 | 5
2033/34 | 256.25 | 30.75 | 6
2033/34 | 256.75 | 30.75 | 7
2033/34 | 257.25 | 30.75 | 10
2033/34 | 257.75 | 30.75 | 5
2033/34 | 258.25 | 30.75 | 5
2033/34 | 258.75 | 30.75 | 3
2033/34 | 259.25 | 30.75 | 2
2033/34 | 259.75 | 30.75 | 9
2033/34 | 260.25 | 30.75 | 9
2033/34 | 260.75 | 30.75 | 6
2033/34 | 261.25 | 30.75 | 10
2033/34 | 261.75 | 30.75 | 4
2033/34 | 262.25 | 30.75 | 8
2033/34 | 262.75 | 30.75 | 5
2033/34 | 263.25 | 30.75 | 12
2033/34 | 263.75 | 30.75 | 5
2033/34 | 264.25 | 30.75 | 3
2033/34 | 264.75 | 30.75 | 13
2033/34 | 265.25 | 30.75 | 9
2033/34 | 265.75 | 30.75 | 7
2033/34 | 266.25 | 30.75 | 9
2033/34 | 266.75 | 30.75 | 7
2033/34 | 267.25 | 30.75 | 3
2033/34 | 267.75 | 30.75 | 3
2033/34 | 268.25 | 30.75 | 10
2033/34 | 268.75 | 30.75 | 4
2033/34 | 269.25 | 30.75 | 5
2033/34 | 269.75 | 30.75 | 6
2033/34 | 270.25 | 30.75 | 6
2033/34 | 270.75 | 30.75 | 6
2033/34 | 271.25 | 30.75 | 5
2033/34 | 271.75 | 30.75 | 8
2033/34 | 272.25 | 30.75 | 7
2033/34 | 272.75 | 30.75 | 5
2033/34 | 273.25 | 30.75 | 6
2033/34 | 273.75 | 30.75 | 5
2033/34 | 274.25 | 30.75 | 4
2033/34 | 274.75 | 30.75 | 1
2033/34 | 275.25 | 30.75 | 5
2033/34 | 275.75 | 30.75 | 3
2033/34 | 276.25 | 30.75 | 6
2033/34 | 276.75 | 30.75 | 4
2033/34 | 277.25 | 30.75 | 3
2033/34 | 277.75 | 30.75 | 7
2033/34 | 278.25 | 30.75 | 5
2033/34 | 278.75 | 30.75 | 7
2033/34 | 279.25 | 30.75 | 3
2033/34 | 279.75 | 30.75 | 5
2033/34 | 280.25 | 30.75 | 6
2033/34 | 280.75 | 30.75 | 7
2033/34 | 281.25 | 30.75 | 3
2033/34 | 281.75 | 30.75 | 7
2033/34 | 282.25 | 30.75 | 4
2033/34 | 282.75 | 30.75 | 9
2033/34 | 283.25 | 30.75 | 7
2033/34 | 283.75 | 30.75 | 3
2033/34 | 284.25 | 30.75 | 5
2033/34 | 284.75 | 30.75 | 3
2033/34 | 285.25 | 30.75 | 4
2033/34 | 285.75 | 30.75 | 4
2033/34 | 286.25 | 30.75 | 7
2033/34 | 286.75 | 30.75 | 4
2033/34 | 287.25 | 30.75 | 8
2033/34 | 287.75 | 30.75 | 7
2033/34 | 288.25 | 30.75 | 2
2033/34 | 288.75 | 30.75 | 7
2033/34 | 289.25 | 30.75 | 5
2033/34 | 289.75 | 30.75 | 3
2033/34 | 290.25 | 30.75 | 4
2033/34 | 290.75 | 30.75 | 5
2033/34 | 291.25 | 30.75 | 7
2033/34 | 291.75 | 30.75 | 5
2033/34 | 292.25 | 30.75 | 6
2033/34 | 292.75 | 30.75 | 2
2033/34 | 293.25 | 30.75 | 5
2033/34 | 293.75 | 30.75 | 5
2033/34 | 294.25 | 30.75 | 4
2033/34 | 294.75 | 30.75 | 4
2033/34 | 295.25 | 30.75 | 4
2033/34 | 295.75 | 30.75 | 1
2033/34 | 296.25 | 30.75 | 4
2033/34 | 296.75 | 30.75 | 3
2033/34 | 297.25 | 30.75 | 3
2033/34 | 297.75 | 30.75 | 2
2033/34 | 298.25 | 30.75 | 3
2033/34 | 298.75 | 30.75 | 4
2033/34 | 299.25 | 30.75 | 4
2033/34 | 299.75 | 30.75 | 5
2033/34 | 300.25 | 30.75 | 2
2033/34 | 300.75 | 30.75 | 5
2033/34 | 301.25 | 30.75 | 4
2033/34 | 301.75 | 30.75 | 1
2033/34 | 302.25 | 30.75 | 7
2033/34 | 302.75 | 30.75 | 3
2033/34 | 303.25 | 30.75 | 4
2033/34 | 303.75 | 30.75 | 1
2033/34 | 304.75 | 30.75 | 3
2033/34 | 305.25 | 30.75 | 3
2033/34 | 305.75 | 30.75 | 4
2033/34 | 306.25 | 30.75 | 7
2033/34 | 306.75 | 30.75 | 1
2033/34 | 307.25 | 30.75 | 2
2033/34 | 307.75 | 30.75 | 3
2033/34 | 308.25 | 30.75 | 2
2033/34 | 308.75 | 30.75 | 3
2033/34 | 309.25 | 30.75 | 2
2033/34 | 309.75 | 30.75 | 1
2033/34 | 310.25 | 30.75 | 4
2033/34 | 310.75 | 30.75 | 3
2033/34 | 311.25 | 30.75 | 1
2033/34 | 311.75 | 30.75 | 1
2033/34 | 312.25 | 30.75 | 6
2033/34 | 312.75 | 30.75 | 3
2033/34 | 313.75 | 30.75 | 5
2033/34 | 314.25 | 30.75 | 2
2033/34 | 314.75 | 30.75 | 1
2033/34 | 315.25 | 30.75 | 1
2033/34 | 315.75 | 30.75 | 1
2033/34 | 316.25 | 30.75 | 3
2033/34 | 316.75 | 30.75 | 2
2033/34 | 317.25 | 30.75 | 3
2033/34 | 317.75 | 30.75 | 1
2033/34 | 318.75 | 30.75 | 4
2033/34 | 319.75 | 30.75 | 3
2033/34 | 320.25 | 30.75 | 2
2033/34 | 321.25 | 30.75 | 3
2033/34 | 321.75 | 30.75 | 1
2033/34 | 322.25 | 30.75 | 1
2033/34 | 322.75 | 30.75 | 3
2033/34 | 323.25 | 30.75 | 4
2033/34 | 323.75 | 30.75 | 2
2033/34 | 325.25 | 30.75 | 1
2033/34 | 325.75 | 30.75 | 1
2033/34 | 326.25 | 30.75 | 1
2033/34 | 326.75 | 30.75 | 1
2033/34 | 327.75 | 30.75 | 1
2033/34 | 328.25 | 30.75 | 1
2033/34 | 328.75 | 30.75 | 3
2033/34 | 329.75 | 30.75 | 2
2033/34 | 330.25 | 30.75 | 1
2033/34 | 331.75 | 30.75 | 2
2033/34 | 332.25 | 30.75 | 1
2033/34 | 332.75 | 30.75 | 1
2033/34 | 333.75 | 30.75 | 1
2033/34 | 335.75 | 30.75 | 1
2033/34 | 336.25 | 30.75 | 1
2033/34 | 336.75 | 30.75 | 1
2033/34 | 338.75 | 30.75 | 1
2033/34 | 339.25 | 30.75 | 2
2033/34 | 339.75 | 30.75 | 2
2033/34 | 340.75 | 30.75 | 1
2033/34 | 341.75 | 30.75 | 2
2033/34 | 342.75 | 30.75 | 3
2033/34 | 344.75 | 30.75 | 1
2033/34 | 346.25 | 30.75 | 1
2033/34 | 346.75 | 30.75 | 1
2033/34 | 347.75 | 30.75 | 2
2033/34 | 348.25 | 30.75 | 2
2033/34 | 351.25 | 30.75 | 1
2033/34 | 351.75 | 30.75 | 1
2033/34 | 353.75 | 30.75 | 1
2033/34 | 365.25 | 30.75 | 1
2033/34 | 372.75 | 30.75 | 1
2033/34 | 44.75 | 31.25 | 2
2033/34 | 47.75 | 31.25 | 2
2033/34 | 49.25 | 31.25 | 1
2033/34 | 50.25 | 31.25 | 1
2033/34 | 51.25 | 31.25 | 3
2033/34 | 51.75 | 31.25 | 1
2033/34 | 52.75 | 31.25 | 1
2033/34 | 53.25 | 31.25 | 1
2033/34 | 53.75 | 31.25 | 1
2033/34 | 54.25 | 31.25 | 1
2033/34 | 54.75 | 31.25 | 1
2033/34 | 55.75 | 31.25 | 2
2033/34 | 57.25 | 31.25 | 1
2033/34 | 57.75 | 31.25 | 2
2033/34 | 58.25 | 31.25 | 2
2033/34 | 59.75 | 31.25 | 3
2033/34 | 60.25 | 31.25 | 2
2033/34 | 60.75 | 31.25 | 1
2033/34 | 61.25 | 31.25 | 4
2033/34 | 62.25 | 31.25 | 1
2033/34 | 62.75 | 31.25 | 2
2033/34 | 63.25 | 31.25 | 2
2033/34 | 64.25 | 31.25 | 2
2033/34 | 64.75 | 31.25 | 2
2033/34 | 65.25 | 31.25 | 2
2033/34 | 65.75 | 31.25 | 2
2033/34 | 66.75 | 31.25 | 1
2033/34 | 67.25 | 31.25 | 5
2033/34 | 67.75 | 31.25 | 3
2033/34 | 68.25 | 31.25 | 2
2033/34 | 68.75 | 31.25 | 4
2033/34 | 69.25 | 31.25 | 1
2033/34 | 69.75 | 31.25 | 2
2033/34 | 70.25 | 31.25 | 1
2033/34 | 70.75 | 31.25 | 9
2033/34 | 71.25 | 31.25 | 3
2033/34 | 71.75 | 31.25 | 1
2033/34 | 72.25 | 31.25 | 5
2033/34 | 72.75 | 31.25 | 3
2033/34 | 73.25 | 31.25 | 3
2033/34 | 73.75 | 31.25 | 7
2033/34 | 74.25 | 31.25 | 3
2033/34 | 74.75 | 31.25 | 4
2033/34 | 75.25 | 31.25 | 5
2033/34 | 75.75 | 31.25 | 5
2033/34 | 76.25 | 31.25 | 1
2033/34 | 76.75 | 31.25 | 7
2033/34 | 77.25 | 31.25 | 4
2033/34 | 77.75 | 31.25 | 5
2033/34 | 78.25 | 31.25 | 5
2033/34 | 78.75 | 31.25 | 6
2033/34 | 79.25 | 31.25 | 4
2033/34 | 79.75 | 31.25 | 7
2033/34 | 80.25 | 31.25 | 3
2033/34 | 80.75 | 31.25 | 9
2033/34 | 81.25 | 31.25 | 5
2033/34 | 81.75 | 31.25 | 10
2033/34 | 82.25 | 31.25 | 6
2033/34 | 82.75 | 31.25 | 5
2033/34 | 83.25 | 31.25 | 5
2033/34 | 83.75 | 31.25 | 5
2033/34 | 84.25 | 31.25 | 12
2033/34 | 84.75 | 31.25 | 9
2033/34 | 85.25 | 31.25 | 9
2033/34 | 85.75 | 31.25 | 7
2033/34 | 86.25 | 31.25 | 9
2033/34 | 86.75 | 31.25 | 7
2033/34 | 87.25 | 31.25 | 9
2033/34 | 87.75 | 31.25 | 9
2033/34 | 88.25 | 31.25 | 9
2033/34 | 88.75 | 31.25 | 9
2033/34 | 89.25 | 31.25 | 11
2033/34 | 89.75 | 31.25 | 10
2033/34 | 90.25 | 31.25 | 14
2033/34 | 90.75 | 31.25 | 18
2033/34 | 91.25 | 31.25 | 11
2033/34 | 91.75 | 31.25 | 10
2033/34 | 92.25 | 31.25 | 13
2033/34 | 92.75 | 31.25 | 9
2033/34 | 93.25 | 31.25 | 8
2033/34 | 93.75 | 31.25 | 16
2033/34 | 94.25 | 31.25 | 20
2033/34 | 94.75 | 31.25 | 16
2033/34 | 95.25 | 31.25 | 10
2033/34 | 95.75 | 31.25 | 15
2033/34 | 96.25 | 31.25 | 10
2033/34 | 96.75 | 31.25 | 16
2033/34 | 97.25 | 31.25 | 14
2033/34 | 97.75 | 31.25 | 11
2033/34 | 98.25 | 31.25 | 8
2033/34 | 98.75 | 31.25 | 22
2033/34 | 99.25 | 31.25 | 16
2033/34 | 99.75 | 31.25 | 11
2033/34 | 100.25 | 31.25 | 23
2033/34 | 100.75 | 31.25 | 13
2033/34 | 101.25 | 31.25 | 20
2033/34 | 101.75 | 31.25 | 21
2033/34 | 102.25 | 31.25 | 16
2033/34 | 102.75 | 31.25 | 21
2033/34 | 103.25 | 31.25 | 18
2033/34 | 103.75 | 31.25 | 23
2033/34 | 104.25 | 31.25 | 19
2033/34 | 104.75 | 31.25 | 19
2033/34 | 105.25 | 31.25 | 18
2033/34 | 105.75 | 31.25 | 19
2033/34 | 106.25 | 31.25 | 19
2033/34 | 106.75 | 31.25 | 21
2033/34 | 107.25 | 31.25 | 22
2033/34 | 107.75 | 31.25 | 27
2033/34 | 108.25 | 31.25 | 16
2033/34 | 108.75 | 31.25 | 23
2033/34 | 109.25 | 31.25 | 18
2033/34 | 109.75 | 31.25 | 21
2033/34 | 110.25 | 31.25 | 17
2033/34 | 110.75 | 31.25 | 29
2033/34 | 111.25 | 31.25 | 29
2033/34 | 111.75 | 31.25 | 25
2033/34 | 112.25 | 31.25 | 27
2033/34 | 112.75 | 31.25 | 30
2033/34 | 113.25 | 31.25 | 27
2033/34 | 113.75 | 31.25 | 20
2033/34 | 114.25 | 31.25 | 27
2033/34 | 114.75 | 31.25 | 24
2033/34 | 115.25 | 31.25 | 28
2033/34 | 115.75 | 31.25 | 23
2033/34 | 116.25 | 31.25 | 36
2033/34 | 116.75 | 31.25 | 27
2033/34 | 117.25 | 31.25 | 29
2033/34 | 117.75 | 31.25 | 36
2033/34 | 118.25 | 31.25 | 24
2033/34 | 118.75 | 31.25 | 30
2033/34 | 119.25 | 31.25 | 35
2033/34 | 119.75 | 31.25 | 30
2033/34 | 120.25 | 31.25 | 22
2033/34 | 120.75 | 31.25 | 31
2033/34 | 121.25 | 31.25 | 38
2033/34 | 121.75 | 31.25 | 41
2033/34 | 122.25 | 31.25 | 41
2033/34 | 122.75 | 31.25 | 34
2033/34 | 123.25 | 31.25 | 31
2033/34 | 123.75 | 31.25 | 30
2033/34 | 124.25 | 31.25 | 33
2033/34 | 124.75 | 31.25 | 41
2033/34 | 125.25 | 31.25 | 40
2033/34 | 125.75 | 31.25 | 45
2033/34 | 126.25 | 31.25 | 43
2033/34 | 126.75 | 31.25 | 37
2033/34 | 127.25 | 31.25 | 24
2033/34 | 127.75 | 31.25 | 39
2033/34 | 128.25 | 31.25 | 35
2033/34 | 128.75 | 31.25 | 51
2033/34 | 129.25 | 31.25 | 31
2033/34 | 129.75 | 31.25 | 41
2033/34 | 130.25 | 31.25 | 36
2033/34 | 130.75 | 31.25 | 45
2033/34 | 131.25 | 31.25 | 36
2033/34 | 131.75 | 31.25 | 30
2033/34 | 132.25 | 31.25 | 38
2033/34 | 132.75 | 31.25 | 54
2033/34 | 133.25 | 31.25 | 57
2033/34 | 133.75 | 31.25 | 48
2033/34 | 134.25 | 31.25 | 48
2033/34 | 134.75 | 31.25 | 46
2033/34 | 135.25 | 31.25 | 49
2033/34 | 135.75 | 31.25 | 52
2033/34 | 136.25 | 31.25 | 65
2033/34 | 136.75 | 31.25 | 38
2033/34 | 137.25 | 31.25 | 42
2033/34 | 137.75 | 31.25 | 52
2033/34 | 138.25 | 31.25 | 44
2033/34 | 138.75 | 31.25 | 45
2033/34 | 139.25 | 31.25 | 47
2033/34 | 139.75 | 31.25 | 44
2033/34 | 140.25 | 31.25 | 44
2033/34 | 140.75 | 31.25 | 41
2033/34 | 141.25 | 31.25 | 53
2033/34 | 141.75 | 31.25 | 47
2033/34 | 142.25 | 31.25 | 47
2033/34 | 142.75 | 31.25 | 45
2033/34 | 143.25 | 31.25 | 53
2033/34 | 143.75 | 31.25 | 41
2033/34 | 144.25 | 31.25 | 48
2033/34 | 144.75 | 31.25 | 56
2033/34 | 145.25 | 31.25 | 48
2033/34 | 145.75 | 31.25 | 52
2033/34 | 146.25 | 31.25 | 44
2033/34 | 146.75 | 31.25 | 54
2033/34 | 147.25 | 31.25 | 46
2033/34 | 147.75 | 31.25 | 50
2033/34 | 148.25 | 31.25 | 42
2033/34 | 148.75 | 31.25 | 43
2033/34 | 149.25 | 31.25 | 46
2033/34 | 149.75 | 31.25 | 49
2033/34 | 150.25 | 31.25 | 46
2033/34 | 150.75 | 31.25 | 45
2033/34 | 151.25 | 31.25 | 51
2033/34 | 151.75 | 31.25 | 48
2033/34 | 152.25 | 31.25 | 58
2033/34 | 152.75 | 31.25 | 60
2033/34 | 153.25 | 31.25 | 48
2033/34 | 153.75 | 31.25 | 45
2033/34 | 154.25 | 31.25 | 39
2033/34 | 154.75 | 31.25 | 38
2033/34 | 155.25 | 31.25 | 41
2033/34 | 155.75 | 31.25 | 63
2033/34 | 156.25 | 31.25 | 39
2033/34 | 156.75 | 31.25 | 49
2033/34 | 157.25 | 31.25 | 38
2033/34 | 157.75 | 31.25 | 54
2033/34 | 158.25 | 31.25 | 41
2033/34 | 158.75 | 31.25 | 42
2033/34 | 159.25 | 31.25 | 38
2033/34 | 159.75 | 31.25 | 38
2033/34 | 160.25 | 31.25 | 46
2033/34 | 160.75 | 31.25 | 39
2033/34 | 161.25 | 31.25 | 45
2033/34 | 161.75 | 31.25 | 46
2033/34 | 162.25 | 31.25 | 48
2033/34 | 162.75 | 31.25 | 46
2033/34 | 163.25 | 31.25 | 45
2033/34 | 163.75 | 31.25 | 35
2033/34 | 164.25 | 31.25 | 44
2033/34 | 164.75 | 31.25 | 31
2033/34 | 165.25 | 31.25 | 31
2033/34 | 165.75 | 31.25 | 38
2033/34 | 166.25 | 31.25 | 53
2033/34 | 166.75 | 31.25 | 41
2033/34 | 167.25 | 31.25 | 36
2033/34 | 167.75 | 31.25 | 44
2033/34 | 168.25 | 31.25 | 37
2033/34 | 168.75 | 31.25 | 30
2033/34 | 169.25 | 31.25 | 28
2033/34 | 169.75 | 31.25 | 40
2033/34 | 170.25 | 31.25 | 30
2033/34 | 170.75 | 31.25 | 34
2033/34 | 171.25 | 31.25 | 37
2033/34 | 171.75 | 31.25 | 34
2033/34 | 172.25 | 31.25 | 33
2033/34 | 172.75 | 31.25 | 37
2033/34 | 173.25 | 31.25 | 40
2033/34 | 173.75 | 31.25 | 47
2033/34 | 174.25 | 31.25 | 33
2033/34 | 174.75 | 31.25 | 40
2033/34 | 175.25 | 31.25 | 37
2033/34 | 175.75 | 31.25 | 32
2033/34 | 176.25 | 31.25 | 31
2033/34 | 176.75 | 31.25 | 30
2033/34 | 177.25 | 31.25 | 40
2033/34 | 177.75 | 31.25 | 41
2033/34 | 178.25 | 31.25 | 35
2033/34 | 178.75 | 31.25 | 37
2033/34 | 179.25 | 31.25 | 49
2033/34 | 179.75 | 31.25 | 30
2033/34 | 180.25 | 31.25 | 44
2033/34 | 180.75 | 31.25 | 24
2033/34 | 181.25 | 31.25 | 30
2033/34 | 181.75 | 31.25 | 37
2033/34 | 182.25 | 31.25 | 36
2033/34 | 182.75 | 31.25 | 29
2033/34 | 183.25 | 31.25 | 23
2033/34 | 183.75 | 31.25 | 27
2033/34 | 184.25 | 31.25 | 34
2033/34 | 184.75 | 31.25 | 26
2033/34 | 185.25 | 31.25 | 31
2033/34 | 185.75 | 31.25 | 43
2033/34 | 186.25 | 31.25 | 26
2033/34 | 186.75 | 31.25 | 25
2033/34 | 187.25 | 31.25 | 31
2033/34 | 187.75 | 31.25 | 40
2033/34 | 188.25 | 31.25 | 30
2033/34 | 188.75 | 31.25 | 41
2033/34 | 189.25 | 31.25 | 29
2033/34 | 189.75 | 31.25 | 44
2033/34 | 190.25 | 31.25 | 29
2033/34 | 190.75 | 31.25 | 26
2033/34 | 191.25 | 31.25 | 25
2033/34 | 191.75 | 31.25 | 26
2033/34 | 192.25 | 31.25 | 28
2033/34 | 192.75 | 31.25 | 28
2033/34 | 193.25 | 31.25 | 30
2033/34 | 193.75 | 31.25 | 25
2033/34 | 194.25 | 31.25 | 31
2033/34 | 194.75 | 31.25 | 30
2033/34 | 195.25 | 31.25 | 35
2033/34 | 195.75 | 31.25 | 27
2033/34 | 196.25 | 31.25 | 28
2033/34 | 196.75 | 31.25 | 22
2033/34 | 197.25 | 31.25 | 28
2033/34 | 197.75 | 31.25 | 21
2033/34 | 198.25 | 31.25 | 29
2033/34 | 198.75 | 31.25 | 27
2033/34 | 199.25 | 31.25 | 28
2033/34 | 199.75 | 31.25 | 23
2033/34 | 200.25 | 31.25 | 29
2033/34 | 200.75 | 31.25 | 25
2033/34 | 201.25 | 31.25 | 28
2033/34 | 201.75 | 31.25 | 16
2033/34 | 202.25 | 31.25 | 27
2033/34 | 202.75 | 31.25 | 18
2033/34 | 203.25 | 31.25 | 26
2033/34 | 203.75 | 31.25 | 18
2033/34 | 204.25 | 31.25 | 30
2033/34 | 204.75 | 31.25 | 23
2033/34 | 205.25 | 31.25 | 23
2033/34 | 205.75 | 31.25 | 23
2033/34 | 206.25 | 31.25 | 28
2033/34 | 206.75 | 31.25 | 22
2033/34 | 207.25 | 31.25 | 24
2033/34 | 207.75 | 31.25 | 17
2033/34 | 208.25 | 31.25 | 31
2033/34 | 208.75 | 31.25 | 21
2033/34 | 209.25 | 31.25 | 25
2033/34 | 209.75 | 31.25 | 16
2033/34 | 210.25 | 31.25 | 20
2033/34 | 210.75 | 31.25 | 24
2033/34 | 211.25 | 31.25 | 23
2033/34 | 211.75 | 31.25 | 24
2033/34 | 212.25 | 31.25 | 19
2033/34 | 212.75 | 31.25 | 33
2033/34 | 213.25 | 31.25 | 18
2033/34 | 213.75 | 31.25 | 17
2033/34 | 214.25 | 31.25 | 19
2033/34 | 214.75 | 31.25 | 26
2033/34 | 215.25 | 31.25 | 26
2033/34 | 215.75 | 31.25 | 19
2033/34 | 216.25 | 31.25 | 18
2033/34 | 216.75 | 31.25 | 30
2033/34 | 217.25 | 31.25 | 25
2033/34 | 217.75 | 31.25 | 20
2033/34 | 218.25 | 31.25 | 18
2033/34 | 218.75 | 31.25 | 12
2033/34 | 219.25 | 31.25 | 30
2033/34 | 219.75 | 31.25 | 15
2033/34 | 220.25 | 31.25 | 18
2033/34 | 220.75 | 31.25 | 15
2033/34 | 221.25 | 31.25 | 17
2033/34 | 221.75 | 31.25 | 29
2033/34 | 222.25 | 31.25 | 10
2033/34 | 222.75 | 31.25 | 16
2033/34 | 223.25 | 31.25 | 15
2033/34 | 223.75 | 31.25 | 13
2033/34 | 224.25 | 31.25 | 17
2033/34 | 224.75 | 31.25 | 13
2033/34 | 225.25 | 31.25 | 16
2033/34 | 225.75 | 31.25 | 19
2033/34 | 226.25 | 31.25 | 21
2033/34 | 226.75 | 31.25 | 16
2033/34 | 227.25 | 31.25 | 14
2033/34 | 227.75 | 31.25 | 17
2033/34 | 228.25 | 31.25 | 14
2033/34 | 228.75 | 31.25 | 21
2033/34 | 229.25 | 31.25 | 14
2033/34 | 229.75 | 31.25 | 16
2033/34 | 230.25 | 31.25 | 9
2033/34 | 230.75 | 31.25 | 12
2033/34 | 231.25 | 31.25 | 14
2033/34 | 231.75 | 31.25 | 16
2033/34 | 232.25 | 31.25 | 13
2033/34 | 232.75 | 31.25 | 21
2033/34 | 233.25 | 31.25 | 18
2033/34 | 233.75 | 31.25 | 10
2033/34 | 234.25 | 31.25 | 19
2033/34 | 234.75 | 31.25 | 8
2033/34 | 235.25 | 31.25 | 18
2033/34 | 235.75 | 31.25 | 20
2033/34 | 236.25 | 31.25 | 14
2033/34 | 236.75 | 31.25 | 9
2033/34 | 237.25 | 31.25 | 18
2033/34 | 237.75 | 31.25 | 9
2033/34 | 238.25 | 31.25 | 13
2033/34 | 238.75 | 31.25 | 12
2033/34 | 239.25 | 31.25 | 12
2033/34 | 239.75 | 31.25 | 12
2033/34 | 240.25 | 31.25 | 10
2033/34 | 240.75 | 31.25 | 17
2033/34 | 241.25 | 31.25 | 15
2033/34 | 241.75 | 31.25 | 12
2033/34 | 242.25 | 31.25 | 10
2033/34 | 242.75 | 31.25 | 13
2033/34 | 243.25 | 31.25 | 12
2033/34 | 243.75 | 31.25 | 9
2033/34 | 244.25 | 31.25 | 9
2033/34 | 244.75 | 31.25 | 9
2033/34 | 245.25 | 31.25 | 12
2033/34 | 245.75 | 31.25 | 15
2033/34 | 246.25 | 31.25 | 7
2033/34 | 246.75 | 31.25 | 12
2033/34 | 247.25 | 31.25 | 6
2033/34 | 247.75 | 31.25 | 6
2033/34 | 248.25 | 31.25 | 11
2033/34 | 248.75 | 31.25 | 7
2033/34 | 249.25 | 31.25 | 14
2033/34 | 249.75 | 31.25 | 5
2033/34 | 250.25 | 31.25 | 8
2033/34 | 250.75 | 31.25 | 6
2033/34 | 251.25 | 31.25 | 7
2033/34 | 251.75 | 31.25 | 7
2033/34 | 252.25 | 31.25 | 6
2033/34 | 252.75 | 31.25 | 11
2033/34 | 253.25 | 31.25 | 9
2033/34 | 253.75 | 31.25 | 8
2033/34 | 254.25 | 31.25 | 8
2033/34 | 254.75 | 31.25 | 7
2033/34 | 255.25 | 31.25 | 12
2033/34 | 255.75 | 31.25 | 4
2033/34 | 256.25 | 31.25 | 10
2033/34 | 256.75 | 31.25 | 7
2033/34 | 257.25 | 31.25 | 9
2033/34 | 257.75 | 31.25 | 6
2033/34 | 258.25 | 31.25 | 6
2033/34 | 258.75 | 31.25 | 6
2033/34 | 259.25 | 31.25 | 6
2033/34 | 259.75 | 31.25 | 5
2033/34 | 260.25 | 31.25 | 4
2033/34 | 260.75 | 31.25 | 3
2033/34 | 261.25 | 31.25 | 7
2033/34 | 261.75 | 31.25 | 6
2033/34 | 262.25 | 31.25 | 11
2033/34 | 262.75 | 31.25 | 4
2033/34 | 263.25 | 31.25 | 3
2033/34 | 263.75 | 31.25 | 8
2033/34 | 264.25 | 31.25 | 8
2033/34 | 264.75 | 31.25 | 10
2033/34 | 265.25 | 31.25 | 4
2033/34 | 265.75 | 31.25 | 6
2033/34 | 266.25 | 31.25 | 6
2033/34 | 266.75 | 31.25 | 9
2033/34 | 267.25 | 31.25 | 11
2033/34 | 267.75 | 31.25 | 8
2033/34 | 268.25 | 31.25 | 4
2033/34 | 268.75 | 31.25 | 8
2033/34 | 269.25 | 31.25 | 6
2033/34 | 269.75 | 31.25 | 10
2033/34 | 270.25 | 31.25 | 1
2033/34 | 270.75 | 31.25 | 6
2033/34 | 271.25 | 31.25 | 3
2033/34 | 271.75 | 31.25 | 6
2033/34 | 272.25 | 31.25 | 11
2033/34 | 272.75 | 31.25 | 3
2033/34 | 273.25 | 31.25 | 6
2033/34 | 273.75 | 31.25 | 6
2033/34 | 274.25 | 31.25 | 6
2033/34 | 274.75 | 31.25 | 9
2033/34 | 275.25 | 31.25 | 3
2033/34 | 275.75 | 31.25 | 10
2033/34 | 276.25 | 31.25 | 5
2033/34 | 276.75 | 31.25 | 2
2033/34 | 277.25 | 31.25 | 4
2033/34 | 277.75 | 31.25 | 2
2033/34 | 278.25 | 31.25 | 3
2033/34 | 278.75 | 31.25 | 6
2033/34 | 279.25 | 31.25 | 2
2033/34 | 279.75 | 31.25 | 5
2033/34 | 280.25 | 31.25 | 4
2033/34 | 280.75 | 31.25 | 4
2033/34 | 281.25 | 31.25 | 1
2033/34 | 281.75 | 31.25 | 7
2033/34 | 282.25 | 31.25 | 4
2033/34 | 282.75 | 31.25 | 6
2033/34 | 283.25 | 31.25 | 2
2033/34 | 283.75 | 31.25 | 4
2033/34 | 284.25 | 31.25 | 3
2033/34 | 284.75 | 31.25 | 2
2033/34 | 285.25 | 31.25 | 3
2033/34 | 285.75 | 31.25 | 7
2033/34 | 286.25 | 31.25 | 5
2033/34 | 286.75 | 31.25 | 1
2033/34 | 287.25 | 31.25 | 8
2033/34 | 287.75 | 31.25 | 2
2033/34 | 288.25 | 31.25 | 2
2033/34 | 288.75 | 31.25 | 5
2033/34 | 289.25 | 31.25 | 7
2033/34 | 289.75 | 31.25 | 4
2033/34 | 290.25 | 31.25 | 6
2033/34 | 290.75 | 31.25 | 7
2033/34 | 291.25 | 31.25 | 2
2033/34 | 291.75 | 31.25 | 9
2033/34 | 292.25 | 31.25 | 7
2033/34 | 292.75 | 31.25 | 5
2033/34 | 293.25 | 31.25 | 5
2033/34 | 293.75 | 31.25 | 5
2033/34 | 294.25 | 31.25 | 3
2033/34 | 294.75 | 31.25 | 3
2033/34 | 295.25 | 31.25 | 1
2033/34 | 295.75 | 31.25 | 1
2033/34 | 296.25 | 31.25 | 7
2033/34 | 296.75 | 31.25 | 1
2033/34 | 297.25 | 31.25 | 4
2033/34 | 297.75 | 31.25 | 5
2033/34 | 298.25 | 31.25 | 5
2033/34 | 298.75 | 31.25 | 7
2033/34 | 299.25 | 31.25 | 4
2033/34 | 299.75 | 31.25 | 3
2033/34 | 300.25 | 31.25 | 5
2033/34 | 300.75 | 31.25 | 3
2033/34 | 301.25 | 31.25 | 3
2033/34 | 301.75 | 31.25 | 3
2033/34 | 302.25 | 31.25 | 4
2033/34 | 302.75 | 31.25 | 1
2033/34 | 303.25 | 31.25 | 4
2033/34 | 303.75 | 31.25 | 3
2033/34 | 304.25 | 31.25 | 5
2033/34 | 304.75 | 31.25 | 2
2033/34 | 305.25 | 31.25 | 2
2033/34 | 305.75 | 31.25 | 1
2033/34 | 306.25 | 31.25 | 2
2033/34 | 306.75 | 31.25 | 5
2033/34 | 307.25 | 31.25 | 3
2033/34 | 307.75 | 31.25 | 6
2033/34 | 308.25 | 31.25 | 4
2033/34 | 308.75 | 31.25 | 2
2033/34 | 309.25 | 31.25 | 8
2033/34 | 309.75 | 31.25 | 3
2033/34 | 310.25 | 31.25 | 3
2033/34 | 310.75 | 31.25 | 1
2033/34 | 311.75 | 31.25 | 3
2033/34 | 312.75 | 31.25 | 1
2033/34 | 313.25 | 31.25 | 2
2033/34 | 313.75 | 31.25 | 3
2033/34 | 314.25 | 31.25 | 3
2033/34 | 315.25 | 31.25 | 1
2033/34 | 315.75 | 31.25 | 2
2033/34 | 316.25 | 31.25 | 3
2033/34 | 316.75 | 31.25 | 1
2033/34 | 317.25 | 31.25 | 3
2033/34 | 318.25 | 31.25 | 5
2033/34 | 318.75 | 31.25 | 1
2033/34 | 319.25 | 31.25 | 1
2033/34 | 319.75 | 31.25 | 1
2033/34 | 320.25 | 31.25 | 1
2033/34 | 321.25 | 31.25 | 2
2033/34 | 321.75 | 31.25 | 3
2033/34 | 323.25 | 31.25 | 1
2033/34 | 323.75 | 31.25 | 2
2033/34 | 324.25 | 31.25 | 1
2033/34 | 325.25 | 31.25 | 1
2033/34 | 325.75 | 31.25 | 1
2033/34 | 326.25 | 31.25 | 2
2033/34 | 326.75 | 31.25 | 1
2033/34 | 327.75 | 31.25 | 1
2033/34 | 329.25 | 31.25 | 1
2033/34 | 329.75 | 31.25 | 2
2033/34 | 330.25 | 31.25 | 2
2033/34 | 331.25 | 31.25 | 3
2033/34 | 331.75 | 31.25 | 2
2033/34 | 332.25 | 31.25 | 2
2033/34 | 332.75 | 31.25 | 2
2033/34 | 333.25 | 31.25 | 3
2033/34 | 334.25 | 31.25 | 2
2033/34 | 334.75 | 31.25 | 1
2033/34 | 335.25 | 31.25 | 1
2033/34 | 335.75 | 31.25 | 1
2033/34 | 337.75 | 31.25 | 1
2033/34 | 338.25 | 31.25 | 3
2033/34 | 339.25 | 31.25 | 1
2033/34 | 339.75 | 31.25 | 2
2033/34 | 343.25 | 31.25 | 1
2033/34 | 343.75 | 31.25 | 1
2033/34 | 344.25 | 31.25 | 1
2033/34 | 344.75 | 31.25 | 1
2033/34 | 345.25 | 31.25 | 1
2033/34 | 345.75 | 31.25 | 1
2033/34 | 346.75 | 31.25 | 2
2033/34 | 347.75 | 31.25 | 1
2033/34 | 349.25 | 31.25 | 1
2033/34 | 352.25 | 31.25 | 1
2033/34 | 354.75 | 31.25 | 1
2033/34 | 360.25 | 31.25 | 1
2033/34 | 360.75 | 31.25 | 1
2033/34 | 365.25 | 31.25 | 1
2033/34 | 375.75 | 31.25 | 1
2033/34 | 45.25 | 31.75 | 2
2033/34 | 45.75 | 31.75 | 1
2033/34 | 48.25 | 31.75 | 1
2033/34 | 49.75 | 31.75 | 1
2033/34 | 50.75 | 31.75 | 1
2033/34 | 53.25 | 31.75 | 1
2033/34 | 53.75 | 31.75 | 1
2033/34 | 54.75 | 31.75 | 2
2033/34 | 55.25 | 31.75 | 2
2033/34 | 57.75 | 31.75 | 1
2033/34 | 58.75 | 31.75 | 2
2033/34 | 59.25 | 31.75 | 2
2033/34 | 59.75 | 31.75 | 2
2033/34 | 60.75 | 31.75 | 1
2033/34 | 61.25 | 31.75 | 1
2033/34 | 61.75 | 31.75 | 2
2033/34 | 62.25 | 31.75 | 3
2033/34 | 62.75 | 31.75 | 2
2033/34 | 63.75 | 31.75 | 3
2033/34 | 64.25 | 31.75 | 1
2033/34 | 64.75 | 31.75 | 1
2033/34 | 65.25 | 31.75 | 2
2033/34 | 65.75 | 31.75 | 2
2033/34 | 66.25 | 31.75 | 1
2033/34 | 67.25 | 31.75 | 2
2033/34 | 67.75 | 31.75 | 1
2033/34 | 68.25 | 31.75 | 2
2033/34 | 68.75 | 31.75 | 2
2033/34 | 69.25 | 31.75 | 1
2033/34 | 69.75 | 31.75 | 4
2033/34 | 70.25 | 31.75 | 7
2033/34 | 70.75 | 31.75 | 4
2033/34 | 71.25 | 31.75 | 4
2033/34 | 71.75 | 31.75 | 2
2033/34 | 72.25 | 31.75 | 3
2033/34 | 72.75 | 31.75 | 5
2033/34 | 73.25 | 31.75 | 4
2033/34 | 73.75 | 31.75 | 1
2033/34 | 74.25 | 31.75 | 5
2033/34 | 74.75 | 31.75 | 1
2033/34 | 75.25 | 31.75 | 5
2033/34 | 75.75 | 31.75 | 3
2033/34 | 76.25 | 31.75 | 4
2033/34 | 76.75 | 31.75 | 4
2033/34 | 77.25 | 31.75 | 6
2033/34 | 77.75 | 31.75 | 2
2033/34 | 78.25 | 31.75 | 3
2033/34 | 78.75 | 31.75 | 4
2033/34 | 79.25 | 31.75 | 5
2033/34 | 79.75 | 31.75 | 5
2033/34 | 80.25 | 31.75 | 4
2033/34 | 80.75 | 31.75 | 9
2033/34 | 81.25 | 31.75 | 8
2033/34 | 81.75 | 31.75 | 7
2033/34 | 82.25 | 31.75 | 4
2033/34 | 82.75 | 31.75 | 3
2033/34 | 83.25 | 31.75 | 5
2033/34 | 83.75 | 31.75 | 6
2033/34 | 84.25 | 31.75 | 8
2033/34 | 84.75 | 31.75 | 2
2033/34 | 85.25 | 31.75 | 14
2033/34 | 85.75 | 31.75 | 9
2033/34 | 86.25 | 31.75 | 3
2033/34 | 86.75 | 31.75 | 10
2033/34 | 87.25 | 31.75 | 15
2033/34 | 87.75 | 31.75 | 7
2033/34 | 88.25 | 31.75 | 6
2033/34 | 88.75 | 31.75 | 9
2033/34 | 89.25 | 31.75 | 13
2033/34 | 89.75 | 31.75 | 3
2033/34 | 90.25 | 31.75 | 9
2033/34 | 90.75 | 31.75 | 5
2033/34 | 91.25 | 31.75 | 16
2033/34 | 91.75 | 31.75 | 8
2033/34 | 92.25 | 31.75 | 9
2033/34 | 92.75 | 31.75 | 15
2033/34 | 93.25 | 31.75 | 12
2033/34 | 93.75 | 31.75 | 10
2033/34 | 94.25 | 31.75 | 14
2033/34 | 94.75 | 31.75 | 17
2033/34 | 95.25 | 31.75 | 13
2033/34 | 95.75 | 31.75 | 13
2033/34 | 96.25 | 31.75 | 10
2033/34 | 96.75 | 31.75 | 13
2033/34 | 97.25 | 31.75 | 8
2033/34 | 97.75 | 31.75 | 14
2033/34 | 98.25 | 31.75 | 18
2033/34 | 98.75 | 31.75 | 13
2033/34 | 99.25 | 31.75 | 17
2033/34 | 99.75 | 31.75 | 13
2033/34 | 100.25 | 31.75 | 15
2033/34 | 100.75 | 31.75 | 18
2033/34 | 101.25 | 31.75 | 10
2033/34 | 101.75 | 31.75 | 12
2033/34 | 102.25 | 31.75 | 21
2033/34 | 102.75 | 31.75 | 27
2033/34 | 103.25 | 31.75 | 13
2033/34 | 103.75 | 31.75 | 19
2033/34 | 104.25 | 31.75 | 31
2033/34 | 104.75 | 31.75 | 18
2033/34 | 105.25 | 31.75 | 19
2033/34 | 105.75 | 31.75 | 17
2033/34 | 106.25 | 31.75 | 14
2033/34 | 106.75 | 31.75 | 17
2033/34 | 107.25 | 31.75 | 21
2033/34 | 107.75 | 31.75 | 25
2033/34 | 108.25 | 31.75 | 18
2033/34 | 108.75 | 31.75 | 31
2033/34 | 109.25 | 31.75 | 14
2033/34 | 109.75 | 31.75 | 18
2033/34 | 110.25 | 31.75 | 19
2033/34 | 110.75 | 31.75 | 24
2033/34 | 111.25 | 31.75 | 20
2033/34 | 111.75 | 31.75 | 25
2033/34 | 112.25 | 31.75 | 25
2033/34 | 112.75 | 31.75 | 22
2033/34 | 113.25 | 31.75 | 28
2033/34 | 113.75 | 31.75 | 25
2033/34 | 114.25 | 31.75 | 21
2033/34 | 114.75 | 31.75 | 20
2033/34 | 115.25 | 31.75 | 25
2033/34 | 115.75 | 31.75 | 24
2033/34 | 116.25 | 31.75 | 28
2033/34 | 116.75 | 31.75 | 23
2033/34 | 117.25 | 31.75 | 29
2033/34 | 117.75 | 31.75 | 33
2033/34 | 118.25 | 31.75 | 25
2033/34 | 118.75 | 31.75 | 28
2033/34 | 119.25 | 31.75 | 30
2033/34 | 119.75 | 31.75 | 28
2033/34 | 120.25 | 31.75 | 38
2033/34 | 120.75 | 31.75 | 32
2033/34 | 121.25 | 31.75 | 41
2033/34 | 121.75 | 31.75 | 32
2033/34 | 122.25 | 31.75 | 28
2033/34 | 122.75 | 31.75 | 43
2033/34 | 123.25 | 31.75 | 28
2033/34 | 123.75 | 31.75 | 39
2033/34 | 124.25 | 31.75 | 36
2033/34 | 124.75 | 31.75 | 34
2033/34 | 125.25 | 31.75 | 28
2033/34 | 125.75 | 31.75 | 40
2033/34 | 126.25 | 31.75 | 45
2033/34 | 126.75 | 31.75 | 41
2033/34 | 127.25 | 31.75 | 43
2033/34 | 127.75 | 31.75 | 31
2033/34 | 128.25 | 31.75 | 39
2033/34 | 128.75 | 31.75 | 47
2033/34 | 129.25 | 31.75 | 43
2033/34 | 129.75 | 31.75 | 33
2033/34 | 130.25 | 31.75 | 33
2033/34 | 130.75 | 31.75 | 44
2033/34 | 131.25 | 31.75 | 41
2033/34 | 131.75 | 31.75 | 41
2033/34 | 132.25 | 31.75 | 45
2033/34 | 132.75 | 31.75 | 47
2033/34 | 133.25 | 31.75 | 40
2033/34 | 133.75 | 31.75 | 51
2033/34 | 134.25 | 31.75 | 39
2033/34 | 134.75 | 31.75 | 41
2033/34 | 135.25 | 31.75 | 41
2033/34 | 135.75 | 31.75 | 43
2033/34 | 136.25 | 31.75 | 39
2033/34 | 136.75 | 31.75 | 35
2033/34 | 137.25 | 31.75 | 34
2033/34 | 137.75 | 31.75 | 50
2033/34 | 138.25 | 31.75 | 50
2033/34 | 138.75 | 31.75 | 50
2033/34 | 139.25 | 31.75 | 52
2033/34 | 139.75 | 31.75 | 37
2033/34 | 140.25 | 31.75 | 40
2033/34 | 140.75 | 31.75 | 44
2033/34 | 141.25 | 31.75 | 43
2033/34 | 141.75 | 31.75 | 46
2033/34 | 142.25 | 31.75 | 44
2033/34 | 142.75 | 31.75 | 35
2033/34 | 143.25 | 31.75 | 50
2033/34 | 143.75 | 31.75 | 40
2033/34 | 144.25 | 31.75 | 36
2033/34 | 144.75 | 31.75 | 36
2033/34 | 145.25 | 31.75 | 43
2033/34 | 145.75 | 31.75 | 52
2033/34 | 146.25 | 31.75 | 40
2033/34 | 146.75 | 31.75 | 45
2033/34 | 147.25 | 31.75 | 39
2033/34 | 147.75 | 31.75 | 62
2033/34 | 148.25 | 31.75 | 41
2033/34 | 148.75 | 31.75 | 62
2033/34 | 149.25 | 31.75 | 51
2033/34 | 149.75 | 31.75 | 43
2033/34 | 150.25 | 31.75 | 39
2033/34 | 150.75 | 31.75 | 44
2033/34 | 151.25 | 31.75 | 52
2033/34 | 151.75 | 31.75 | 46
2033/34 | 152.25 | 31.75 | 44
2033/34 | 152.75 | 31.75 | 41
2033/34 | 153.25 | 31.75 | 37
2033/34 | 153.75 | 31.75 | 47
2033/34 | 154.25 | 31.75 | 34
2033/34 | 154.75 | 31.75 | 35
2033/34 | 155.25 | 31.75 | 31
2033/34 | 155.75 | 31.75 | 46
2033/34 | 156.25 | 31.75 | 42
2033/34 | 156.75 | 31.75 | 37
2033/34 | 157.25 | 31.75 | 27
2033/34 | 157.75 | 31.75 | 38
2033/34 | 158.25 | 31.75 | 38
2033/34 | 158.75 | 31.75 | 40
2033/34 | 159.25 | 31.75 | 43
2033/34 | 159.75 | 31.75 | 55
2033/34 | 160.25 | 31.75 | 49
2033/34 | 160.75 | 31.75 | 50
2033/34 | 161.25 | 31.75 | 59
2033/34 | 161.75 | 31.75 | 46
2033/34 | 162.25 | 31.75 | 44
2033/34 | 162.75 | 31.75 | 39
2033/34 | 163.25 | 31.75 | 47
2033/34 | 163.75 | 31.75 | 32
2033/34 | 164.25 | 31.75 | 39
2033/34 | 164.75 | 31.75 | 40
2033/34 | 165.25 | 31.75 | 43
2033/34 | 165.75 | 31.75 | 27
2033/34 | 166.25 | 31.75 | 23
2033/34 | 166.75 | 31.75 | 40
2033/34 | 167.25 | 31.75 | 31
2033/34 | 167.75 | 31.75 | 40
2033/34 | 168.25 | 31.75 | 31
2033/34 | 168.75 | 31.75 | 38
2033/34 | 169.25 | 31.75 | 37
2033/34 | 169.75 | 31.75 | 28
2033/34 | 170.25 | 31.75 | 42
2033/34 | 170.75 | 31.75 | 39
2033/34 | 171.25 | 31.75 | 39
2033/34 | 171.75 | 31.75 | 31
2033/34 | 172.25 | 31.75 | 24
2033/34 | 172.75 | 31.75 | 44
2033/34 | 173.25 | 31.75 | 40
2033/34 | 173.75 | 31.75 | 26
2033/34 | 174.25 | 31.75 | 31
2033/34 | 174.75 | 31.75 | 43
2033/34 | 175.25 | 31.75 | 32
2033/34 | 175.75 | 31.75 | 22
2033/34 | 176.25 | 31.75 | 35
2033/34 | 176.75 | 31.75 | 31
2033/34 | 177.25 | 31.75 | 39
2033/34 | 177.75 | 31.75 | 24
2033/34 | 178.25 | 31.75 | 42
2033/34 | 178.75 | 31.75 | 29
2033/34 | 179.25 | 31.75 | 39
2033/34 | 179.75 | 31.75 | 32
2033/34 | 180.25 | 31.75 | 34
2033/34 | 180.75 | 31.75 | 45
2033/34 | 181.25 | 31.75 | 29
2033/34 | 181.75 | 31.75 | 34
2033/34 | 182.25 | 31.75 | 41
2033/34 | 182.75 | 31.75 | 33
2033/34 | 183.25 | 31.75 | 25
2033/34 | 183.75 | 31.75 | 37
2033/34 | 184.25 | 31.75 | 27
2033/34 | 184.75 | 31.75 | 23
2033/34 | 185.25 | 31.75 | 21
2033/34 | 185.75 | 31.75 | 36
2033/34 | 186.25 | 31.75 | 36
2033/34 | 186.75 | 31.75 | 34
2033/34 | 187.25 | 31.75 | 22
2033/34 | 187.75 | 31.75 | 27
2033/34 | 188.25 | 31.75 | 32
2033/34 | 188.75 | 31.75 | 31
2033/34 | 189.25 | 31.75 | 24
2033/34 | 189.75 | 31.75 | 27
2033/34 | 190.25 | 31.75 | 25
2033/34 | 190.75 | 31.75 | 29
2033/34 | 191.25 | 31.75 | 32
2033/34 | 191.75 | 31.75 | 31
2033/34 | 192.25 | 31.75 | 31
2033/34 | 192.75 | 31.75 | 33
2033/34 | 193.25 | 31.75 | 24
2033/34 | 193.75 | 31.75 | 40
2033/34 | 194.25 | 31.75 | 25
2033/34 | 194.75 | 31.75 | 26
2033/34 | 195.25 | 31.75 | 33
2033/34 | 195.75 | 31.75 | 36
2033/34 | 196.25 | 31.75 | 26
2033/34 | 196.75 | 31.75 | 32
2033/34 | 197.25 | 31.75 | 23
2033/34 | 197.75 | 31.75 | 31
2033/34 | 198.25 | 31.75 | 22
2033/34 | 198.75 | 31.75 | 26
2033/34 | 199.25 | 31.75 | 25
2033/34 | 199.75 | 31.75 | 37
2033/34 | 200.25 | 31.75 | 31
2033/34 | 200.75 | 31.75 | 24
2033/34 | 201.25 | 31.75 | 36
2033/34 | 201.75 | 31.75 | 21
2033/34 | 202.25 | 31.75 | 36
2033/34 | 202.75 | 31.75 | 22
2033/34 | 203.25 | 31.75 | 26
2033/34 | 203.75 | 31.75 | 29
2033/34 | 204.25 | 31.75 | 19
2033/34 | 204.75 | 31.75 | 20
2033/34 | 205.25 | 31.75 | 30
2033/34 | 205.75 | 31.75 | 22
2033/34 | 206.25 | 31.75 | 30
2033/34 | 206.75 | 31.75 | 23
2033/34 | 207.25 | 31.75 | 28
2033/34 | 207.75 | 31.75 | 19
2033/34 | 208.25 | 31.75 | 30
2033/34 | 208.75 | 31.75 | 20
2033/34 | 209.25 | 31.75 | 16
2033/34 | 209.75 | 31.75 | 28
2033/34 | 210.25 | 31.75 | 19
2033/34 | 210.75 | 31.75 | 33
2033/34 | 211.25 | 31.75 | 23
2033/34 | 211.75 | 31.75 | 27
2033/34 | 212.25 | 31.75 | 16
2033/34 | 212.75 | 31.75 | 24
2033/34 | 213.25 | 31.75 | 24
2033/34 | 213.75 | 31.75 | 20
2033/34 | 214.25 | 31.75 | 27
2033/34 | 214.75 | 31.75 | 17
2033/34 | 215.25 | 31.75 | 16
2033/34 | 215.75 | 31.75 | 18
2033/34 | 216.25 | 31.75 | 22
2033/34 | 216.75 | 31.75 | 17
2033/34 | 217.25 | 31.75 | 14
2033/34 | 217.75 | 31.75 | 22
2033/34 | 218.25 | 31.75 | 22
2033/34 | 218.75 | 31.75 | 18
2033/34 | 219.25 | 31.75 | 20
2033/34 | 219.75 | 31.75 | 19
2033/34 | 220.25 | 31.75 | 19
2033/34 | 220.75 | 31.75 | 9
2033/34 | 221.25 | 31.75 | 23
2033/34 | 221.75 | 31.75 | 22
2033/34 | 222.25 | 31.75 | 19
2033/34 | 222.75 | 31.75 | 23
2033/34 | 223.25 | 31.75 | 11
2033/34 | 223.75 | 31.75 | 10
2033/34 | 224.25 | 31.75 | 16
2033/34 | 224.75 | 31.75 | 25
2033/34 | 225.25 | 31.75 | 14
2033/34 | 225.75 | 31.75 | 19
2033/34 | 226.25 | 31.75 | 18
2033/34 | 226.75 | 31.75 | 24
2033/34 | 227.25 | 31.75 | 20
2033/34 | 227.75 | 31.75 | 20
2033/34 | 228.25 | 31.75 | 9
2033/34 | 228.75 | 31.75 | 15
2033/34 | 229.25 | 31.75 | 13
2033/34 | 229.75 | 31.75 | 15
2033/34 | 230.25 | 31.75 | 15
2033/34 | 230.75 | 31.75 | 23
2033/34 | 231.25 | 31.75 | 17
2033/34 | 231.75 | 31.75 | 11
2033/34 | 232.25 | 31.75 | 14
2033/34 | 232.75 | 31.75 | 10
2033/34 | 233.25 | 31.75 | 11
2033/34 | 233.75 | 31.75 | 14
2033/34 | 234.25 | 31.75 | 17
2033/34 | 234.75 | 31.75 | 14
2033/34 | 235.25 | 31.75 | 9
2033/34 | 235.75 | 31.75 | 10
2033/34 | 236.25 | 31.75 | 13
2033/34 | 236.75 | 31.75 | 6
2033/34 | 237.25 | 31.75 | 12
2033/34 | 237.75 | 31.75 | 16
2033/34 | 238.25 | 31.75 | 6
2033/34 | 238.75 | 31.75 | 7
2033/34 | 239.25 | 31.75 | 9
2033/34 | 239.75 | 31.75 | 14
2033/34 | 240.25 | 31.75 | 6
2033/34 | 240.75 | 31.75 | 16
2033/34 | 241.25 | 31.75 | 8
2033/34 | 241.75 | 31.75 | 10
2033/34 | 242.25 | 31.75 | 17
2033/34 | 242.75 | 31.75 | 14
2033/34 | 243.25 | 31.75 | 8
2033/34 | 243.75 | 31.75 | 9
2033/34 | 244.25 | 31.75 | 5
2033/34 | 244.75 | 31.75 | 9
2033/34 | 245.25 | 31.75 | 10
2033/34 | 245.75 | 31.75 | 5
2033/34 | 246.25 | 31.75 | 6
2033/34 | 246.75 | 31.75 | 6
2033/34 | 247.25 | 31.75 | 9
2033/34 | 247.75 | 31.75 | 18
2033/34 | 248.25 | 31.75 | 17
2033/34 | 248.75 | 31.75 | 8
2033/34 | 249.25 | 31.75 | 10
2033/34 | 249.75 | 31.75 | 6
2033/34 | 250.25 | 31.75 | 8
2033/34 | 250.75 | 31.75 | 7
2033/34 | 251.25 | 31.75 | 7
2033/34 | 251.75 | 31.75 | 3
2033/34 | 252.25 | 31.75 | 9
2033/34 | 252.75 | 31.75 | 8
2033/34 | 253.25 | 31.75 | 11
2033/34 | 253.75 | 31.75 | 11
2033/34 | 254.25 | 31.75 | 4
2033/34 | 254.75 | 31.75 | 12
2033/34 | 255.25 | 31.75 | 13
2033/34 | 255.75 | 31.75 | 5
2033/34 | 256.25 | 31.75 | 7
2033/34 | 256.75 | 31.75 | 9
2033/34 | 257.25 | 31.75 | 12
2033/34 | 257.75 | 31.75 | 7
2033/34 | 258.25 | 31.75 | 4
2033/34 | 258.75 | 31.75 | 8
2033/34 | 259.25 | 31.75 | 4
2033/34 | 259.75 | 31.75 | 10
2033/34 | 260.25 | 31.75 | 3
2033/34 | 260.75 | 31.75 | 12
2033/34 | 261.25 | 31.75 | 8
2033/34 | 261.75 | 31.75 | 12
2033/34 | 262.25 | 31.75 | 5
2033/34 | 262.75 | 31.75 | 6
2033/34 | 263.25 | 31.75 | 8
2033/34 | 263.75 | 31.75 | 5
2033/34 | 264.25 | 31.75 | 9
2033/34 | 264.75 | 31.75 | 7
2033/34 | 265.25 | 31.75 | 3
2033/34 | 265.75 | 31.75 | 3
2033/34 | 266.25 | 31.75 | 8
2033/34 | 266.75 | 31.75 | 8
2033/34 | 267.25 | 31.75 | 5
2033/34 | 267.75 | 31.75 | 9
2033/34 | 268.25 | 31.75 | 5
2033/34 | 268.75 | 31.75 | 5
2033/34 | 269.25 | 31.75 | 2
2033/34 | 269.75 | 31.75 | 5
2033/34 | 270.25 | 31.75 | 3
2033/34 | 270.75 | 31.75 | 6
2033/34 | 271.25 | 31.75 | 4
2033/34 | 271.75 | 31.75 | 3
2033/34 | 272.25 | 31.75 | 4
2033/34 | 272.75 | 31.75 | 6
2033/34 | 273.25 | 31.75 | 2
2033/34 | 273.75 | 31.75 | 5
2033/34 | 274.25 | 31.75 | 2
2033/34 | 274.75 | 31.75 | 2
2033/34 | 275.25 | 31.75 | 3
2033/34 | 275.75 | 31.75 | 1
2033/34 | 276.25 | 31.75 | 6
2033/34 | 276.75 | 31.75 | 8
2033/34 | 277.25 | 31.75 | 7
2033/34 | 277.75 | 31.75 | 4
2033/34 | 278.25 | 31.75 | 6
2033/34 | 278.75 | 31.75 | 6
2033/34 | 279.25 | 31.75 | 4
2033/34 | 279.75 | 31.75 | 3
2033/34 | 280.25 | 31.75 | 8
2033/34 | 280.75 | 31.75 | 2
2033/34 | 281.25 | 31.75 | 6
2033/34 | 281.75 | 31.75 | 8
2033/34 | 282.25 | 31.75 | 4
2033/34 | 282.75 | 31.75 | 1
2033/34 | 283.25 | 31.75 | 4
2033/34 | 283.75 | 31.75 | 6
2033/34 | 284.25 | 31.75 | 4
2033/34 | 284.75 | 31.75 | 4
2033/34 | 285.25 | 31.75 | 6
2033/34 | 285.75 | 31.75 | 6
2033/34 | 286.25 | 31.75 | 3
2033/34 | 286.75 | 31.75 | 4
2033/34 | 287.25 | 31.75 | 2
2033/34 | 287.75 | 31.75 | 3
2033/34 | 288.25 | 31.75 | 3
2033/34 | 288.75 | 31.75 | 6
2033/34 | 289.25 | 31.75 | 2
2033/34 | 289.75 | 31.75 | 3
2033/34 | 290.25 | 31.75 | 3
2033/34 | 290.75 | 31.75 | 2
2033/34 | 291.25 | 31.75 | 9
2033/34 | 291.75 | 31.75 | 5
2033/34 | 292.25 | 31.75 | 6
2033/34 | 292.75 | 31.75 | 2
2033/34 | 293.25 | 31.75 | 4
2033/34 | 293.75 | 31.75 | 3
2033/34 | 294.25 | 31.75 | 4
2033/34 | 294.75 | 31.75 | 2
2033/34 | 295.25 | 31.75 | 3
2033/34 | 295.75 | 31.75 | 4
2033/34 | 296.75 | 31.75 | 6
2033/34 | 297.25 | 31.75 | 2
2033/34 | 297.75 | 31.75 | 4
2033/34 | 298.25 | 31.75 | 1
2033/34 | 298.75 | 31.75 | 1
2033/34 | 299.25 | 31.75 | 3
2033/34 | 299.75 | 31.75 | 1
2033/34 | 300.25 | 31.75 | 4
2033/34 | 300.75 | 31.75 | 3
2033/34 | 301.25 | 31.75 | 4
2033/34 | 301.75 | 31.75 | 3
2033/34 | 302.75 | 31.75 | 5
2033/34 | 303.25 | 31.75 | 2
2033/34 | 303.75 | 31.75 | 2
2033/34 | 304.25 | 31.75 | 2
2033/34 | 304.75 | 31.75 | 3
2033/34 | 305.25 | 31.75 | 3
2033/34 | 305.75 | 31.75 | 1
2033/34 | 306.25 | 31.75 | 3
2033/34 | 306.75 | 31.75 | 3
2033/34 | 307.25 | 31.75 | 2
2033/34 | 307.75 | 31.75 | 3
2033/34 | 308.25 | 31.75 | 7
2033/34 | 308.75 | 31.75 | 1
2033/34 | 309.25 | 31.75 | 2
2033/34 | 309.75 | 31.75 | 4
2033/34 | 310.25 | 31.75 | 2
2033/34 | 310.75 | 31.75 | 1
2033/34 | 311.25 | 31.75 | 2
2033/34 | 311.75 | 31.75 | 2
2033/34 | 312.25 | 31.75 | 2
2033/34 | 314.25 | 31.75 | 2
2033/34 | 314.75 | 31.75 | 4
2033/34 | 315.25 | 31.75 | 2
2033/34 | 315.75 | 31.75 | 4
2033/34 | 316.25 | 31.75 | 3
2033/34 | 316.75 | 31.75 | 6
2033/34 | 317.25 | 31.75 | 4
2033/34 | 317.75 | 31.75 | 2
2033/34 | 318.25 | 31.75 | 2
2033/34 | 318.75 | 31.75 | 3
2033/34 | 319.25 | 31.75 | 2
2033/34 | 319.75 | 31.75 | 2
2033/34 | 320.25 | 31.75 | 2
2033/34 | 321.25 | 31.75 | 2
2033/34 | 321.75 | 31.75 | 2
2033/34 | 322.75 | 31.75 | 3
2033/34 | 323.25 | 31.75 | 2
2033/34 | 323.75 | 31.75 | 1
2033/34 | 324.25 | 31.75 | 1
2033/34 | 324.75 | 31.75 | 1
2033/34 | 325.25 | 31.75 | 1
2033/34 | 325.75 | 31.75 | 1
2033/34 | 326.75 | 31.75 | 3
2033/34 | 327.25 | 31.75 | 1
2033/34 | 327.75 | 31.75 | 1
2033/34 | 328.75 | 31.75 | 1
2033/34 | 329.25 | 31.75 | 2
2033/34 | 329.75 | 31.75 | 1
2033/34 | 330.25 | 31.75 | 2
2033/34 | 331.25 | 31.75 | 2
2033/34 | 331.75 | 31.75 | 4
2033/34 | 332.25 | 31.75 | 1
2033/34 | 332.75 | 31.75 | 1
2033/34 | 333.25 | 31.75 | 1
2033/34 | 333.75 | 31.75 | 2
2033/34 | 334.25 | 31.75 | 1
2033/34 | 335.25 | 31.75 | 2
2033/34 | 336.25 | 31.75 | 1
2033/34 | 336.75 | 31.75 | 2
2033/34 | 337.25 | 31.75 | 2
2033/34 | 337.75 | 31.75 | 1
2033/34 | 338.25 | 31.75 | 2
2033/34 | 339.25 | 31.75 | 1
2033/34 | 339.75 | 31.75 | 1
2033/34 | 341.75 | 31.75 | 1
2033/34 | 342.25 | 31.75 | 2
2033/34 | 344.75 | 31.75 | 1
2033/34 | 345.25 | 31.75 | 1
2033/34 | 347.75 | 31.75 | 1
2033/34 | 348.25 | 31.75 | 1
2033/34 | 350.25 | 31.75 | 1
2033/34 | 350.75 | 31.75 | 1
2033/34 | 351.25 | 31.75 | 2
2033/34 | 352.75 | 31.75 | 1
2033/34 | 353.75 | 31.75 | 2
2033/34 | 356.25 | 31.75 | 1
2033/34 | 356.75 | 31.75 | 1
2033/34 | 360.75 | 31.75 | 1
2033/34 | 371.75 | 31.75 | 1
2033/34 | 372.75 | 31.75 | 1
2033/34 | 379.75 | 31.75 | 1
2033/34 | 44.75 | 32.25 | 2
2033/34 | 45.25 | 32.25 | 2
2033/34 | 48.25 | 32.25 | 1
2033/34 | 50.25 | 32.25 | 1
2033/34 | 53.25 | 32.25 | 1
2033/34 | 54.25 | 32.25 | 2
2033/34 | 54.75 | 32.25 | 2
2033/34 | 55.75 | 32.25 | 1
2033/34 | 56.75 | 32.25 | 2
2033/34 | 57.25 | 32.25 | 2
2033/34 | 57.75 | 32.25 | 1
2033/34 | 58.25 | 32.25 | 1
2033/34 | 59.25 | 32.25 | 1
2033/34 | 60.25 | 32.25 | 2
2033/34 | 61.25 | 32.25 | 1
2033/34 | 61.75 | 32.25 | 1
2033/34 | 63.25 | 32.25 | 2
2033/34 | 63.75 | 32.25 | 1
2033/34 | 64.25 | 32.25 | 3
2033/34 | 64.75 | 32.25 | 2
2033/34 | 65.75 | 32.25 | 2
2033/34 | 66.25 | 32.25 | 2
2033/34 | 66.75 | 32.25 | 4
2033/34 | 67.25 | 32.25 | 1
2033/34 | 67.75 | 32.25 | 3
2033/34 | 68.25 | 32.25 | 1
2033/34 | 68.75 | 32.25 | 5
2033/34 | 69.25 | 32.25 | 3
2033/34 | 69.75 | 32.25 | 1
2033/34 | 70.25 | 32.25 | 1
2033/34 | 70.75 | 32.25 | 2
2033/34 | 71.25 | 32.25 | 5
2033/34 | 71.75 | 32.25 | 4
2033/34 | 72.25 | 32.25 | 5
2033/34 | 72.75 | 32.25 | 5
2033/34 | 73.25 | 32.25 | 4
2033/34 | 73.75 | 32.25 | 3
2033/34 | 74.25 | 32.25 | 6
2033/34 | 74.75 | 32.25 | 5
2033/34 | 75.25 | 32.25 | 2
2033/34 | 75.75 | 32.25 | 1
2033/34 | 76.25 | 32.25 | 2
2033/34 | 76.75 | 32.25 | 6
2033/34 | 77.25 | 32.25 | 6
2033/34 | 77.75 | 32.25 | 3
2033/34 | 78.25 | 32.25 | 4
2033/34 | 78.75 | 32.25 | 7
2033/34 | 79.25 | 32.25 | 5
2033/34 | 79.75 | 32.25 | 5
2033/34 | 80.25 | 32.25 | 4
2033/34 | 80.75 | 32.25 | 6
2033/34 | 81.25 | 32.25 | 4
2033/34 | 81.75 | 32.25 | 3
2033/34 | 82.25 | 32.25 | 4
2033/34 | 82.75 | 32.25 | 7
2033/34 | 83.25 | 32.25 | 3
2033/34 | 83.75 | 32.25 | 5
2033/34 | 84.25 | 32.25 | 6
2033/34 | 84.75 | 32.25 | 3
2033/34 | 85.25 | 32.25 | 11
2033/34 | 85.75 | 32.25 | 5
2033/34 | 86.25 | 32.25 | 8
2033/34 | 86.75 | 32.25 | 8
2033/34 | 87.25 | 32.25 | 10
2033/34 | 87.75 | 32.25 | 10
2033/34 | 88.25 | 32.25 | 9
2033/34 | 88.75 | 32.25 | 9
2033/34 | 89.25 | 32.25 | 8
2033/34 | 89.75 | 32.25 | 12
2033/34 | 90.25 | 32.25 | 9
2033/34 | 90.75 | 32.25 | 9
2033/34 | 91.25 | 32.25 | 7
2033/34 | 91.75 | 32.25 | 13
2033/34 | 92.25 | 32.25 | 9
2033/34 | 92.75 | 32.25 | 8
2033/34 | 93.25 | 32.25 | 11
2033/34 | 93.75 | 32.25 | 12
2033/34 | 94.25 | 32.25 | 6
2033/34 | 94.75 | 32.25 | 13
2033/34 | 95.25 | 32.25 | 7
2033/34 | 95.75 | 32.25 | 10
2033/34 | 96.25 | 32.25 | 13
2033/34 | 96.75 | 32.25 | 8
2033/34 | 97.25 | 32.25 | 15
2033/34 | 97.75 | 32.25 | 16
2033/34 | 98.25 | 32.25 | 17
2033/34 | 98.75 | 32.25 | 15
2033/34 | 99.25 | 32.25 | 11
2033/34 | 99.75 | 32.25 | 18
2033/34 | 100.25 | 32.25 | 16
2033/34 | 100.75 | 32.25 | 17
2033/34 | 101.25 | 32.25 | 12
2033/34 | 101.75 | 32.25 | 20
2033/34 | 102.25 | 32.25 | 16
2033/34 | 102.75 | 32.25 | 7
2033/34 | 103.25 | 32.25 | 17
2033/34 | 103.75 | 32.25 | 13
2033/34 | 104.25 | 32.25 | 24
2033/34 | 104.75 | 32.25 | 14
2033/34 | 105.25 | 32.25 | 11
2033/34 | 105.75 | 32.25 | 21
2033/34 | 106.25 | 32.25 | 19
2033/34 | 106.75 | 32.25 | 16
2033/34 | 107.25 | 32.25 | 15
2033/34 | 107.75 | 32.25 | 19
2033/34 | 108.25 | 32.25 | 22
2033/34 | 108.75 | 32.25 | 19
2033/34 | 109.25 | 32.25 | 24
2033/34 | 109.75 | 32.25 | 27
2033/34 | 110.25 | 32.25 | 19
2033/34 | 110.75 | 32.25 | 18
2033/34 | 111.25 | 32.25 | 25
2033/34 | 111.75 | 32.25 | 14
2033/34 | 112.25 | 32.25 | 17
2033/34 | 112.75 | 32.25 | 21
2033/34 | 113.25 | 32.25 | 25
2033/34 | 113.75 | 32.25 | 27
2033/34 | 114.25 | 32.25 | 23
2033/34 | 114.75 | 32.25 | 29
2033/34 | 115.25 | 32.25 | 21
2033/34 | 115.75 | 32.25 | 17
2033/34 | 116.25 | 32.25 | 23
2033/34 | 116.75 | 32.25 | 28
2033/34 | 117.25 | 32.25 | 35
2033/34 | 117.75 | 32.25 | 29
2033/34 | 118.25 | 32.25 | 17
2033/34 | 118.75 | 32.25 | 35
2033/34 | 119.25 | 32.25 | 36
2033/34 | 119.75 | 32.25 | 30
2033/34 | 120.25 | 32.25 | 36
2033/34 | 120.75 | 32.25 | 38
2033/34 | 121.25 | 32.25 | 36
2033/34 | 121.75 | 32.25 | 38
2033/34 | 122.25 | 32.25 | 31
2033/34 | 122.75 | 32.25 | 38
2033/34 | 123.25 | 32.25 | 31
2033/34 | 123.75 | 32.25 | 25
2033/34 | 124.25 | 32.25 | 40
2033/34 | 124.75 | 32.25 | 38
2033/34 | 125.25 | 32.25 | 27
2033/34 | 125.75 | 32.25 | 37
2033/34 | 126.25 | 32.25 | 32
2033/34 | 126.75 | 32.25 | 33
2033/34 | 127.25 | 32.25 | 40
2033/34 | 127.75 | 32.25 | 34
2033/34 | 128.25 | 32.25 | 46
2033/34 | 128.75 | 32.25 | 39
2033/34 | 129.25 | 32.25 | 45
2033/34 | 129.75 | 32.25 | 38
2033/34 | 130.25 | 32.25 | 46
2033/34 | 130.75 | 32.25 | 44
2033/34 | 131.25 | 32.25 | 42
2033/34 | 131.75 | 32.25 | 44
2033/34 | 132.25 | 32.25 | 46
2033/34 | 132.75 | 32.25 | 34
2033/34 | 133.25 | 32.25 | 37
2033/34 | 133.75 | 32.25 | 36
2033/34 | 134.25 | 32.25 | 32
2033/34 | 134.75 | 32.25 | 37
2033/34 | 135.25 | 32.25 | 35
2033/34 | 135.75 | 32.25 | 37
2033/34 | 136.25 | 32.25 | 43
2033/34 | 136.75 | 32.25 | 39
2033/34 | 137.25 | 32.25 | 46
2033/34 | 137.75 | 32.25 | 34
2033/34 | 138.25 | 32.25 | 41
2033/34 | 138.75 | 32.25 | 45
2033/34 | 139.25 | 32.25 | 38
2033/34 | 139.75 | 32.25 | 49
2033/34 | 140.25 | 32.25 | 38
2033/34 | 140.75 | 32.25 | 52
2033/34 | 141.25 | 32.25 | 26
2033/34 | 141.75 | 32.25 | 32
2033/34 | 142.25 | 32.25 | 47
2033/34 | 142.75 | 32.25 | 57
2033/34 | 143.25 | 32.25 | 34
2033/34 | 143.75 | 32.25 | 33
2033/34 | 144.25 | 32.25 | 42
2033/34 | 144.75 | 32.25 | 44
2033/34 | 145.25 | 32.25 | 38
2033/34 | 145.75 | 32.25 | 49
2033/34 | 146.25 | 32.25 | 46
2033/34 | 146.75 | 32.25 | 47
2033/34 | 147.25 | 32.25 | 44
2033/34 | 147.75 | 32.25 | 47
2033/34 | 148.25 | 32.25 | 38
2033/34 | 148.75 | 32.25 | 44
2033/34 | 149.25 | 32.25 | 45
2033/34 | 149.75 | 32.25 | 46
2033/34 | 150.25 | 32.25 | 45
2033/34 | 150.75 | 32.25 | 49
2033/34 | 151.25 | 32.25 | 52
2033/34 | 151.75 | 32.25 | 33
2033/34 | 152.25 | 32.25 | 44
2033/34 | 152.75 | 32.25 | 50
2033/34 | 153.25 | 32.25 | 38
2033/34 | 153.75 | 32.25 | 42
2033/34 | 154.25 | 32.25 | 45
2033/34 | 154.75 | 32.25 | 47
2033/34 | 155.25 | 32.25 | 45
2033/34 | 155.75 | 32.25 | 42
2033/34 | 156.25 | 32.25 | 38
2033/34 | 156.75 | 32.25 | 45
2033/34 | 157.25 | 32.25 | 53
2033/34 | 157.75 | 32.25 | 56
2033/34 | 158.25 | 32.25 | 37
2033/34 | 158.75 | 32.25 | 37
2033/34 | 159.25 | 32.25 | 43
2033/34 | 159.75 | 32.25 | 44
2033/34 | 160.25 | 32.25 | 58
2033/34 | 160.75 | 32.25 | 46
2033/34 | 161.25 | 32.25 | 49
2033/34 | 161.75 | 32.25 | 56
2033/34 | 162.25 | 32.25 | 45
2033/34 | 162.75 | 32.25 | 39
2033/34 | 163.25 | 32.25 | 57
2033/34 | 163.75 | 32.25 | 33
2033/34 | 164.25 | 32.25 | 49
2033/34 | 164.75 | 32.25 | 29
2033/34 | 165.25 | 32.25 | 41
2033/34 | 165.75 | 32.25 | 44
2033/34 | 166.25 | 32.25 | 44
2033/34 | 166.75 | 32.25 | 38
2033/34 | 167.25 | 32.25 | 40
2033/34 | 167.75 | 32.25 | 28
2033/34 | 168.25 | 32.25 | 41
2033/34 | 168.75 | 32.25 | 34
2033/34 | 169.25 | 32.25 | 40
2033/34 | 169.75 | 32.25 | 43
2033/34 | 170.25 | 32.25 | 31
2033/34 | 170.75 | 32.25 | 37
2033/34 | 171.25 | 32.25 | 31
2033/34 | 171.75 | 32.25 | 26
2033/34 | 172.25 | 32.25 | 38
2033/34 | 172.75 | 32.25 | 39
2033/34 | 173.25 | 32.25 | 43
2033/34 | 173.75 | 32.25 | 35
2033/34 | 174.25 | 32.25 | 41
2033/34 | 174.75 | 32.25 | 31
2033/34 | 175.25 | 32.25 | 38
2033/34 | 175.75 | 32.25 | 29
2033/34 | 176.25 | 32.25 | 37
2033/34 | 176.75 | 32.25 | 33
2033/34 | 177.25 | 32.25 | 38
2033/34 | 177.75 | 32.25 | 35
2033/34 | 178.25 | 32.25 | 30
2033/34 | 178.75 | 32.25 | 28
2033/34 | 179.25 | 32.25 | 23
2033/34 | 179.75 | 32.25 | 39
2033/34 | 180.25 | 32.25 | 24
2033/34 | 180.75 | 32.25 | 38
2033/34 | 181.25 | 32.25 | 27
2033/34 | 181.75 | 32.25 | 33
2033/34 | 182.25 | 32.25 | 34
2033/34 | 182.75 | 32.25 | 33
2033/34 | 183.25 | 32.25 | 35
2033/34 | 183.75 | 32.25 | 34
2033/34 | 184.25 | 32.25 | 27
2033/34 | 184.75 | 32.25 | 29
2033/34 | 185.25 | 32.25 | 29
2033/34 | 185.75 | 32.25 | 30
2033/34 | 186.25 | 32.25 | 32
2033/34 | 186.75 | 32.25 | 29
2033/34 | 187.25 | 32.25 | 25
2033/34 | 187.75 | 32.25 | 26
2033/34 | 188.25 | 32.25 | 23
2033/34 | 188.75 | 32.25 | 39
2033/34 | 189.25 | 32.25 | 35
2033/34 | 189.75 | 32.25 | 24
2033/34 | 190.25 | 32.25 | 26
2033/34 | 190.75 | 32.25 | 25
2033/34 | 191.25 | 32.25 | 39
2033/34 | 191.75 | 32.25 | 36
2033/34 | 192.25 | 32.25 | 35
2033/34 | 192.75 | 32.25 | 21
2033/34 | 193.25 | 32.25 | 29
2033/34 | 193.75 | 32.25 | 36
2033/34 | 194.25 | 32.25 | 22
2033/34 | 194.75 | 32.25 | 25
2033/34 | 195.25 | 32.25 | 33
2033/34 | 195.75 | 32.25 | 28
2033/34 | 196.25 | 32.25 | 27
2033/34 | 196.75 | 32.25 | 37
2033/34 | 197.25 | 32.25 | 37
2033/34 | 197.75 | 32.25 | 27
2033/34 | 198.25 | 32.25 | 42
2033/34 | 198.75 | 32.25 | 29
2033/34 | 199.25 | 32.25 | 25
2033/34 | 199.75 | 32.25 | 22
2033/34 | 200.25 | 32.25 | 30
2033/34 | 200.75 | 32.25 | 25
2033/34 | 201.25 | 32.25 | 24
2033/34 | 201.75 | 32.25 | 23
2033/34 | 202.25 | 32.25 | 20
2033/34 | 202.75 | 32.25 | 34
2033/34 | 203.25 | 32.25 | 21
2033/34 | 203.75 | 32.25 | 24
2033/34 | 204.25 | 32.25 | 20
2033/34 | 204.75 | 32.25 | 28
2033/34 | 205.25 | 32.25 | 25
2033/34 | 205.75 | 32.25 | 29
2033/34 | 206.25 | 32.25 | 24
2033/34 | 206.75 | 32.25 | 26
2033/34 | 207.25 | 32.25 | 17
2033/34 | 207.75 | 32.25 | 24
2033/34 | 208.25 | 32.25 | 29
2033/34 | 208.75 | 32.25 | 29
2033/34 | 209.25 | 32.25 | 22
2033/34 | 209.75 | 32.25 | 12
2033/34 | 210.25 | 32.25 | 20
2033/34 | 210.75 | 32.25 | 32
2033/34 | 211.25 | 32.25 | 23
2033/34 | 211.75 | 32.25 | 24
2033/34 | 212.25 | 32.25 | 19
2033/34 | 212.75 | 32.25 | 19
2033/34 | 213.25 | 32.25 | 19
2033/34 | 213.75 | 32.25 | 17
2033/34 | 214.25 | 32.25 | 21
2033/34 | 214.75 | 32.25 | 22
2033/34 | 215.25 | 32.25 | 27
2033/34 | 215.75 | 32.25 | 24
2033/34 | 216.25 | 32.25 | 21
2033/34 | 216.75 | 32.25 | 18
2033/34 | 217.25 | 32.25 | 24
2033/34 | 217.75 | 32.25 | 19
2033/34 | 218.25 | 32.25 | 23
2033/34 | 218.75 | 32.25 | 17
2033/34 | 219.25 | 32.25 | 19
2033/34 | 219.75 | 32.25 | 19
2033/34 | 220.25 | 32.25 | 16
2033/34 | 220.75 | 32.25 | 20
2033/34 | 221.25 | 32.25 | 18
2033/34 | 221.75 | 32.25 | 18
2033/34 | 222.25 | 32.25 | 25
2033/34 | 222.75 | 32.25 | 8
2033/34 | 223.25 | 32.25 | 14
2033/34 | 223.75 | 32.25 | 17
2033/34 | 224.25 | 32.25 | 22
2033/34 | 224.75 | 32.25 | 17
2033/34 | 225.25 | 32.25 | 21
2033/34 | 225.75 | 32.25 | 14
2033/34 | 226.25 | 32.25 | 17
2033/34 | 226.75 | 32.25 | 17
2033/34 | 227.25 | 32.25 | 16
2033/34 | 227.75 | 32.25 | 12
2033/34 | 228.25 | 32.25 | 16
2033/34 | 228.75 | 32.25 | 13
2033/34 | 229.25 | 32.25 | 24
2033/34 | 229.75 | 32.25 | 16
2033/34 | 230.25 | 32.25 | 14
2033/34 | 230.75 | 32.25 | 14
2033/34 | 231.25 | 32.25 | 13
2033/34 | 231.75 | 32.25 | 10
2033/34 | 232.25 | 32.25 | 17
2033/34 | 232.75 | 32.25 | 19
2033/34 | 233.25 | 32.25 | 15
2033/34 | 233.75 | 32.25 | 16
2033/34 | 234.25 | 32.25 | 8
2033/34 | 234.75 | 32.25 | 12
2033/34 | 235.25 | 32.25 | 16
2033/34 | 235.75 | 32.25 | 12
2033/34 | 236.25 | 32.25 | 15
2033/34 | 236.75 | 32.25 | 7
2033/34 | 237.25 | 32.25 | 12
2033/34 | 237.75 | 32.25 | 14
2033/34 | 238.25 | 32.25 | 11
2033/34 | 238.75 | 32.25 | 11
2033/34 | 239.25 | 32.25 | 11
2033/34 | 239.75 | 32.25 | 12
2033/34 | 240.25 | 32.25 | 9
2033/34 | 240.75 | 32.25 | 9
2033/34 | 241.25 | 32.25 | 7
2033/34 | 241.75 | 32.25 | 10
2033/34 | 242.25 | 32.25 | 15
2033/34 | 242.75 | 32.25 | 10
2033/34 | 243.25 | 32.25 | 12
2033/34 | 243.75 | 32.25 | 7
2033/34 | 244.25 | 32.25 | 17
2033/34 | 244.75 | 32.25 | 12
2033/34 | 245.25 | 32.25 | 12
2033/34 | 245.75 | 32.25 | 10
2033/34 | 246.25 | 32.25 | 10
2033/34 | 246.75 | 32.25 | 9
2033/34 | 247.25 | 32.25 | 8
2033/34 | 247.75 | 32.25 | 9
2033/34 | 248.25 | 32.25 | 4
2033/34 | 248.75 | 32.25 | 17
2033/34 | 249.25 | 32.25 | 12
2033/34 | 249.75 | 32.25 | 17
2033/34 | 250.25 | 32.25 | 8
2033/34 | 250.75 | 32.25 | 8
2033/34 | 251.25 | 32.25 | 11
2033/34 | 251.75 | 32.25 | 7
2033/34 | 252.25 | 32.25 | 12
2033/34 | 252.75 | 32.25 | 8
2033/34 | 253.25 | 32.25 | 5
2033/34 | 253.75 | 32.25 | 9
2033/34 | 254.25 | 32.25 | 8
2033/34 | 254.75 | 32.25 | 6
2033/34 | 255.25 | 32.25 | 10
2033/34 | 255.75 | 32.25 | 11
2033/34 | 256.25 | 32.25 | 8
2033/34 | 256.75 | 32.25 | 5
2033/34 | 257.25 | 32.25 | 7
2033/34 | 257.75 | 32.25 | 13
2033/34 | 258.25 | 32.25 | 6
2033/34 | 258.75 | 32.25 | 11
2033/34 | 259.25 | 32.25 | 7
2033/34 | 259.75 | 32.25 | 5
2033/34 | 260.25 | 32.25 | 7
2033/34 | 260.75 | 32.25 | 4
2033/34 | 261.25 | 32.25 | 10
2033/34 | 261.75 | 32.25 | 4
2033/34 | 262.25 | 32.25 | 6
2033/34 | 262.75 | 32.25 | 4
2033/34 | 263.25 | 32.25 | 6
2033/34 | 263.75 | 32.25 | 5
2033/34 | 264.25 | 32.25 | 6
2033/34 | 264.75 | 32.25 | 6
2033/34 | 265.25 | 32.25 | 9
2033/34 | 265.75 | 32.25 | 7
2033/34 | 266.25 | 32.25 | 3
2033/34 | 266.75 | 32.25 | 9
2033/34 | 267.25 | 32.25 | 7
2033/34 | 267.75 | 32.25 | 7
2033/34 | 268.25 | 32.25 | 5
2033/34 | 268.75 | 32.25 | 9
2033/34 | 269.25 | 32.25 | 7
2033/34 | 269.75 | 32.25 | 7
2033/34 | 270.25 | 32.25 | 5
2033/34 | 270.75 | 32.25 | 8
2033/34 | 271.25 | 32.25 | 8
2033/34 | 271.75 | 32.25 | 6
2033/34 | 272.25 | 32.25 | 5
2033/34 | 272.75 | 32.25 | 5
2033/34 | 273.25 | 32.25 | 11
2033/34 | 273.75 | 32.25 | 5
2033/34 | 274.75 | 32.25 | 5
2033/34 | 275.25 | 32.25 | 7
2033/34 | 275.75 | 32.25 | 2
2033/34 | 276.25 | 32.25 | 4
2033/34 | 276.75 | 32.25 | 7
2033/34 | 277.25 | 32.25 | 3
2033/34 | 277.75 | 32.25 | 3
2033/34 | 278.25 | 32.25 | 6
2033/34 | 278.75 | 32.25 | 4
2033/34 | 279.25 | 32.25 | 4
2033/34 | 279.75 | 32.25 | 1
2033/34 | 280.25 | 32.25 | 2
2033/34 | 280.75 | 32.25 | 4
2033/34 | 281.25 | 32.25 | 4
2033/34 | 281.75 | 32.25 | 2
2033/34 | 282.25 | 32.25 | 5
2033/34 | 282.75 | 32.25 | 9
2033/34 | 283.25 | 32.25 | 9
2033/34 | 283.75 | 32.25 | 4
2033/34 | 284.25 | 32.25 | 3
2033/34 | 284.75 | 32.25 | 2
2033/34 | 285.25 | 32.25 | 4
2033/34 | 285.75 | 32.25 | 4
2033/34 | 286.25 | 32.25 | 2
2033/34 | 286.75 | 32.25 | 3
2033/34 | 287.25 | 32.25 | 3
2033/34 | 287.75 | 32.25 | 3
2033/34 | 288.25 | 32.25 | 9
2033/34 | 288.75 | 32.25 | 3
2033/34 | 289.25 | 32.25 | 4
2033/34 | 289.75 | 32.25 | 3
2033/34 | 290.25 | 32.25 | 1
2033/34 | 290.75 | 32.25 | 2
2033/34 | 291.25 | 32.25 | 4
2033/34 | 291.75 | 32.25 | 4
2033/34 | 292.75 | 32.25 | 5
2033/34 | 293.25 | 32.25 | 2
2033/34 | 293.75 | 32.25 | 3
2033/34 | 294.25 | 32.25 | 2
2033/34 | 294.75 | 32.25 | 5
2033/34 | 295.25 | 32.25 | 1
2033/34 | 295.75 | 32.25 | 4
2033/34 | 296.25 | 32.25 | 1
2033/34 | 296.75 | 32.25 | 4
2033/34 | 297.25 | 32.25 | 6
2033/34 | 297.75 | 32.25 | 2
2033/34 | 298.25 | 32.25 | 2
2033/34 | 298.75 | 32.25 | 5
2033/34 | 299.25 | 32.25 | 3
2033/34 | 299.75 | 32.25 | 5
2033/34 | 300.25 | 32.25 | 1
2033/34 | 300.75 | 32.25 | 7
2033/34 | 301.25 | 32.25 | 3
2033/34 | 301.75 | 32.25 | 4
2033/34 | 303.25 | 32.25 | 6
2033/34 | 303.75 | 32.25 | 6
2033/34 | 304.25 | 32.25 | 1
2033/34 | 304.75 | 32.25 | 3
2033/34 | 305.25 | 32.25 | 2
2033/34 | 305.75 | 32.25 | 4
2033/34 | 306.75 | 32.25 | 4
2033/34 | 307.75 | 32.25 | 2
2033/34 | 308.25 | 32.25 | 2
2033/34 | 308.75 | 32.25 | 2
2033/34 | 309.25 | 32.25 | 5
2033/34 | 309.75 | 32.25 | 2
2033/34 | 310.25 | 32.25 | 2
2033/34 | 310.75 | 32.25 | 3
2033/34 | 311.75 | 32.25 | 1
2033/34 | 312.25 | 32.25 | 3
2033/34 | 312.75 | 32.25 | 1
2033/34 | 313.25 | 32.25 | 4
2033/34 | 313.75 | 32.25 | 2
2033/34 | 314.25 | 32.25 | 3
2033/34 | 314.75 | 32.25 | 2
2033/34 | 315.25 | 32.25 | 3
2033/34 | 315.75 | 32.25 | 2
2033/34 | 316.25 | 32.25 | 3
2033/34 | 317.25 | 32.25 | 1
2033/34 | 317.75 | 32.25 | 3
2033/34 | 318.25 | 32.25 | 1
2033/34 | 319.25 | 32.25 | 2
2033/34 | 320.25 | 32.25 | 4
2033/34 | 321.25 | 32.25 | 1
2033/34 | 321.75 | 32.25 | 2
2033/34 | 322.25 | 32.25 | 1
2033/34 | 322.75 | 32.25 | 2
2033/34 | 323.25 | 32.25 | 1
2033/34 | 324.25 | 32.25 | 2
2033/34 | 324.75 | 32.25 | 2
2033/34 | 325.25 | 32.25 | 3
2033/34 | 326.75 | 32.25 | 1
2033/34 | 327.25 | 32.25 | 1
2033/34 | 327.75 | 32.25 | 1
2033/34 | 328.25 | 32.25 | 1
2033/34 | 328.75 | 32.25 | 2
2033/34 | 329.25 | 32.25 | 1
2033/34 | 329.75 | 32.25 | 1
2033/34 | 330.25 | 32.25 | 1
2033/34 | 330.75 | 32.25 | 1
2033/34 | 331.75 | 32.25 | 2
2033/34 | 332.25 | 32.25 | 2
2033/34 | 333.25 | 32.25 | 3
2033/34 | 333.75 | 32.25 | 1
2033/34 | 335.25 | 32.25 | 1
2033/34 | 336.75 | 32.25 | 1
2033/34 | 338.25 | 32.25 | 2
2033/34 | 338.75 | 32.25 | 1
2033/34 | 340.25 | 32.25 | 3
2033/34 | 341.25 | 32.25 | 2
2033/34 | 342.25 | 32.25 | 3
2033/34 | 343.25 | 32.25 | 2
2033/34 | 343.75 | 32.25 | 1
2033/34 | 344.75 | 32.25 | 1
2033/34 | 346.75 | 32.25 | 2
2033/34 | 347.75 | 32.25 | 1
2033/34 | 348.75 | 32.25 | 1
2033/34 | 349.25 | 32.25 | 1
2033/34 | 349.75 | 32.25 | 1
2033/34 | 350.75 | 32.25 | 2
2033/34 | 351.25 | 32.25 | 2
2033/34 | 355.25 | 32.25 | 2
2033/34 | 358.25 | 32.25 | 1
2033/34 | 359.25 | 32.25 | 1
2033/34 | 363.25 | 32.25 | 1
2033/34 | 368.25 | 32.25 | 1
2033/34 | 46.25 | 32.75 | 1
2033/34 | 47.25 | 32.75 | 1
2033/34 | 48.25 | 32.75 | 1
2033/34 | 48.75 | 32.75 | 1
2033/34 | 49.25 | 32.75 | 1
2033/34 | 50.25 | 32.75 | 1
2033/34 | 51.25 | 32.75 | 2
2033/34 | 53.25 | 32.75 | 1
2033/34 | 54.75 | 32.75 | 1
2033/34 | 55.75 | 32.75 | 2
2033/34 | 57.25 | 32.75 | 1
2033/34 | 57.75 | 32.75 | 2
2033/34 | 60.25 | 32.75 | 3
2033/34 | 61.25 | 32.75 | 1
2033/34 | 61.75 | 32.75 | 3
2033/34 | 62.25 | 32.75 | 3
2033/34 | 62.75 | 32.75 | 2
2033/34 | 63.25 | 32.75 | 1
2033/34 | 64.25 | 32.75 | 2
2033/34 | 64.75 | 32.75 | 3
2033/34 | 65.25 | 32.75 | 2
2033/34 | 65.75 | 32.75 | 1
2033/34 | 66.25 | 32.75 | 1
2033/34 | 66.75 | 32.75 | 1
2033/34 | 67.25 | 32.75 | 2
2033/34 | 67.75 | 32.75 | 3
2033/34 | 68.75 | 32.75 | 2
2033/34 | 69.75 | 32.75 | 2
2033/34 | 70.25 | 32.75 | 1
2033/34 | 70.75 | 32.75 | 1
2033/34 | 71.25 | 32.75 | 2
2033/34 | 71.75 | 32.75 | 1
2033/34 | 72.25 | 32.75 | 1
2033/34 | 72.75 | 32.75 | 2
2033/34 | 73.25 | 32.75 | 3
2033/34 | 73.75 | 32.75 | 4
2033/34 | 74.25 | 32.75 | 3
2033/34 | 74.75 | 32.75 | 1
2033/34 | 75.25 | 32.75 | 4
2033/34 | 75.75 | 32.75 | 4
2033/34 | 76.25 | 32.75 | 3
2033/34 | 76.75 | 32.75 | 3
2033/34 | 77.25 | 32.75 | 1
2033/34 | 78.25 | 32.75 | 2
2033/34 | 78.75 | 32.75 | 3
2033/34 | 79.25 | 32.75 | 3
2033/34 | 79.75 | 32.75 | 7
2033/34 | 80.25 | 32.75 | 1
2033/34 | 80.75 | 32.75 | 4
2033/34 | 81.25 | 32.75 | 2
2033/34 | 81.75 | 32.75 | 5
2033/34 | 82.25 | 32.75 | 2
2033/34 | 82.75 | 32.75 | 5
2033/34 | 83.25 | 32.75 | 7
2033/34 | 83.75 | 32.75 | 4
2033/34 | 84.25 | 32.75 | 8
2033/34 | 84.75 | 32.75 | 8
2033/34 | 85.25 | 32.75 | 6
2033/34 | 85.75 | 32.75 | 9
2033/34 | 86.25 | 32.75 | 11
2033/34 | 86.75 | 32.75 | 6
2033/34 | 87.25 | 32.75 | 7
2033/34 | 87.75 | 32.75 | 6
2033/34 | 88.25 | 32.75 | 6
2033/34 | 88.75 | 32.75 | 10
2033/34 | 89.25 | 32.75 | 3
2033/34 | 89.75 | 32.75 | 11
2033/34 | 90.25 | 32.75 | 6
2033/34 | 90.75 | 32.75 | 10
2033/34 | 91.25 | 32.75 | 7
2033/34 | 91.75 | 32.75 | 13
2033/34 | 92.25 | 32.75 | 8
2033/34 | 92.75 | 32.75 | 10
2033/34 | 93.25 | 32.75 | 10
2033/34 | 93.75 | 32.75 | 7
2033/34 | 94.25 | 32.75 | 17
2033/34 | 94.75 | 32.75 | 8
2033/34 | 95.25 | 32.75 | 15
2033/34 | 95.75 | 32.75 | 13
2033/34 | 96.25 | 32.75 | 13
2033/34 | 96.75 | 32.75 | 10
2033/34 | 97.25 | 32.75 | 14
2033/34 | 97.75 | 32.75 | 11
2033/34 | 98.25 | 32.75 | 5
2033/34 | 98.75 | 32.75 | 17
2033/34 | 99.25 | 32.75 | 12
2033/34 | 99.75 | 32.75 | 11
2033/34 | 100.25 | 32.75 | 9
2033/34 | 100.75 | 32.75 | 13
2033/34 | 101.25 | 32.75 | 15
2033/34 | 101.75 | 32.75 | 19
2033/34 | 102.25 | 32.75 | 16
2033/34 | 102.75 | 32.75 | 19
2033/34 | 103.25 | 32.75 | 12
2033/34 | 103.75 | 32.75 | 16
2033/34 | 104.25 | 32.75 | 16
2033/34 | 104.75 | 32.75 | 20
2033/34 | 105.25 | 32.75 | 22
2033/34 | 105.75 | 32.75 | 11
2033/34 | 106.25 | 32.75 | 15
2033/34 | 106.75 | 32.75 | 19
2033/34 | 107.25 | 32.75 | 17
2033/34 | 107.75 | 32.75 | 20
2033/34 | 108.25 | 32.75 | 15
2033/34 | 108.75 | 32.75 | 18
2033/34 | 109.25 | 32.75 | 22
2033/34 | 109.75 | 32.75 | 16
2033/34 | 110.25 | 32.75 | 21
2033/34 | 110.75 | 32.75 | 21
2033/34 | 111.25 | 32.75 | 20
2033/34 | 111.75 | 32.75 | 25
2033/34 | 112.25 | 32.75 | 19
2033/34 | 112.75 | 32.75 | 23
2033/34 | 113.25 | 32.75 | 26
2033/34 | 113.75 | 32.75 | 24
2033/34 | 114.25 | 32.75 | 24
2033/34 | 114.75 | 32.75 | 18
2033/34 | 115.25 | 32.75 | 17
2033/34 | 115.75 | 32.75 | 21
2033/34 | 116.25 | 32.75 | 30
2033/34 | 116.75 | 32.75 | 24
2033/34 | 117.25 | 32.75 | 24
2033/34 | 117.75 | 32.75 | 28
2033/34 | 118.25 | 32.75 | 27
2033/34 | 118.75 | 32.75 | 26
2033/34 | 119.25 | 32.75 | 31
2033/34 | 119.75 | 32.75 | 26
2033/34 | 120.25 | 32.75 | 29
2033/34 | 120.75 | 32.75 | 27
2033/34 | 121.25 | 32.75 | 27
2033/34 | 121.75 | 32.75 | 24
2033/34 | 122.25 | 32.75 | 29
2033/34 | 122.75 | 32.75 | 26
2033/34 | 123.25 | 32.75 | 32
2033/34 | 123.75 | 32.75 | 28
2033/34 | 124.25 | 32.75 | 37
2033/34 | 124.75 | 32.75 | 34
2033/34 | 125.25 | 32.75 | 30
2033/34 | 125.75 | 32.75 | 38
2033/34 | 126.25 | 32.75 | 29
2033/34 | 126.75 | 32.75 | 36
2033/34 | 127.25 | 32.75 | 44
2033/34 | 127.75 | 32.75 | 37
2033/34 | 128.25 | 32.75 | 31
2033/34 | 128.75 | 32.75 | 30
2033/34 | 129.25 | 32.75 | 33
2033/34 | 129.75 | 32.75 | 37
2033/34 | 130.25 | 32.75 | 45
2033/34 | 130.75 | 32.75 | 27
2033/34 | 131.25 | 32.75 | 28
2033/34 | 131.75 | 32.75 | 46
2033/34 | 132.25 | 32.75 | 35
2033/34 | 132.75 | 32.75 | 44
2033/34 | 133.25 | 32.75 | 38
2033/34 | 133.75 | 32.75 | 42
2033/34 | 134.25 | 32.75 | 31
2033/34 | 134.75 | 32.75 | 33
2033/34 | 135.25 | 32.75 | 40
2033/34 | 135.75 | 32.75 | 43
2033/34 | 136.25 | 32.75 | 46
2033/34 | 136.75 | 32.75 | 37
2033/34 | 137.25 | 32.75 | 43
2033/34 | 137.75 | 32.75 | 37
2033/34 | 138.25 | 32.75 | 39
2033/34 | 138.75 | 32.75 | 43
2033/34 | 139.25 | 32.75 | 33
2033/34 | 139.75 | 32.75 | 36
2033/34 | 140.25 | 32.75 | 51
2033/34 | 140.75 | 32.75 | 40
2033/34 | 141.25 | 32.75 | 45
2033/34 | 141.75 | 32.75 | 47
2033/34 | 142.25 | 32.75 | 42
2033/34 | 142.75 | 32.75 | 55
2033/34 | 143.25 | 32.75 | 41
2033/34 | 143.75 | 32.75 | 44
2033/34 | 144.25 | 32.75 | 40
2033/34 | 144.75 | 32.75 | 49
2033/34 | 145.25 | 32.75 | 41
2033/34 | 145.75 | 32.75 | 32
2033/34 | 146.25 | 32.75 | 50
2033/34 | 146.75 | 32.75 | 45
2033/34 | 147.25 | 32.75 | 34
2033/34 | 147.75 | 32.75 | 45
2033/34 | 148.25 | 32.75 | 34
2033/34 | 148.75 | 32.75 | 44
2033/34 | 149.25 | 32.75 | 38
2033/34 | 149.75 | 32.75 | 38
2033/34 | 150.25 | 32.75 | 40
2033/34 | 150.75 | 32.75 | 47
2033/34 | 151.25 | 32.75 | 45
2033/34 | 151.75 | 32.75 | 36
2033/34 | 152.25 | 32.75 | 38
2033/34 | 152.75 | 32.75 | 45
2033/34 | 153.25 | 32.75 | 51
2033/34 | 153.75 | 32.75 | 46
2033/34 | 154.25 | 32.75 | 43
2033/34 | 154.75 | 32.75 | 35
2033/34 | 155.25 | 32.75 | 42
2033/34 | 155.75 | 32.75 | 52
2033/34 | 156.25 | 32.75 | 41
2033/34 | 156.75 | 32.75 | 45
2033/34 | 157.25 | 32.75 | 53
2033/34 | 157.75 | 32.75 | 39
2033/34 | 158.25 | 32.75 | 39
2033/34 | 158.75 | 32.75 | 34
2033/34 | 159.25 | 32.75 | 41
2033/34 | 159.75 | 32.75 | 53
2033/34 | 160.25 | 32.75 | 34
2033/34 | 160.75 | 32.75 | 34
2033/34 | 161.25 | 32.75 | 37
2033/34 | 161.75 | 32.75 | 46
2033/34 | 162.25 | 32.75 | 38
2033/34 | 162.75 | 32.75 | 36
2033/34 | 163.25 | 32.75 | 29
2033/34 | 163.75 | 32.75 | 39
2033/34 | 164.25 | 32.75 | 35
2033/34 | 164.75 | 32.75 | 40
2033/34 | 165.25 | 32.75 | 40
2033/34 | 165.75 | 32.75 | 35
2033/34 | 166.25 | 32.75 | 35
2033/34 | 166.75 | 32.75 | 42
2033/34 | 167.25 | 32.75 | 36
2033/34 | 167.75 | 32.75 | 37
2033/34 | 168.25 | 32.75 | 36
2033/34 | 168.75 | 32.75 | 47
2033/34 | 169.25 | 32.75 | 41
2033/34 | 169.75 | 32.75 | 24
2033/34 | 170.25 | 32.75 | 46
2033/34 | 170.75 | 32.75 | 35
2033/34 | 171.25 | 32.75 | 35
2033/34 | 171.75 | 32.75 | 50
2033/34 | 172.25 | 32.75 | 43
2033/34 | 172.75 | 32.75 | 34
2033/34 | 173.25 | 32.75 | 33
2033/34 | 173.75 | 32.75 | 44
2033/34 | 174.25 | 32.75 | 46
2033/34 | 174.75 | 32.75 | 44
2033/34 | 175.25 | 32.75 | 27
2033/34 | 175.75 | 32.75 | 27
2033/34 | 176.25 | 32.75 | 30
2033/34 | 176.75 | 32.75 | 23
2033/34 | 177.25 | 32.75 | 31
2033/34 | 177.75 | 32.75 | 28
2033/34 | 178.25 | 32.75 | 25
2033/34 | 178.75 | 32.75 | 34
2033/34 | 179.25 | 32.75 | 30
2033/34 | 179.75 | 32.75 | 37
2033/34 | 180.25 | 32.75 | 38
2033/34 | 180.75 | 32.75 | 28
2033/34 | 181.25 | 32.75 | 21
2033/34 | 181.75 | 32.75 | 28
2033/34 | 182.25 | 32.75 | 33
2033/34 | 182.75 | 32.75 | 33
2033/34 | 183.25 | 32.75 | 28
2033/34 | 183.75 | 32.75 | 37
2033/34 | 184.25 | 32.75 | 25
2033/34 | 184.75 | 32.75 | 38
2033/34 | 185.25 | 32.75 | 40
2033/34 | 185.75 | 32.75 | 39
2033/34 | 186.25 | 32.75 | 26
2033/34 | 186.75 | 32.75 | 32
2033/34 | 187.25 | 32.75 | 38
2033/34 | 187.75 | 32.75 | 24
2033/34 | 188.25 | 32.75 | 29
2033/34 | 188.75 | 32.75 | 35
2033/34 | 189.25 | 32.75 | 29
2033/34 | 189.75 | 32.75 | 34
2033/34 | 190.25 | 32.75 | 33
2033/34 | 190.75 | 32.75 | 27
2033/34 | 191.25 | 32.75 | 37
2033/34 | 191.75 | 32.75 | 29
2033/34 | 192.25 | 32.75 | 32
2033/34 | 192.75 | 32.75 | 25
2033/34 | 193.25 | 32.75 | 32
2033/34 | 193.75 | 32.75 | 23
2033/34 | 194.25 | 32.75 | 23
2033/34 | 194.75 | 32.75 | 35
2033/34 | 195.25 | 32.75 | 25
2033/34 | 195.75 | 32.75 | 23
2033/34 | 196.25 | 32.75 | 28
2033/34 | 196.75 | 32.75 | 21
2033/34 | 197.25 | 32.75 | 36
2033/34 | 197.75 | 32.75 | 27
2033/34 | 198.25 | 32.75 | 34
2033/34 | 198.75 | 32.75 | 27
2033/34 | 199.25 | 32.75 | 27
2033/34 | 199.75 | 32.75 | 28
2033/34 | 200.25 | 32.75 | 37
2033/34 | 200.75 | 32.75 | 29
2033/34 | 201.25 | 32.75 | 23
2033/34 | 201.75 | 32.75 | 26
2033/34 | 202.25 | 32.75 | 38
2033/34 | 202.75 | 32.75 | 25
2033/34 | 203.25 | 32.75 | 20
2033/34 | 203.75 | 32.75 | 27
2033/34 | 204.25 | 32.75 | 25
2033/34 | 204.75 | 32.75 | 23
2033/34 | 205.25 | 32.75 | 15
2033/34 | 205.75 | 32.75 | 20
2033/34 | 206.25 | 32.75 | 16
2033/34 | 206.75 | 32.75 | 21
2033/34 | 207.25 | 32.75 | 24
2033/34 | 207.75 | 32.75 | 32
2033/34 | 208.25 | 32.75 | 18
2033/34 | 208.75 | 32.75 | 18
2033/34 | 209.25 | 32.75 | 14
2033/34 | 209.75 | 32.75 | 18
2033/34 | 210.25 | 32.75 | 19
2033/34 | 210.75 | 32.75 | 16
2033/34 | 211.25 | 32.75 | 28
2033/34 | 211.75 | 32.75 | 22
2033/34 | 212.25 | 32.75 | 23
2033/34 | 212.75 | 32.75 | 28
2033/34 | 213.25 | 32.75 | 22
2033/34 | 213.75 | 32.75 | 18
2033/34 | 214.25 | 32.75 | 22
2033/34 | 214.75 | 32.75 | 23
2033/34 | 215.25 | 32.75 | 15
2033/34 | 215.75 | 32.75 | 27
2033/34 | 216.25 | 32.75 | 15
2033/34 | 216.75 | 32.75 | 22
2033/34 | 217.25 | 32.75 | 22
2033/34 | 217.75 | 32.75 | 24
2033/34 | 218.25 | 32.75 | 19
2033/34 | 218.75 | 32.75 | 18
2033/34 | 219.25 | 32.75 | 19
2033/34 | 219.75 | 32.75 | 14
2033/34 | 220.25 | 32.75 | 26
2033/34 | 220.75 | 32.75 | 23
2033/34 | 221.25 | 32.75 | 19
2033/34 | 221.75 | 32.75 | 20
2033/34 | 222.25 | 32.75 | 25
2033/34 | 222.75 | 32.75 | 16
2033/34 | 223.25 | 32.75 | 19
2033/34 | 223.75 | 32.75 | 20
2033/34 | 224.25 | 32.75 | 18
2033/34 | 224.75 | 32.75 | 18
2033/34 | 225.25 | 32.75 | 13
2033/34 | 225.75 | 32.75 | 19
2033/34 | 226.25 | 32.75 | 17
2033/34 | 226.75 | 32.75 | 16
2033/34 | 227.25 | 32.75 | 16
2033/34 | 227.75 | 32.75 | 16
2033/34 | 228.25 | 32.75 | 17
2033/34 | 228.75 | 32.75 | 9
2033/34 | 229.25 | 32.75 | 22
2033/34 | 229.75 | 32.75 | 11
2033/34 | 230.25 | 32.75 | 17
2033/34 | 230.75 | 32.75 | 25
2033/34 | 231.25 | 32.75 | 27
2033/34 | 231.75 | 32.75 | 13
2033/34 | 232.25 | 32.75 | 13
2033/34 | 232.75 | 32.75 | 8
2033/34 | 233.25 | 32.75 | 16
2033/34 | 233.75 | 32.75 | 7
2033/34 | 234.25 | 32.75 | 16
2033/34 | 234.75 | 32.75 | 19
2033/34 | 235.25 | 32.75 | 16
2033/34 | 235.75 | 32.75 | 13
2033/34 | 236.25 | 32.75 | 6
2033/34 | 236.75 | 32.75 | 14
2033/34 | 237.25 | 32.75 | 11
2033/34 | 237.75 | 32.75 | 18
2033/34 | 238.25 | 32.75 | 7
2033/34 | 238.75 | 32.75 | 9
2033/34 | 239.25 | 32.75 | 17
2033/34 | 239.75 | 32.75 | 11
2033/34 | 240.25 | 32.75 | 12
2033/34 | 240.75 | 32.75 | 10
2033/34 | 241.25 | 32.75 | 14
2033/34 | 241.75 | 32.75 | 19
2033/34 | 242.25 | 32.75 | 14
2033/34 | 242.75 | 32.75 | 5
2033/34 | 243.25 | 32.75 | 11
2033/34 | 243.75 | 32.75 | 10
2033/34 | 244.25 | 32.75 | 10
2033/34 | 244.75 | 32.75 | 11
2033/34 | 245.25 | 32.75 | 14
2033/34 | 245.75 | 32.75 | 9
2033/34 | 246.25 | 32.75 | 9
2033/34 | 246.75 | 32.75 | 8
2033/34 | 247.25 | 32.75 | 13
2033/34 | 247.75 | 32.75 | 13
2033/34 | 248.25 | 32.75 | 5
2033/34 | 248.75 | 32.75 | 8
2033/34 | 249.25 | 32.75 | 8
2033/34 | 249.75 | 32.75 | 6
2033/34 | 250.25 | 32.75 | 10
2033/34 | 250.75 | 32.75 | 8
2033/34 | 251.25 | 32.75 | 9
2033/34 | 251.75 | 32.75 | 13
2033/34 | 252.25 | 32.75 | 8
2033/34 | 252.75 | 32.75 | 8
2033/34 | 253.25 | 32.75 | 7
2033/34 | 253.75 | 32.75 | 7
2033/34 | 254.25 | 32.75 | 6
2033/34 | 254.75 | 32.75 | 9
2033/34 | 255.25 | 32.75 | 6
2033/34 | 255.75 | 32.75 | 4
2033/34 | 256.25 | 32.75 | 6
2033/34 | 256.75 | 32.75 | 11
2033/34 | 257.25 | 32.75 | 7
2033/34 | 257.75 | 32.75 | 10
2033/34 | 258.25 | 32.75 | 2
2033/34 | 258.75 | 32.75 | 5
2033/34 | 259.25 | 32.75 | 9
2033/34 | 259.75 | 32.75 | 4
2033/34 | 260.25 | 32.75 | 5
2033/34 | 260.75 | 32.75 | 8
2033/34 | 261.25 | 32.75 | 8
2033/34 | 261.75 | 32.75 | 7
2033/34 | 262.25 | 32.75 | 6
2033/34 | 262.75 | 32.75 | 7
2033/34 | 263.25 | 32.75 | 6
2033/34 | 263.75 | 32.75 | 5
2033/34 | 264.25 | 32.75 | 9
2033/34 | 264.75 | 32.75 | 5
2033/34 | 265.25 | 32.75 | 9
2033/34 | 265.75 | 32.75 | 4
2033/34 | 266.25 | 32.75 | 4
2033/34 | 266.75 | 32.75 | 8
2033/34 | 267.25 | 32.75 | 7
2033/34 | 267.75 | 32.75 | 6
2033/34 | 268.25 | 32.75 | 7
2033/34 | 268.75 | 32.75 | 7
2033/34 | 269.25 | 32.75 | 9
2033/34 | 269.75 | 32.75 | 5
2033/34 | 270.25 | 32.75 | 9
2033/34 | 270.75 | 32.75 | 10
2033/34 | 271.25 | 32.75 | 9
2033/34 | 271.75 | 32.75 | 8
2033/34 | 272.25 | 32.75 | 11
2033/34 | 273.25 | 32.75 | 6
2033/34 | 273.75 | 32.75 | 8
2033/34 | 274.25 | 32.75 | 6
2033/34 | 274.75 | 32.75 | 9
2033/34 | 275.25 | 32.75 | 3
2033/34 | 275.75 | 32.75 | 5
2033/34 | 276.25 | 32.75 | 6
2033/34 | 276.75 | 32.75 | 2
2033/34 | 277.25 | 32.75 | 5
2033/34 | 277.75 | 32.75 | 5
2033/34 | 278.25 | 32.75 | 5
2033/34 | 278.75 | 32.75 | 6
2033/34 | 279.25 | 32.75 | 6
2033/34 | 279.75 | 32.75 | 12
2033/34 | 280.25 | 32.75 | 6
2033/34 | 280.75 | 32.75 | 6
2033/34 | 281.25 | 32.75 | 2
2033/34 | 281.75 | 32.75 | 4
2033/34 | 282.25 | 32.75 | 6
2033/34 | 282.75 | 32.75 | 7
2033/34 | 283.25 | 32.75 | 7
2033/34 | 283.75 | 32.75 | 3
2033/34 | 284.25 | 32.75 | 7
2033/34 | 284.75 | 32.75 | 5
2033/34 | 285.25 | 32.75 | 4
2033/34 | 285.75 | 32.75 | 3
2033/34 | 286.25 | 32.75 | 6
2033/34 | 286.75 | 32.75 | 2
2033/34 | 287.25 | 32.75 | 5
2033/34 | 287.75 | 32.75 | 7
2033/34 | 288.25 | 32.75 | 4
2033/34 | 288.75 | 32.75 | 6
2033/34 | 289.25 | 32.75 | 5
2033/34 | 289.75 | 32.75 | 7
2033/34 | 290.25 | 32.75 | 3
2033/34 | 290.75 | 32.75 | 3
2033/34 | 291.25 | 32.75 | 2
2033/34 | 291.75 | 32.75 | 3
2033/34 | 292.25 | 32.75 | 7
2033/34 | 292.75 | 32.75 | 5
2033/34 | 293.25 | 32.75 | 2
2033/34 | 293.75 | 32.75 | 3
2033/34 | 294.25 | 32.75 | 4
2033/34 | 294.75 | 32.75 | 7
2033/34 | 295.25 | 32.75 | 2
2033/34 | 295.75 | 32.75 | 7
2033/34 | 296.25 | 32.75 | 2
2033/34 | 296.75 | 32.75 | 3
2033/34 | 297.25 | 32.75 | 3
2033/34 | 297.75 | 32.75 | 7
2033/34 | 298.25 | 32.75 | 2
2033/34 | 298.75 | 32.75 | 4
2033/34 | 299.25 | 32.75 | 1
2033/34 | 299.75 | 32.75 | 2
2033/34 | 300.25 | 32.75 | 4
2033/34 | 300.75 | 32.75 | 1
2033/34 | 301.25 | 32.75 | 5
2033/34 | 301.75 | 32.75 | 2
2033/34 | 302.25 | 32.75 | 2
2033/34 | 302.75 | 32.75 | 6
2033/34 | 303.25 | 32.75 | 6
2033/34 | 303.75 | 32.75 | 5
2033/34 | 304.75 | 32.75 | 4
2033/34 | 305.25 | 32.75 | 4
2033/34 | 305.75 | 32.75 | 5
2033/34 | 306.75 | 32.75 | 5
2033/34 | 307.75 | 32.75 | 4
2033/34 | 308.25 | 32.75 | 2
2033/34 | 309.25 | 32.75 | 3
2033/34 | 309.75 | 32.75 | 4
2033/34 | 310.25 | 32.75 | 3
2033/34 | 310.75 | 32.75 | 3
2033/34 | 311.75 | 32.75 | 1
2033/34 | 312.75 | 32.75 | 7
2033/34 | 313.25 | 32.75 | 5
2033/34 | 313.75 | 32.75 | 3
2033/34 | 314.75 | 32.75 | 1
2033/34 | 315.25 | 32.75 | 2
2033/34 | 316.25 | 32.75 | 1
2033/34 | 316.75 | 32.75 | 1
2033/34 | 317.25 | 32.75 | 3
2033/34 | 317.75 | 32.75 | 6
2033/34 | 318.25 | 32.75 | 2
2033/34 | 318.75 | 32.75 | 2
2033/34 | 319.25 | 32.75 | 1
2033/34 | 319.75 | 32.75 | 1
2033/34 | 320.25 | 32.75 | 3
2033/34 | 320.75 | 32.75 | 3
2033/34 | 321.25 | 32.75 | 5
2033/34 | 321.75 | 32.75 | 1
2033/34 | 322.25 | 32.75 | 2
2033/34 | 322.75 | 32.75 | 3
2033/34 | 323.25 | 32.75 | 1
2033/34 | 323.75 | 32.75 | 3
2033/34 | 324.25 | 32.75 | 1
2033/34 | 325.25 | 32.75 | 2
2033/34 | 326.25 | 32.75 | 2
2033/34 | 326.75 | 32.75 | 2
2033/34 | 327.25 | 32.75 | 1
2033/34 | 327.75 | 32.75 | 2
2033/34 | 328.25 | 32.75 | 1
2033/34 | 329.75 | 32.75 | 1
2033/34 | 330.75 | 32.75 | 4
2033/34 | 332.75 | 32.75 | 1
2033/34 | 333.25 | 32.75 | 1
2033/34 | 333.75 | 32.75 | 2
2033/34 | 334.25 | 32.75 | 1
2033/34 | 335.25 | 32.75 | 1
2033/34 | 335.75 | 32.75 | 2
2033/34 | 336.25 | 32.75 | 1
2033/34 | 336.75 | 32.75 | 1
2033/34 | 338.25 | 32.75 | 2
2033/34 | 338.75 | 32.75 | 1
2033/34 | 339.75 | 32.75 | 1
2033/34 | 342.25 | 32.75 | 1
2033/34 | 344.25 | 32.75 | 1
2033/34 | 346.25 | 32.75 | 2
2033/34 | 346.75 | 32.75 | 2
2033/34 | 347.75 | 32.75 | 1
2033/34 | 348.25 | 32.75 | 1
2033/34 | 350.25 | 32.75 | 1
2033/34 | 351.75 | 32.75 | 1
2033/34 | 49.25 | 33.25 | 1
2033/34 | 52.25 | 33.25 | 2
2033/34 | 52.75 | 33.25 | 1
2033/34 | 53.25 | 33.25 | 2
2033/34 | 54.25 | 33.25 | 3
2033/34 | 56.75 | 33.25 | 1
2033/34 | 57.25 | 33.25 | 2
2033/34 | 57.75 | 33.25 | 1
2033/34 | 58.25 | 33.25 | 1
2033/34 | 59.25 | 33.25 | 1
2033/34 | 61.25 | 33.25 | 2
2033/34 | 61.75 | 33.25 | 1
2033/34 | 62.25 | 33.25 | 3
2033/34 | 62.75 | 33.25 | 2
2033/34 | 63.75 | 33.25 | 2
2033/34 | 64.75 | 33.25 | 1
2033/34 | 65.75 | 33.25 | 4
2033/34 | 66.25 | 33.25 | 2
2033/34 | 66.75 | 33.25 | 1
2033/34 | 67.25 | 33.25 | 2
2033/34 | 67.75 | 33.25 | 1
2033/34 | 68.25 | 33.25 | 1
2033/34 | 68.75 | 33.25 | 1
2033/34 | 69.25 | 33.25 | 1
2033/34 | 69.75 | 33.25 | 2
2033/34 | 70.25 | 33.25 | 3
2033/34 | 70.75 | 33.25 | 4
2033/34 | 71.25 | 33.25 | 2
2033/34 | 71.75 | 33.25 | 2
2033/34 | 72.25 | 33.25 | 1
2033/34 | 72.75 | 33.25 | 1
2033/34 | 73.25 | 33.25 | 4
2033/34 | 73.75 | 33.25 | 2
2033/34 | 74.25 | 33.25 | 4
2033/34 | 74.75 | 33.25 | 3
2033/34 | 75.25 | 33.25 | 2
2033/34 | 75.75 | 33.25 | 3
2033/34 | 76.75 | 33.25 | 5
2033/34 | 77.25 | 33.25 | 4
2033/34 | 77.75 | 33.25 | 6
2033/34 | 78.25 | 33.25 | 1
2033/34 | 78.75 | 33.25 | 6
2033/34 | 79.25 | 33.25 | 4
2033/34 | 79.75 | 33.25 | 1

## Gas Quality specifications
Gas Quality Specifications
| Gas element | Quality requirement
| Hydrogen Sulphide | Not more than 5 mg/m3
| Total Sulphur | Not more than 50 mg/m3
| Hydrogen | Not more than 0.1% (molar)
| *Oxygen | Not more than 0.001% (molar)
| Hydrocarbon dewpoint | Not more than -2°C at any pressure up to 85 barg
| Water dewpoint | Not more than -10°C at 85 barg
| Wobbe Number (real gross dry) | The Wobbe number shall be in the range 47.20 to 51.41 MJ/m3
| Relative Density (RD) | Not more than 0.7
| *Carbon dioxide | Not more than 2.5% (molar)
| Containments | The gas shall not contain solid, liquid or gaseous material that might interfere with the integrity or operation of pipes or any gas appliance, within the meaning of regulation 2(1) of the Gas Safety (Installation and Use) Regulations 1998, that a consumer could reasonably be expected to operate.
| Organo halides | Not more than 1.5 mg/m3
| Radioactivity | Not more than 5 becquerels/g
| Odour | Gas delivered shall have no odour that might contravene any
statutory obligation. GS(M)R states transmission or distribution of odoured gas is not permitted at a pressure above 7 barg.
| Pressure | The delivery pressure shall be the pressure required to deliver natural gas at the delivery point into our entry facility at any time, taking into account the back pressure of our system at the delivery point, which will vary from time to time. The entry pressure shall not exceed the maximum operating pressure at the delivery point
| Delivery Temperature | Between 1°C and 38°C
| Mercury | No more than 10 μg/m3
*Requests for higher limits will be considered

## Offtakes by Exit zone
Offtakes by Exit zone
Direct connected offtakes by NTS exit capacity map zone
Region | Offtake | Region | Offtake | Region | Offtake
1 | Blackness (BP Grangemouth) | 3 | Aldbrough Storage | 4
| Fordoun Industrial |  | Billingham ICI |  | Abernedd Power Station
| Glenmavis (Storage) |  | Blyborough (Brigg) |  | Hirwaun Power Station
| Gowkhall (Longannet) |  | Blyborough (Cottam) |  | Pembroke Power Station
| Moffat Irish Interconnector |  | Caythorpe Storage |  | Tonna (Baglan Bay)
| St Fergus (Peterhead) |  | Eastoft (Keadby Blackstart) |  | Upper Neeston (Milford Haven) Refinery
| St Fergus (Shell Blackstart) |  | Eastoft (Keadby) | 5 | Caldecott (Corby) Power Station
2 | Barrow (Bains) |  | Enron Billingham |  | Drakelow Power Station
| Barrow (Blackstart) |  | Goole (Guardian Glass) |  | Peterborough Power Station
| Barrow (Gateway) |  | Hatfield Moor Storage | 7 | Bacton (Baird) Storage
| Carrington (Partington) Power Station |  | Hatfield Power Station |  | Bacton (Deborah) Storage
| Ferny Knoll (AM Paper) |  | Hatfield West Storage |  | Bacton (Esmond Forbes) Storage
| Fleetwood (Preesall) Storage |  | Hornsea Storage |  | Bacton Great Yarmouth
Keadby 2 Power Station
| Roosecote Power Station |  | Phillips Petroleum Teesside |  | Bacton IUK Interconnector
Palm Paper
| Sandy Lane (Blackburn) Power Station |  | Rosehill (Saltend) Power Station |  | Saddle Bow (Kings Lynn) Power Station
| Sellafield Power Station |  | Rough Storage |  | St Neotts (Little Barford)
| Trafford Power Station |  | Saltend BPHP | 8 | Didcot Power Station
| Wyre Power Station |  | Saltfleetby Storage |  | Humbly Grove Storage
2.1 | Burton Point (Connahs Quay) |  | Saltholme Power Station |  | Marchwood Power Station
|  |  | Spalding 2 (South Holland) Power Station | 9 | Barking (Horndon)
Coryton 2 (Thames Haven) Power Station
Epping Green (Enfield Energy)
| Deeside Power Station |  | Stallingborough |  | Grain Power Station
| Harwarden (Aka Shotton Paper) |  | Staythorpe |  | Medway (Isle of Grain) Power Station
| Hill Top Farm Storage |  | Sutton Bridge Power Station |  | Middle Stoke (Damhead Creek) Power Station
| Hole House Farm Storage |  | Teesside (BASF) |  | Ryehouse
| Holford Storage |  | Teesside Hydrogen |  | Stanford Le Hope (Coryton)
| Hollingsgreen (Hays Chemicals) |  | Teesside (Seal Sands) Power Station | 10 | Abson (Seabank) Power Station
| ICI(CastnerKelner_ICI_Runcorn) |  | Thornton Curtis (Humber Refinery) |  | Avonmouth Storage
| King Street Storage |  | Thornton Curtis (Killingholme) |  | Centrax Industrial
| Pickmere (Winnington Power Station) |  | West Burton Power Station |  | ICI Severnside
| Shellstar (Aka Kemira) |  | Whitehill Storage |  | Langage Power Station
| Shotwick (BridgewaterPaper) |  | Wragg Marsh (Spalding) |  | Portland Storage
| Stublach Storage |  | Zeneca (ICI Avecia) |  | Seabank Power Station
Weston Point (Rocksavage) Power Station
Willington Power Station

## NTS DN exit zones
NTS DN exit zones
NTS/DN exit zones
Exit Zone | Offtake | Exit Zone | Offtake | Exit Zone | Offtake
EA1 | Eye | NO1 | Thrintoft | SE1 | Tatsfield
| West Winch |  | Saltwick |  | Shorne
| Brisley |  | Humbleton |  | Farningham
| Bacton Terminal |  | Little Burdon | SE2 | Winkfield (SE)
EA2 | Bacton Terminal |  | Elton | SO1 | Ipsden
| Great Wilbraham | NO2 | Wetheral |  | Winkfield (SO)
| Roudham Heath |  | Keld | SO2 | Mappowder
EA3 | Bacton Terminal |  | Melkinthorpe |  | Braishfield
| Yelverton |  | Tow Law | SW1 | Fiddington
EA4 | Matching Green | NT1 | Winkfield (NT) |  | Evesham
| Royston | NT2 | Horndon |  | Ross (SW)
| Whitwell |  | Luxborough Lane | SW2 | Littleton Drew
EA6 | Hardwick | NT3 | Peters Green |  | Easton Grey
EM1 | Thornton Curtis | NW1 | Blackrod |  | Cirencester
| Walesby |  | Salmesbury |  | Ilchester
EM2 | Kirkstead |  | Lupton |  | Pucklechurch
| Sutton Bridge | NW2 | Mickle Trafford |  | Seabank
| Silk Willoughby |  | Malpas | SW3 | Kenn
| Gosberton |  | Warburton |  | Aylesbeare
| Blyborough |  | Weston Point |  | Lyneham (Choakford)
EM3 | Alrewas (EM) |  | Partington |  | Coffinswell
| Blaby |  | Holmes Chapel | WA1 | Maelor
| Drointon |  | Ecclestone | WA2 | Dyffryn Clydach
| Tur Langton |  | Audley (NW) |  | Dowlais
EM4 | Market Harborough | SC1 | Careston |  | Gilwern
| Caldecott |  | Balgray | WM1 | Aspley
NE1 | Towton |  | Kinknockie |  | Audley (WM)
| Rawcliffe |  | Aberdeen |  | Milwich
| Baldersby |  | St Fergus | WM2 | Shustoke
| Pannal |  | Mosside |  | Austrey
| Asselby | SC2 | Broxburn |  | Alrewas (WM)
| Burley Bank |  | Armadale | WM3 | Ross (WM)
NE2 | Ganstead | SC3 | Hulme |  | Rugby
| Pickering |  | Soutra |  | Leamington Spa
| Paull | SC4 | Nether Howcleugh |  | Lower Quinton
NO1 | Guyzance |  | Lockerbie |  | Stratford-Upon-Avon
| Cowpen Bewley |  | Pitcairngreen
| Coldstream |  | Bathgate
| Bishop Auckland |  | Stranraer
| Corbridge |  | Glenmavis
Drum

## Annual and Peak by load band
Annual and Peak by load band
A5.1A - Falling Short: Annual demand
Source: National Grid
Calendar year DS35
|  |  | 2023 | 2024 | 2025 | 2026 | 2027 | 2028 | 2029 | 2030 | 2031 | 2032 | 2033 | 2034 | 2035 | 2036 | 2037 | 2038 | 2039 | 2040 | 2041 | 2042 | 2043 | 2044 | 2045 | 2046 | 2047 | 2048 | 2049 | 2050
|  | 0-73.2 MWh | 345.4274 | 345.3636 | 343.1628 | 340.6128 | 337.1423 | 333.3701 | 329.2796 | 324.8163 | 319.8722 | 314.1146 | 307.7685 | 300.7792 | 293.2078 | 285.6873 | 277.8018 | 269.1952 | 259.788 | 249.6566 | 239.1303 | 229.4244 | 219.9425 | 210.6869 | 201.6914 | 192.8717 | 183.2448 | 171.8865 | 159.3795 | 147.8972
|  | 73.2-732 MWh | 47.3577 | 49.9682 | 52.2316 | 53.7218 | 54.8431 | 55.5785 | 56.2362 | 56.8239 | 57.643 | 58.2451 | 58.6084 | 58.8946 | 59.113 | 59.3342 | 59.5096 | 59.6013 | 59.6078 | 59.7399 | 59.9443 | 60.2644 | 60.5819 | 60.8987 | 61.0499 | 61.0578 | 60.9095 | 60.9796 | 61.1087 | 61.2791
|  | NDM > 732 MWh | 73.4042 | 73.0702 | 71.9761 | 71.4429 | 70.8165 | 70.1201 | 70.616 | 70.8805 | 71.2921 | 71.7633 | 72.3823 | 73.2488 | 74.4534 | 76.0978 | 78.2326 | 80.402 | 82.4082 | 82.3714 | 82.144 | 81.9652 | 81.6828 | 81.2797 | 80.0808 | 78.5659 | 76.8114 | 74.9588 | 72.7773 | 70.5007
|  | Total NDM | 466.1893 | 468.4019 | 467.3705 | 465.7774 | 462.8019 | 459.0687 | 456.1318 | 452.5207 | 448.8072 | 444.1229 | 438.7591 | 432.9227 | 426.7742 | 421.1193 | 415.5439 | 409.1985 | 401.804 | 391.7678 | 381.2186 | 371.6539 | 362.2072 | 352.8652 | 342.8221 | 332.4954 | 320.9657 | 307.8249 | 293.2654 | 279.6769
|  | Total DM | 80.187 | 79.886 | 79.7807 | 78.9071 | 77.8581 | 76.9763 | 76.3596 | 75.8581 | 75.324 | 74.7402 | 74.3116 | 73.9693 | 73.6493 | 73.592 | 73.641 | 73.7797 | 73.7561 | 72.839 | 71.7972 | 70.8085 | 69.7115 | 68.5844 | 67.1277 | 65.5513 | 63.8082 | 62.1308 | 60.2517 | 58.3272
|  | LDZ Shrinkage | 2.4003 | 2.33 | 2.3266 | 2.3031 | 2.2998 | 2.3324 | 2.3363 | 2.3212 | 2.2896 | 2.2729 | 2.2386 | 2.2099 | 2.1842 | 2.1651 | 2.1319 | 2.1084 | 2.0857 | 2.0669 | 2.0332 | 1.9921 | 1.9441 | 1.9019 | 1.8526 | 1.8081 | 1.7601 | 1.7151 | 1.6573 | 1.598
|  | Total LDZ | 548.7765 | 550.618 | 549.4778 | 546.9876 | 542.9598 | 538.3775 | 534.8277 | 530.7 | 526.4209 | 521.1361 | 515.3094 | 509.1019 | 502.6077 | 496.8765 | 491.3168 | 485.0865 | 477.6458 | 466.6737 | 455.0489 | 444.4545 | 433.8628 | 423.3515 | 411.8024 | 399.8547 | 386.5339 | 371.6708 | 355.1744 | 339.6022
|  | NTS Industrial | 14.9297 | 16.4014 | 17.3164 | 18.2558 | 19.1211 | 19.2651 | 19.2454 | 19.252 | 19.2452 | 19.2651 | 19.2455 | 19.816 | 20.3646 | 20.6814 | 20.9374 | 21.2207 | 21.4783 | 21.8045 | 22.0867 | 22.3102 | 22.5226 | 22.6947 | 22.6095 | 22.3046 | 21.9747 | 21.6246 | 21.0882 | 20.6248
|  | Exports to Ireland | 68.8058 | 72.4783 | 72.9865 | 73.0252 | 72.6359 | 70.7757 | 68.0142 | 65.8528 | 63.3992 | 61.3718 | 59.6206 | 58.8229 | 60.0684 | 58.374 | 56.0149 | 53.8361 | 51.7483 | 49.8971 | 48.0215 | 46.2892 | 44.5912 | 43.0226 | 41.4152 | 39.929 | 38.4697 | 37.1189 | 35.7327 | 34.6247
|  | NTS Power Generation | 195.8823 | 164.1428 | 146.8733 | 179.244 | 161.7106 | 137.8242 | 116.1031 | 109.608 | 109.4626 | 108.2195 | 106.2554 | 101.3777 | 83.4051 | 76.0382 | 78.612 | 80.4553 | 78.4303 | 83.9131 | 77.7633 | 76.1007 | 85.6944 | 92.5651 | 96.0866 | 100.3011 | 104.033 | 98.8001 | 103.9544 | 107.0836
|  | NTS Consumption | 279.6179 | 253.0225 | 237.1761 | 270.5251 | 253.4677 | 227.865 | 203.3627 | 194.7128 | 192.1069 | 188.8565 | 185.1215 | 180.0165 | 163.838 | 155.0936 | 155.5642 | 155.5121 | 151.657 | 155.6147 | 147.8716 | 144.7001 | 152.8082 | 158.2824 | 160.1113 | 162.5347 | 164.4775 | 157.5436 | 160.7753 | 162.3331
|  | NTS Shrinkage | 4.5764 | 3.769 | 3.5873 | 3.5153 | 3.47 | 3.4115 | 3.2817 | 3.1577 | 2.9941 | 2.8758 | 2.7955 | 2.7466 | 2.678 | 2.5935 | 2.5522 | 2.5154 | 2.4814 | 2.4585 | 2.3865 | 2.331 | 2.309 | 2.2927 | 2.2604 | 2.2393 | 2.1792 | 2.1049 | 2.0365 | 1.9743
|  | Total excluding IUK & BBL | 832.9708 | 807.4095 | 790.2412 | 821.0281 | 799.8975 | 769.654 | 741.472 | 728.5705 | 721.5219 | 712.8684 | 703.2265 | 691.865 | 669.1237 | 654.5635 | 649.4332 | 643.114 | 631.7841 | 624.7469 | 605.307 | 591.4855 | 588.9799 | 583.9266 | 574.174 | 564.6287 | 553.1905 | 531.3192 | 517.9862 | 503.9096
|  | IUK & BBL Exports | 181.5817 | 166.4115 | 143.3125 | 111.3924 | 117.2955 | 125.866 | 115.3997 | 90.223 | 56.8778 | 39.0636 | 32.4558 | 32.0485 | 33.2776 | 22.9907 | 23.8372 | 18.0486 | 21.0404 | 19.7958 | 19.4504 | 20.7932 | 19.2588 | 17.6305 | 20.2969 | 24.3149 | 15.8722 | 16.6473 | 14.5721 | 14.1279
|  | Total including IUK & BBL | 1014.5525 | 973.8209 | 933.5537 | 932.4204 | 917.193 | 895.5199 | 856.8717 | 818.7935 | 778.3997 | 751.932 | 735.6823 | 723.9135 | 702.4013 | 677.5542 | 673.2704 | 661.1626 | 652.8245 | 644.5427 | 624.7574 | 612.2787 | 608.2387 | 601.5571 | 594.4709 | 588.9436 | 569.0628 | 547.9665 | 532.5583 | 518.0374
A5.1B - System Transformation: Annual demand
Source: National Grid
Calendar year DS35
|  |  | 2023 | 2024 | 2025 | 2026 | 2027 | 2028 | 2029 | 2030 | 2031 | 2032 | 2033 | 2034 | 2035 | 2036 | 2037 | 2038 | 2039 | 2040 | 2041 | 2042 | 2043 | 2044 | 2045 | 2046 | 2047 | 2048 | 2049 | 2050
|  | 0-73.2 MWh | 308.2741 | 321.3138 | 334.1061 | 330.3888 | 325.0861 | 319.6034 | 313.9609 | 306.8605 | 292.7452 | 277.7329 | 262.5839 | 246.6392 | 226.3655 | 205.3692 | 185.0368 | 164.9515 | 145.1524 | 125.6831 | 107.0572 | 88.9924 | 71.1053 | 53.3799 | 37.1044 | 27.8499 | 19.496 | 11.2741 | 3.8442 | 1.0288
|  | 73.2-732 MWh | 46.7678 | 49.1146 | 50.5345 | 51.7691 | 52.5574 | 52.4712 | 51.4115 | 50.2433 | 48.5498 | 46.3191 | 43.8683 | 41.0477 | 38.3225 | 34.3755 | 30.9228 | 27.3641 | 23.7314 | 19.928 | 16.1625 | 12.8123 | 10.4652 | 8.6622 | 7.2014 | 6.3025 | 5.6786 | 4.9912 | 4.1291 | 3.3455
|  | NDM > 732 MWh | 67.9236 | 67.5956 | 66.3416 | 63.2145 | 60.9771 | 59.8118 | 58.0635 | 54.8023 | 50.7035 | 46.4953 | 42.5795 | 40.2966 | 36.6189 | 33.1374 | 29.8124 | 26.795 | 23.9251 | 21.1111 | 18.3494 | 15.9833 | 13.2511 | 10.9401 | 8.7706 | 7.1089 | 5.6288 | 4.2322 | 3.1284 | 2.3842
|  | Total NDM | 422.9656 | 438.0241 | 450.9822 | 445.3724 | 438.6205 | 431.8864 | 423.4359 | 411.9061 | 391.9985 | 370.5473 | 349.0316 | 327.9836 | 301.307 | 272.8821 | 245.772 | 219.1107 | 192.8089 | 166.7222 | 141.5691 | 117.7879 | 94.8216 | 72.9821 | 53.0763 | 41.2613 | 30.8034 | 20.4974 | 11.1017 | 6.7585
|  | Total DM | 80.5424 | 79.9645 | 77.8901 | 73.2647 | 69.8672 | 68.535 | 66.713 | 63.0954 | 58.1502 | 53.3676 | 48.7183 | 43.0192 | 38.6599 | 34.792 | 31.2097 | 28.0132 | 25.0524 | 22.325 | 19.6734 | 17.5203 | 14.7344 | 12.0908 | 9.7796 | 7.7108 | 6.3519 | 5.1271 | 4.345 | 3.8411
|  | LDZ Shrinkage | 2.4003 | 2.33 | 2.3266 | 2.3031 | 2.2998 | 2.3324 | 2.3363 | 2.3212 | 2.2896 | 2.2729 | 2.2386 | 2.2099 | 2.0983 | 1.971 | 1.8102 | 1.6434 | 1.483 | 1.3297 | 1.174 | 1.0247 | 0.87875 | 0.74284 | 0.60755 | 0.47932 | 0.35608 | 0.27566 | 0.21279 | 0.15129
|  | Total LDZ | 505.9083 | 520.3185 | 531.1989 | 520.9402 | 510.7875 | 502.7538 | 492.4852 | 477.3226 | 452.4384 | 426.1879 | 399.9886 | 373.2126 | 342.0651 | 309.6451 | 278.7919 | 248.7673 | 219.3442 | 190.3769 | 162.4165 | 136.333 | 110.4348 | 85.8158 | 63.4635 | 49.4514 | 37.5114 | 25.9002 | 15.6595 | 10.7509
|  | NTS Industrial | 13.1099 | 13.7815 | 14.5346 | 18.5848 | 23.7999 | 31.1231 | 37.5407 | 49.263 | 62.4894 | 81.0068 | 100.9591 | 119.7969 | 139.4472 | 157.4003 | 174.308 | 192.5682 | 207.2751 | 223.3403 | 235.834 | 248.4349 | 257.444 | 264.1406 | 268.5128 | 268.052 | 267.7749 | 267.567 | 267.4588 | 267.3869
|  | Exports to Ireland | 72.752 | 78.2544 | 81.4692 | 83.309 | 82.7001 | 80.3513 | 77.1749 | 74.4111 | 71.9441 | 69.9952 | 68.2164 | 67.3112 | 68.3573 | 66.3945 | 63.672 | 61.0834 | 58.6229 | 56.5032 | 54.1874 | 52.1857 | 50.1922 | 48.2721 | 46.2405 | 44.2815 | 42.2911 | 40.362 | 38.3403 | 36.656
|  | NTS Power Generation | 176.4726 | 136.3975 | 98.9704 | 105.1176 | 105.1544 | 87.9357 | 89.9634 | 79.5863 | 72.8374 | 54.1306 | 50.9603 | 48.125 | 37.2102 | 37.4819 | 39.2844 | 36.5549 | 34.2526 | 30.096 | 25.243 | 17.5788 | 16.554 | 17.2287 | 16.1767 | 14.1398 | 14.423 | 12.9913 | 11.3927 | 10.9317
|  | NTS Consumption | 262.3345 | 228.4334 | 194.9742 | 207.0113 | 211.6545 | 199.41 | 204.6789 | 203.2604 | 207.2709 | 205.1326 | 220.1358 | 235.2331 | 245.0147 | 261.2767 | 277.2643 | 290.2065 | 300.1506 | 309.9395 | 315.2644 | 318.1994 | 324.1902 | 329.6414 | 330.9299 | 326.4732 | 324.489 | 320.9203 | 317.1918 | 314.9746
|  | NTS Shrinkage | 4.4714 | 3.6159 | 3.5035 | 3.394 | 3.2041 | 3.008 | 2.8528 | 2.6841 | 2.5589 | 2.4865 | 2.4395 | 2.3729 | 2.2952 | 2.2172 | 2.1351 | 2.0666 | 2.0017 | 1.9353 | 1.8565 | 1.7788 | 1.7108 | 1.6378 | 1.5557 | 1.5009 | 1.4271 | 1.3506 | 1.2995 | 1.2556
|  | Total excluding IUK & BBL | 772.7142 | 752.3679 | 729.6766 | 731.3456 | 725.6461 | 705.1718 | 700.0169 | 683.2671 | 662.2682 | 633.8069 | 622.5639 | 610.8187 | 589.3749 | 573.139 | 558.1913 | 541.0404 | 521.4966 | 502.2517 | 479.5373 | 456.3112 | 436.3358 | 417.095 | 395.9492 | 377.4255 | 363.4275 | 348.171 | 334.1508 | 326.981
|  | IUK & BBL Exports | 202.4629 | 189.3784 | 170.5352 | 151.1613 | 104.1194 | 69.7661 | 43.942 | 15.1236 | 7.4768 | 18.4676 | 21.0737 | 11.1376 | 11.8401 | 6.4966 | 0 | 0 | 0 | 0 | 4.015 | 8.9945 | 11.8217 | 9.2998 | 11.417 | 17.0187 | 8.8507 | 0 | 8.0078 | 0
|  | Total including IUK & BBL | 975.1772 | 941.7463 | 900.2118 | 882.5069 | 829.7655 | 774.9379 | 743.9589 | 698.3907 | 669.745 | 652.2745 | 643.6376 | 621.9563 | 601.215 | 579.6356 | 558.1913 | 541.0404 | 521.4966 | 502.2517 | 483.5523 | 465.3057 | 448.1575 | 426.3948 | 407.3662 | 394.4442 | 372.2782 | 348.171 | 342.1585 | 326.981
A5.1C - Consumer Transformation: Annual demand
Source: National Grid
Calendar year DS35
|  |  | 2023 | 2024 | 2025 | 2026 | 2027 | 2028 | 2029 | 2030 | 2031 | 2032 | 2033 | 2034 | 2035 | 2036 | 2037 | 2038 | 2039 | 2040 | 2041 | 2042 | 2043 | 2044 | 2045 | 2046 | 2047 | 2048 | 2049 | 2050
|  | 0-73.2 MWh | 310.0764 | 305.4791 | 300.0855 | 293.2847 | 283.7673 | 271.6174 | 257.0018 | 240.5933 | 223.3438 | 205.9638 | 188.5139 | 170.6547 | 150.5112 | 131.2744 | 113.4166 | 96.0674 | 79.0746 | 62.9636 | 48.3152 | 36.3928 | 27.1102 | 20.2941 | 15.3184 | 11.2667 | 7.464 | 3.8379 | 0.72841 | 0.10935
|  | 73.2-732 MWh | 51.6514 | 51.9106 | 51.267 | 50.0898 | 48.1918 | 45.8064 | 43.3381 | 40.6143 | 37.8059 | 34.9229 | 31.8283 | 28.5929 | 25.2947 | 21.8051 | 18.431 | 15.488 | 13.1522 | 11.0095 | 9.0628 | 7.6777 | 6.9752 | 6.4369 | 6.009 | 5.5286 | 5.0485 | 4.5584 | 4.0288 | 3.5555
|  | NDM > 732 MWh | 65.043 | 64.5784 | 63.6889 | 62.6695 | 61.0847 | 59.0855 | 56.6603 | 53.9258 | 50.9883 | 47.7684 | 44.2923 | 41.9122 | 37.3656 | 32.5718 | 27.9354 | 23.7672 | 20.3182 | 17.3077 | 14.7391 | 12.7514 | 11.1095 | 9.6577 | 8.5135 | 7.5522 | 6.4611 | 5.396 | 4.4789 | 3.8942
|  | Total NDM | 426.7707 | 421.9682 | 415.0414 | 406.0439 | 393.0437 | 376.5092 | 357.0002 | 335.1335 | 312.138 | 288.6551 | 264.6346 | 241.1598 | 213.1715 | 185.6513 | 159.7831 | 135.3226 | 112.5451 | 91.2807 | 72.1171 | 56.8219 | 45.1948 | 36.3887 | 29.8409 | 24.3475 | 18.9736 | 13.7922 | 9.2361 | 7.5591
|  | Total DM | 83.4189 | 83.1065 | 81.7576 | 80.4525 | 78.6692 | 76.6552 | 73.9166 | 70.7588 | 67.0472 | 62.8669 | 58.1365 | 50.8091 | 45.0344 | 39.2906 | 33.7338 | 28.7857 | 24.608 | 21.0914 | 18.0819 | 15.6242 | 13.4595 | 11.5409 | 9.9785 | 8.3039 | 7.163 | 6.1228 | 5.3211 | 4.8293
|  | LDZ Shrinkage | 2.4003 | 2.4807 | 2.4882 | 2.4581 | 2.4259 | 2.402 | 2.3609 | 2.3234 | 2.2763 | 2.2355 | 2.1148 | 1.9657 | 1.8097 | 1.6523 | 1.4661 | 1.2844 | 1.1089 | 0.94687 | 0.794 | 0.65403 | 0.52733 | 0.42528 | 0.34199 | 0.27855 | 0.2301 | 0.18946 | 0.15414 | 0.12038
|  | Total LDZ | 512.5899 | 507.5554 | 499.2872 | 488.9546 | 474.1388 | 455.5665 | 433.2777 | 408.2156 | 381.4616 | 353.7575 | 324.8859 | 293.9346 | 260.0156 | 226.5942 | 194.9829 | 165.3926 | 138.262 | 113.319 | 90.993 | 73.1002 | 59.1816 | 48.3549 | 40.1614 | 32.93 | 26.3667 | 20.1044 | 14.7113 | 12.5087
|  | NTS Industrial | 18.6662 | 18.4641 | 18.1923 | 17.8736 | 17.4545 | 16.8897 | 16.1593 | 15.2913 | 14.2638 | 13.0924 | 12.3222 | 11.4623 | 10.4435 | 9.7415 | 9.1836 | 8.8234 | 8.7228 | 8.7705 | 8.8292 | 8.9661 | 9.0998 | 9.1045 | 8.9305 | 8.8359 | 8.7615 | 8.6443 | 8.5864 | 8.58
|  | Exports to Ireland | 75.4155 | 77.9592 | 78.763 | 77.7944 | 74.0408 | 70.6936 | 70.177 | 68.9642 | 67.4064 | 65.8714 | 64.1032 | 62.336 | 60.4193 | 58.4727 | 56.2589 | 53.9771 | 51.4787 | 48.8459 | 45.8566 | 42.6443 | 39.0422 | 35.0419 | 30.3673 | 24.9663 | 18.4439 | 10.2502 | 1.3586 | 1.7732e-12
|  | NTS Power Generation | 175.6768 | 137.6378 | 108.4221 | 107.3376 | 82.8606 | 85.1679 | 78.7979 | 61.0579 | 48.7887 | 45.173 | 41.6056 | 36.4124 | 35.7116 | 32.4455 | 28.3162 | 27.5487 | 26.973 | 24.5154 | 19.5856 | 16.8691 | 15.5028 | 13.899 | 12.9224 | 11.9422 | 11.9853 | 11.8618 | 11.9679 | 11.9426
|  | NTS Consumption | 269.7585 | 234.0611 | 205.3774 | 203.0056 | 174.3559 | 172.7512 | 165.1343 | 145.3134 | 130.4589 | 124.1368 | 118.0309 | 110.2107 | 106.5743 | 100.6597 | 93.7587 | 90.3493 | 87.1746 | 82.1318 | 74.2714 | 68.4794 | 63.6449 | 58.0453 | 52.2202 | 45.7443 | 39.1906 | 30.7563 | 21.9129 | 20.5226
|  | NTS Shrinkage | 3.1249 | 3.029 | 2.8787 | 2.8014 | 2.6674 | 2.568 | 2.4448 | 2.2775 | 2.1159 | 1.987 | 1.8443 | 1.7003 | 1.5509 | 1.4024 | 1.2481 | 1.1037 | 0.98082 | 0.85598 | 0.73226 | 0.62282 | 0.54212 | 0.46678 | 0.40791 | 0.34654 | 0.29614 | 0.23707 | 0.18089 | 0.11932
|  | Total excluding IUK & BBL | 785.4733 | 744.6454 | 707.5432 | 694.7615 | 651.1621 | 630.8857 | 600.8568 | 555.8065 | 514.0364 | 479.8813 | 444.7611 | 405.8457 | 368.1408 | 328.6564 | 289.9898 | 256.8457 | 226.4173 | 196.3068 | 165.9966 | 142.2024 | 123.3686 | 106.867 | 92.7895 | 79.0208 | 65.8534 | 51.0977 | 36.8051 | 33.1507
|  | IUK & BBL Exports | 46.4487 | 47.3909 | 46.4312 | 40.1046 | 39.6132 | 36.0041 | 35.9197 | 32.142 | 32.1713 | 32.0647 | 30.1689 | 30.1541 | 28.1941 | 28.1975 | 27.9145 | 24.2045 | 23.9593 | 20.1907 | 19.915 | 16.1659 | 15.8968 | 12.0912 | 11.9355 | 8.105 | 7.8545 | 4.0324 | 3.9884 | 0
|  | Total including IUK & BBL | 831.922 | 792.0363 | 753.9745 | 734.8661 | 690.7753 | 666.8898 | 636.7765 | 587.9485 | 546.2077 | 511.946 | 474.9301 | 435.9998 | 396.3349 | 356.8539 | 317.9042 | 281.0502 | 250.3766 | 216.4975 | 185.9116 | 158.3684 | 139.2654 | 118.9582 | 104.725 | 87.1259 | 73.708 | 55.1301 | 40.7934 | 33.1507
A5.1D - Leading the Way: Annual demand
Source: National Grid
Calendar year DS35
|  |  | 2023 | 2024 | 2025 | 2026 | 2027 | 2028 | 2029 | 2030 | 2031 | 2032 | 2033 | 2034 | 2035 | 2036 | 2037 | 2038 | 2039 | 2040 | 2041 | 2042 | 2043 | 2044 | 2045 | 2046 | 2047 | 2048 | 2049 | 2050
|  | 0-73.2 MWh | 305.9033 | 301.9227 | 297.4503 | 290.3083 | 279.6077 | 265.5182 | 246.5908 | 225.4069 | 202.9849 | 180.8791 | 158.9675 | 137.0016 | 115.1861 | 96.3075 | 79.4784 | 65.341 | 53.2248 | 42.8961 | 32.9254 | 25.5435 | 19.6247 | 15.3169 | 11.6713 | 8.4592 | 5.5612 | 2.8141 | 0.47176 | 0.03375
|  | 73.2-732 MWh | 42.4127 | 42.7549 | 43.9538 | 44.6369 | 43.4282 | 41.5734 | 39.3614 | 36.8167 | 34.2791 | 31.5908 | 28.4382 | 24.4987 | 21.238 | 18.7778 | 16.1558 | 13.4459 | 10.8342 | 8.8436 | 7.3143 | 6.4169 | 5.6769 | 5.1077 | 4.8878 | 4.663 | 4.342 | 3.8589 | 3.3599 | 3.0928
|  | NDM > 732 MWh | 63.865 | 62.0659 | 61.5261 | 60.6615 | 59.1885 | 57.2031 | 55.0581 | 51.234 | 46.7986 | 42.1592 | 39.1792 | 34.8154 | 30.4959 | 27.2271 | 23.2167 | 19.3362 | 15.7836 | 12.903 | 10.641 | 8.9764 | 7.4548 | 6.0969 | 5.0403 | 4.0821 | 3.354 | 2.9179 | 2.6034 | 2.434
|  | Total NDM | 412.181 | 406.7435 | 402.9301 | 395.6067 | 382.2245 | 364.2946 | 341.0103 | 313.4577 | 284.0627 | 254.6291 | 226.5849 | 196.3157 | 166.92 | 142.3124 | 118.8508 | 98.1231 | 79.8426 | 64.6427 | 50.8807 | 40.9368 | 32.7564 | 26.5215 | 21.5994 | 17.2044 | 13.2572 | 9.591 | 6.4351 | 5.5605
|  | Total DM | 76.2611 | 74.2457 | 73.4586 | 71.9143 | 70.5821 | 68.8472 | 66.1104 | 62.1492 | 57.4067 | 52.0856 | 45.2115 | 39.7753 | 34.5226 | 28.6449 | 24.4368 | 20.5754 | 17.0908 | 14.2947 | 12.1225 | 10.4329 | 8.8474 | 7.3886 | 6.1733 | 5.1119 | 4.4096 | 4.1023 | 3.9209 | 3.8136
|  | LDZ Shrinkage | 2.4003 | 2.33 | 2.3266 | 2.3031 | 2.2998 | 2.3324 | 2.3363 | 2.3212 | 2.2896 | 2.2729 | 2.2386 | 2.2099 | 2.0169 | 1.7707 | 1.5131 | 1.2868 | 1.0838 | 0.90373 | 0.73871 | 0.60281 | 0.4821 | 0.39321 | 0.317 | 0.25832 | 0.2111 | 0.17116 | 0.13538 | 0.10666
|  | Total LDZ | 490.8423 | 483.3192 | 478.7153 | 469.8242 | 455.1063 | 435.4742 | 409.457 | 377.928 | 343.759 | 308.9876 | 274.0351 | 238.3009 | 203.4596 | 172.7281 | 144.8007 | 119.9853 | 98.0173 | 79.841 | 63.7419 | 51.9726 | 42.0859 | 34.3033 | 28.0897 | 22.5746 | 17.8779 | 13.8644 | 10.4914 | 9.4808
|  | NTS Industrial | 13.1099 | 13.75 | 14.2775 | 16.0345 | 17.3098 | 19.0874 | 20.9457 | 23.3529 | 28.072 | 35.3362 | 40.6489 | 43.1131 | 43.708 | 43.072 | 41.919 | 40.9086 | 40.0285 | 39.3376 | 38.7959 | 38.3423 | 37.9096 | 37.5185 | 37.1649 | 36.8843 | 36.7457 | 36.691 | 36.6762 | 36.6691
|  | Exports to Ireland | 70.8277 | 75.4951 | 77.878 | 78.7901 | 77.7679 | 74.124 | 70.3383 | 68.4194 | 66.3653 | 64.2274 | 61.7953 | 59.2872 | 56.5436 | 53.6538 | 50.3702 | 46.8422 | 42.8848 | 38.4882 | 33.357 | 27.4238 | 20.2597 | 11.2618 | 1.4904 | 0 | 0 | 0 | 0 | 0
|  | NTS Power Generation | 140.0628 | 84.8318 | 64.8545 | 60.609 | 56.3562 | 58.3716 | 54.088 | 55.7546 | 42.3953 | 38.2586 | 29.1294 | 24.4095 | 23.8265 | 18.691 | 18.6698 | 17.5917 | 16.8122 | 16.8283 | 16.2823 | 16.075 | 17.2522 | 17.9537 | 18.1919 | 19.4914 | 19.947 | 20.9031 | 20.3682 | 21.4294
|  | NTS Consumption | 224.0004 | 174.0769 | 157.01 | 155.4336 | 151.4338 | 151.583 | 145.3721 | 147.5268 | 136.8327 | 137.8223 | 131.5735 | 126.8098 | 124.0781 | 115.4169 | 110.959 | 105.3426 | 99.7255 | 94.6541 | 88.4352 | 81.841 | 75.4215 | 66.734 | 56.8471 | 56.3757 | 56.6926 | 57.5941 | 57.0444 | 58.0985
|  | NTS Shrinkage | 4.2015 | 3.0922 | 2.7964 | 2.6041 | 2.3862 | 2.2649 | 2.1415 | 2.0332 | 1.8711 | 1.735 | 1.5837 | 1.4302 | 1.282 | 1.1402 | 1.0273 | 0.91786 | 0.82771 | 0.74042 | 0.64399 | 0.56922 | 0.50472 | 0.44519 | 0.3707 | 0.34034 | 0.31464 | 0.30023 | 0.28893 | 0.28176
|  | Total excluding IUK & BBL | 719.0442 | 660.4883 | 638.5217 | 627.8619 | 608.9263 | 589.3222 | 556.9705 | 527.4881 | 482.4628 | 448.5449 | 407.1923 | 366.5409 | 328.8196 | 289.2851 | 256.787 | 226.2457 | 198.5704 | 175.2355 | 152.8211 | 134.3828 | 118.0121 | 101.4825 | 85.3075 | 79.2906 | 74.8852 | 71.7587 | 67.8248 | 67.8611
|  | IUK & BBL Exports | 152.1259 | 131.9537 | 82.932 | 43.0474 | 6.541 | 0 | 0 | 0 | 0 | 0 | 0 | 0 | 0 | 0 | 8.3613 | 9.0506 | 15.1005 | 13.8775 | 11.5162 | 11.9732 | 11.6532 | 12.099 | 9.0926 | 8.9132 | 6.3325 | 6.5846 | 8.2955 | 6.4902
|  | Total including IUK & BBL | 871.1701 | 792.442 | 721.4536 | 670.9093 | 615.4674 | 589.3222 | 556.9705 | 527.4881 | 482.4628 | 448.5449 | 407.1923 | 366.5409 | 328.8196 | 289.2851 | 265.1484 | 235.2963 | 213.6709 | 189.113 | 164.3373 | 146.3559 | 129.6653 | 113.5815 | 94.4001 | 88.2038 | 81.2176 | 78.3433 | 76.1203 | 74.3513
A5.1E - Five Year Forecast: Annual demand
Source: National Grid
Calendar year DS35
|  |  | 2023 | 2024 | 2025 | 2026 | 2027
|  | 0-73.2 MWh | 2023: 308.607; 2024: 323.5926; 2025: 336.4528; 2026: 331.817; 2027: 325.9615
|  | 73.2-732 MWh | 2023: 44.272; 2024: 45.1582; 2025: 47.7651; 2026: 49.9107; 2027: 51.2225
|  | NDM > 732 MWh | 2023: 61.6607; 2024: 59.4093; 2025: 58.6888; 2026: 56.3822; 2027: 55.0886
|  | Total NDM | 2023: 414.5396; 2024: 428.1601; 2025: 442.9067; 2026: 438.1099; 2027: 432.2726
|  | Total DM | 2023: 80.3897; 2024: 78.8757; 2025: 78.8691; 2026: 77.7848; 2027: 76.3735
|  | LDZ Shrinkage | 2023: 2.4003; 2024: 2.33; 2025: 2.3266; 2026: 2.3031; 2027: 2.2998
|  | Total LDZ | 2023: 497.3296; 2024: 509.3659; 2025: 524.1025; 2026: 518.1978; 2027: 510.9459
|  | NTS Industrial | 2023: 14.8697; 2024: 15.9083; 2025: 16.8485; 2026: 20.9328; 2027: 26.113
|  | Exports to Ireland | 2023: 69.4699; 2024: 76.2155; 2025: 76.1309; 2026: 73.4736; 2027: 72.8035
|  | NTS Power Generation | 2023: 174.6193; 2024: 133.2313; 2025: 98.8632; 2026: 106.8889; 2027: 107.2893
|  | NTS Consumption | 2023: 258.9589; 2024: 225.3551; 2025: 191.8427; 2026: 201.2953; 2027: 206.2058
|  | NTS Shrinkage | 2023: 4.3985; 2024: 3.4813; 2025: 3.3449; 2026: 3.2226; 2027: 3.099
|  | Total excluding IUK & BBL | 2023: 760.687; 2024: 738.2023; 2025: 719.2901; 2026: 722.7157; 2027: 720.2507
|  | IUK & BBL Exports | 2023: 184.685; 2024: 166.4832; 2025: 148.909; 2026: 125.0427; 2027: 89.1807
|  | Total including IUK & BBL | 2023: 945.372; 2024: 904.6855; 2025: 868.199; 2026: 847.7584; 2027: 809.4314
A5.1F - Falling Short: 1 in 20 peak day undiversified demand
Source: National Grid
DS35 Peak
|  | National | 2023/24 | 2024/25 | 2025/26 | 2026/27 | 2027/28 | 2028/29 | 2029/30 | 2030/31 | 2031/32 | 2032/33 | 2033/34 | 2034/35 | 2035/36 | 2036/37 | 2037/38 | 2038/39 | 2039/40 | 2040/41 | 2041/42 | 2042/43 | 2043/44 | 2044/45 | 2045/46 | 2046/47 | 2047/48 | 2048/49 | 2049/50 | 2050/51
|  | Scotland | 340.488 | 340.5378 | 340.1049 | 337.799 | 333.9424 | 331.7604 | 329.6604 | 327.2547 | 323.5334 | 319.7816 | 315.9944 | 311.6891 | 306.9278 | 304.1439 | 300.1762 | 295.3665 | 288.0178 | 281.0242 | 274.6964 | 268.1548 | 260.5965 | 253.5347 | 246.4942 | 238.8958 | 229.8634 | 220.1218 | 209.1839 | 205.1644
|  | Northern | 215.4752 | 216.0382 | 215.6991 | 214.2338 | 211.8687 | 210.1601 | 208.6875 | 208.766 | 206.2425 | 203.6715 | 200.7761 | 197.3094 | 193.6871 | 191.7856 | 188.6562 | 185.0474 | 179.925 | 175.1211 | 170.9393 | 166.6713 | 161.6549 | 157.144 | 152.4022 | 147.367 | 141.4729 | 135.4422 | 128.3191 | 126.0257
|  | North West | 514.1775 | 514.6611 | 514.1839 | 511.0029 | 505.1496 | 503.1505 | 500.0646 | 494.8254 | 488.9592 | 483.4548 | 476.2174 | 469.0067 | 460.1457 | 455.1318 | 447.0746 | 438.5283 | 425.8945 | 415.9521 | 404.221 | 393.9203 | 381.609 | 371.3985 | 360.3621 | 348.6424 | 333.0236 | 318.9796 | 301.6105 | 297.0274
|  | North East | 262.8303 | 263.0534 | 262.6018 | 260.9064 | 257.7481 | 256.5085 | 254.6256 | 253.2123 | 250.2098 | 247.5058 | 244.0214 | 240.272 | 235.8187 | 233.3662 | 229.6695 | 225.2945 | 219.0549 | 213.7484 | 207.7233 | 202.6934 | 196.6553 | 191.3278 | 185.615 | 179.5829 | 171.7377 | 164.8511 | 155.8773 | 153.4139
|  | East Midlands | 445.1344 | 445.0767 | 444.1705 | 441.5333 | 435.8647 | 435.1542 | 432.0056 | 427.4403 | 422.1667 | 418.0147 | 412.1784 | 406.4905 | 398.8103 | 394.5402 | 388.4009 | 381.3163 | 370.6187 | 362.2598 | 351.9687 | 343.1916 | 332.7386 | 323.9547 | 314.6542 | 304.111 | 290.3709 | 278.1861 | 262.6037 | 258.8026
|  | West Midlands | 382.2107 | 382.0349 | 380.8854 | 378.4657 | 373.2473 | 372.5411 | 369.4237 | 365.5775 | 360.7993 | 357.3803 | 352.2719 | 347.5504 | 340.8381 | 337.3653 | 332.2043 | 326.2684 | 317.0239 | 309.7524 | 301.1525 | 293.4534 | 284.4647 | 277.1623 | 269.309 | 260.1767 | 248.5692 | 237.9688 | 224.5372 | 221.2967
|  | Wales North | 48.7168 | 48.7232 | 48.5546 | 48.2102 | 47.6129 | 47.5094 | 47.202 | 45.6639 | 45.1101 | 44.6929 | 44.1158 | 43.5757 | 42.8754 | 42.5831 | 42.0344 | 41.4147 | 40.3901 | 39.5928 | 38.6042 | 37.7417 | 36.6828 | 35.7948 | 34.8487 | 33.8199 | 32.436 | 31.1777 | 29.5793 | 29.148
|  | Wales South | 171.5786 | 171.367 | 170.6339 | 169.0293 | 166.2415 | 164.9064 | 163.3746 | 158.3872 | 156.2669 | 154.1807 | 151.5946 | 149.0533 | 146.0678 | 144.6219 | 142.2169 | 139.2179 | 135.0357 | 131.6942 | 128.1428 | 124.938 | 121.0149 | 117.3674 | 113.8239 | 110.1161 | 105.3916 | 101.0115 | 95.2894 | 93.7682
|  | Eastern | 350.7696 | 351.7426 | 350.924 | 349.2703 | 344.7928 | 342.4881 | 340.543 | 337.338 | 333.0924 | 329.7437 | 324.5782 | 319.5786 | 314.2613 | 310.9025 | 306.1818 | 300.4949 | 291.5371 | 284.7467 | 277.4924 | 270.382 | 262.647 | 255.4955 | 248.1816 | 240.7118 | 230.6219 | 221.1157 | 209.4687 | 206.2601
|  | North Thames | 421.6756 | 422.7497 | 421.4033 | 419.0966 | 413.6319 | 412.7305 | 409.4882 | 406.031 | 400.5128 | 397.7659 | 392.4962 | 387.0252 | 380.1023 | 377.0605 | 371.7845 | 365.8718 | 355.7725 | 347.8558 | 339.0686 | 330.816 | 321.3609 | 313.8255 | 304.696 | 294.9038 | 282.5839 | 271.3441 | 256.9796 | 253.4789
|  | South East | 477.0621 | 477.7185 | 476.3797 | 471.7472 | 463.3082 | 458.4546 | 453.4964 | 449.2624 | 442.9286 | 438.8564 | 432.8286 | 425.7242 | 417.132 | 412.2895 | 405.189 | 396.5452 | 383.9493 | 373.9778 | 363.011 | 352.8643 | 341.4472 | 331.541 | 321.082 | 310.066 | 296.0259 | 282.9091 | 266.594 | 262.3881
|  | Southern | 341.5365 | 342.254 | 341.0135 | 338.941 | 334.5593 | 331.7212 | 329.0037 | 326.0813 | 321.2257 | 318.1773 | 312.9768 | 307.4197 | 301.4813 | 298.201 | 293.4157 | 287.6497 | 278.5142 | 271.3948 | 264.2736 | 257.064 | 249.4074 | 242.1676 | 234.4826 | 226.7329 | 217.0896 | 207.7817 | 196.2625 | 192.9745
|  | South West | 269.7637 | 269.8361 | 269.0656 | 267.1227 | 263.6801 | 262.7347 | 260.3529 | 255.1577 | 251.6776 | 249.171 | 245.6343 | 241.9276 | 236.9835 | 234.6792 | 230.7484 | 226.2139 | 219.7005 | 214.2809 | 208.4519 | 202.9859 | 196.5321 | 191.3099 | 185.6566 | 179.3215 | 171.4637 | 163.9172 | 154.5309 | 152.2502
|  | Total LDZ | 4241.4188 | 4245.7932 | 4235.6202 | 4207.3584 | 4151.6475 | 4129.8197 | 4097.9281 | 4054.9975 | 4002.7249 | 3962.3967 | 3905.684 | 3846.6223 | 3775.1312 | 3736.6707 | 3677.7526 | 3609.2295 | 3505.4342 | 3421.401 | 3329.7458 | 3244.8767 | 3146.8113 | 3062.0237 | 2971.608 | 2874.4477 | 2750.6503 | 2634.8065 | 2490.8362 | 2451.9988
|  | NTS Industrial | 119.9194 | 119.9194 | 119.985 | 119.985 | 119.985 | 119.985 | 119.985 | 119.985 | 119.985 | 119.985 | 119.985 | 122.6251 | 125.4432 | 128.3221 | 131.4116 | 134.5526 | 137.689 | 141.3168 | 145.0056 | 148.1887 | 151.3906 | 154.2321 | 156.0156 | 156.6475 | 157.3403 | 157.9114 | 155.5414 | 155.5414
|  | NTS Power Generation | 1397.2661 | 1384.9161 | 1478.4663 | 1539.8759 | 1539.8759 | 1501.7559 | 1501.7559 | 1501.7559 | 1431.8865 | 1450.6467 | 1505.0467 | 1554.2847 | 1561.1836 | 1717.5632 | 1733.2136 | 1695.0744 | 1780.3724 | 1821.1331 | 1863.7821 | 1969.3861 | 2029.3209 | 2036.3127 | 2078.9617 | 2078.9617 | 2078.9617 | 2078.9617 | 2078.9617 | 2078.9617
|  | Exports via Moffat | 333.8 | 434.6 | 448.1 | 443.3 | 433.6 | 439.4 | 414.2 | 407.4 | 411.3 | 390.5 | 378.5 | 368.8 | 358.5 | 347.6 | 336.1 | 323.7 | 297.5 | 286.6 | 276.2 | 266.1 | 256.4 | 247.1 | 238.2 | 229.6 | 221.2 | 213.2 | 205.5 | 198
|  | Exports via IUK & BBL | 0 | 0 | 0 | 0 | 0 | 0 | 0 | 0 | 0 | 0 | 0 | 0 | 0 | 0 | 0 | 0 | 0 | 0 | 0 | 0 | 0 | 0 | 0 | 0 | 0 | 0 | 0 | 0
|  | Total NTS | 1850.9856 | 1939.4356 | 2046.5513 | 2103.1609 | 2093.4609 | 2061.1409 | 2035.9409 | 2029.1409 | 1963.1715 | 1961.1317 | 2003.5317 | 2045.7098 | 2045.1268 | 2193.4853 | 2200.7252 | 2153.3271 | 2215.5614 | 2249.05 | 2284.9877 | 2383.6748 | 2437.1115 | 2437.6448 | 2473.1773 | 2465.2092 | 2457.502 | 2450.0731 | 2440.0031 | 2432.5031
|  | Total | 6092.4044 | 6185.2287 | 6282.1715 | 6310.5193 | 6245.1084 | 6190.9606 | 6133.869 | 6084.1384 | 5965.8964 | 5923.5284 | 5909.2157 | 5892.3321 | 5820.258 | 5930.156 | 5878.4777 | 5762.5566 | 5720.9956 | 5670.4509 | 5614.7334 | 5628.5516 | 5583.9228 | 5499.6685 | 5444.7853 | 5339.6569 | 5208.1524 | 5084.8797 | 4930.8393 | 4884.5019
A5.1G - System Transformation: 1 in 20 peak day undiversified demand
Source: National Grid
DS35 Peak
|  | National | 2023/24 | 2024/25 | 2025/26 | 2026/27 | 2027/28 | 2028/29 | 2029/30 | 2030/31 | 2031/32 | 2032/33 | 2033/34 | 2034/35 | 2035/36 | 2036/37 | 2037/38 | 2038/39 | 2039/40 | 2040/41 | 2041/42 | 2042/43 | 2043/44 | 2044/45 | 2045/46 | 2046/47 | 2047/48 | 2048/49 | 2049/50 | 2050/51
|  | Scotland | 315.6902 | 327.6215 | 327.8584 | 321.7938 | 315.6282 | 310.2243 | 303.5761 | 291.2657 | 275.424 | 259.5919 | 244.8993 | 227.1809 | 207.0178 | 188.2504 | 169.3978 | 150.6635 | 131.7041 | 113.8317 | 97.3912 | 81.3077 | 65.5396 | 50.5186 | 40.2879 | 33.0345 | 26.292 | 19.9285 | 15.9539 | 14.8477
|  | Northern | 201.3096 | 209.3353 | 208.6711 | 204.5047 | 200.5238 | 196.8979 | 192.722 | 186.1961 | 175.9962 | 165.8924 | 156.1326 | 144.1152 | 130.9777 | 118.3199 | 106.2314 | 94.2828 | 82.0921 | 70.752 | 60.2036 | 49.7765 | 39.6494 | 29.9591 | 23.353 | 18.5319 | 13.984 | 9.715 | 7.0466 | 6.3605
|  | North West | 477.0489 | 496.832 | 495.392 | 486.2388 | 476.6943 | 470.0148 | 460.683 | 440.0156 | 415.9813 | 392.7351 | 369.8857 | 342.1452 | 310.5868 | 282.0219 | 252.7583 | 224.2272 | 195.244 | 168.7827 | 142.9441 | 118.1768 | 93.5658 | 70.6129 | 55.5064 | 44.2584 | 33.0045 | 23.1417 | 16.926 | 15.5231
|  | North East | 246.7064 | 256.4749 | 255.4415 | 250.6712 | 245.5909 | 241.8545 | 236.7265 | 227.1941 | 215.1237 | 203.2351 | 191.5658 | 177.2525 | 161.1716 | 146.4683 | 131.9827 | 117.5409 | 102.9002 | 89.3141 | 77.044 | 64.7933 | 52.869 | 41.4458 | 33.733 | 28.2037 | 21.8497 | 17.0691 | 14.1895 | 13.5594
|  | East Midlands | 413.3703 | 430.0432 | 428.0387 | 420.3635 | 411.7319 | 406.8126 | 398.1547 | 380.034 | 359.0458 | 339.2343 | 319.5928 | 295.7563 | 267.9116 | 242.0185 | 216.8545 | 192.0442 | 166.7789 | 143.8631 | 121.4425 | 99.7644 | 78.5225 | 58.2356 | 45.074 | 34.9649 | 25.1552 | 16.1184 | 10.7799 | 9.5049
|  | West Midlands | 352.1632 | 367.0156 | 365.5023 | 359.4362 | 351.9754 | 347.6414 | 340.0848 | 324.8018 | 306.8722 | 290.1377 | 273.5711 | 253.5094 | 229.7758 | 208.1384 | 186.4995 | 165.1211 | 143.323 | 123.4483 | 103.8986 | 85.1335 | 66.666 | 49.0865 | 37.8252 | 29.0236 | 20.4489 | 12.3128 | 7.4823 | 6.3851
|  | Wales North | 45.3425 | 46.9379 | 46.559 | 45.6111 | 44.7008 | 44.103 | 43.1284 | 40.0488 | 37.7813 | 35.6185 | 33.5384 | 31.0739 | 28.2192 | 25.6361 | 23.0251 | 20.4766 | 17.8789 | 15.5175 | 13.2293 | 11.0426 | 8.8734 | 6.82 | 5.4629 | 4.424 | 3.4416 | 2.5418 | 2.0022 | 1.8672
|  | Wales South | 160.2449 | 166.046 | 164.7318 | 161.2233 | 157.426 | 154.6447 | 151.1941 | 140.687 | 132.8903 | 125.2488 | 117.7706 | 108.9598 | 99.0104 | 89.935 | 81.1336 | 72.2563 | 63.3856 | 55.1801 | 47.4459 | 40.0062 | 32.7992 | 25.945 | 21.3991 | 18.1098 | 14.7757 | 11.9368 | 10.337 | 10.0281
|  | Eastern | 325.0674 | 339.5561 | 339.244 | 334.485 | 328.1789 | 322.8432 | 317.1964 | 304.1837 | 286.4864 | 270.0707 | 253.1503 | 232.383 | 209.0189 | 194.3588 | 174.1674 | 154.1273 | 133.5472 | 114.9331 | 95.516 | 78.0497 | 60.915 | 44.3912 | 33.6223 | 25.3822 | 17.3643 | 9.7681 | 5.3252 | 4.1581
|  | North Thames | 388.4248 | 405.2432 | 403.7225 | 397.3 | 389.3464 | 384.108 | 375.5439 | 359.1463 | 338.767 | 320.5397 | 302.2159 | 279.5639 | 253.3519 | 229.7989 | 205.632 | 181.849 | 157.4045 | 135.1291 | 114.7323 | 93.7787 | 73.4434 | 54.0996 | 41.4944 | 31.8289 | 22.3882 | 13.3157 | 7.2344 | 6.0028
|  | South East | 434.1165 | 452.9541 | 450.7839 | 442.7254 | 433.8691 | 428.6662 | 421.1378 | 403.087 | 380.3363 | 359.5519 | 338.2266 | 312.8705 | 284.5481 | 258.9244 | 232.7172 | 206.8221 | 180.4216 | 156.3862 | 133.1404 | 110.7809 | 88.0607 | 66.6809 | 52.8737 | 42.6959 | 22.8293 | 12.9054 | 7.1468 | 5.8707
|  | Southern | 320.9571 | 334.1598 | 332.343 | 326.4477 | 319.5257 | 313.4597 | 306.7507 | 293.885 | 277.5798 | 263.6579 | 243.0705 | 221.5643 | 199.2664 | 180.8871 | 162.3153 | 143.7941 | 124.3825 | 106.9414 | 90.1387 | 73.6973 | 57.7281 | 42.2579 | 32.3373 | 24.8015 | 17.5021 | 10.4187 | 6.2733 | 5.3431
|  | South West | 248.9629 | 259.7438 | 259.1575 | 254.9696 | 249.9989 | 246.715 | 241.5005 | 228.2954 | 215.794 | 204.2329 | 192.698 | 178.4806 | 161.7891 | 146.8419 | 131.5136 | 116.3989 | 100.9736 | 86.8294 | 73.0525 | 59.7636 | 46.646 | 34.1739 | 26.1734 | 19.9487 | 13.9163 | 8.0565 | 4.624 | 3.8287
|  | Total LDZ | 3929.4047 | 4091.9635 | 4077.4457 | 4005.7703 | 3925.1904 | 3867.9852 | 3788.3991 | 3618.8404 | 3418.0782 | 3229.7472 | 3036.3176 | 2804.8556 | 2542.6452 | 2311.5996 | 2074.2286 | 1839.6041 | 1600.0361 | 1380.9085 | 1170.179 | 966.0712 | 765.2781 | 574.2269 | 449.1425 | 355.208 | 252.9517 | 167.2282 | 115.3211 | 103.2794
|  | NTS Industrial | 119.9194 | 119.9194 | 120.0037 | 135.5778 | 157.8225 | 191.7325 | 221.8509 | 276.6996 | 338.6402 | 425.3486 | 520.3004 | 614.522 | 713.5465 | 804.8845 | 890.5069 | 981.8496 | 1056.0548 | 1135.9755 | 1189.4078 | 1252.2097 | 1297.8647 | 1332.1211 | 1355.1663 | 1355.1569 | 1355.171 | 1355.1616 | 1355.1663 | 1355.1569
|  | NTS Power Generation | 1373.8595 | 1318.2631 | 1411.7135 | 1411.7135 | 1373.5935 | 1379.716 | 1245.7175 | 1207.0575 | 1279.8481 | 1244.0981 | 1244.0981 | 1216.7124 | 1168.4714 | 1090.3472 | 1051.7472 | 1026.9906 | 1049.4206 | 953.7598 | 885.4087 | 806.8577 | 849.5066 | 849.5066 | 849.5066 | 849.5066 | 849.5066 | 849.5066 | 849.5066 | 849.5066
|  | Exports via Moffat | 333.8 | 434.6 | 448.1 | 443.3 | 433.6 | 439.4 | 414.2 | 407.4 | 411.3 | 404.7 | 392.1 | 384 | 396.8 | 381.5 | 366.3 | 351.1 | 336.9 | 324.8 | 311.4 | 300.1 | 288.7 | 277.4 | 266 | 254.7 | 243.3 | 231.9 | 220.6 | 209.2
|  | Exports via IUK & BBL | 0 | 0 | 0 | 0 | 0 | 0 | 0 | 0 | 0 | 0 | 0 | 0 | 0 | 0 | 0 | 0 | 0 | 0 | 0 | 0 | 0 | 0 | 0 | 0 | 0 | 0 | 0 | 0
|  | Total NTS | 1827.5789 | 1872.7826 | 1979.8172 | 1990.5913 | 1965.016 | 2010.8485 | 1881.7684 | 1891.1571 | 2029.7882 | 2074.1467 | 2156.4985 | 2215.2345 | 2278.8179 | 2276.7317 | 2308.5541 | 2359.9402 | 2442.3754 | 2414.5353 | 2386.2165 | 2359.1674 | 2436.0713 | 2459.0278 | 2470.6729 | 2459.3636 | 2447.9776 | 2436.5682 | 2425.2729 | 2413.8636
|  | Total | 5756.9836 | 5964.746 | 6057.2629 | 5996.3616 | 5890.2064 | 5878.8338 | 5670.1674 | 5509.9975 | 5447.8665 | 5303.8938 | 5192.8161 | 5020.0901 | 4821.4631 | 4588.3313 | 4382.7827 | 4199.5443 | 4042.4115 | 3795.4438 | 3556.3956 | 3325.2386 | 3201.3494 | 3033.2547 | 2919.8154 | 2814.5715 | 2700.9293 | 2603.7965 | 2540.594 | 2517.1429
A5.1H - Consumer Transformation: 1 in 20 peak day undiversified demand
Source: National Grid
DS35 Peak
|  | National | 2023/24 | 2024/25 | 2025/26 | 2026/27 | 2027/28 | 2028/29 | 2029/30 | 2030/31 | 2031/32 | 2032/33 | 2033/34 | 2034/35 | 2035/36 | 2036/37 | 2037/38 | 2038/39 | 2039/40 | 2040/41 | 2041/42 | 2042/43 | 2043/44 | 2044/45 | 2045/46 | 2046/47 | 2047/48 | 2048/49 | 2049/50 | 2050/51
|  | Scotland | 307.3087 | 303.5801 | 298.525 | 290.2082 | 278.6198 | 265.7444 | 251.2274 | 235.5104 | 218.7846 | 201.7895 | 185.4674 | 166.6425 | 146.5012 | 128.2847 | 110.6267 | 93.986 | 78.3064 | 64.3477 | 53.1522 | 44.3708 | 37.5363 | 32.3903 | 28.3186 | 24.7593 | 21.4694 | 18.382 | 16.678 | 13.4294
|  | Northern | 202.2284 | 200.3344 | 196.9487 | 191.5233 | 183.9699 | 175.2234 | 165.6472 | 155.7426 | 144.6061 | 133.4028 | 122.2621 | 109.2637 | 95.7136 | 83.6851 | 71.9277 | 60.8728 | 50.4377 | 41.1182 | 33.5887 | 27.6508 | 22.9661 | 19.4092 | 16.5146 | 13.993 | 11.696 | 9.5875 | 8.4182 | 7.7561
|  | North West | 475.7631 | 471.145 | 464.0323 | 451.5619 | 433.6679 | 415.1053 | 393.0643 | 367.503 | 341.7066 | 315.2986 | 288.7143 | 258.315 | 225.9165 | 196.9504 | 168.7016 | 142.2171 | 117.2629 | 95.0352 | 76.4666 | 62.1311 | 51.2177 | 43.2835 | 36.7366 | 30.3034 | 24.8454 | 19.8669 | 17.3685 | 16.8002
|  | North East | 244.2161 | 241.4018 | 237.3916 | 230.945 | 221.6345 | 211.8537 | 200.2804 | 188.1476 | 174.92 | 161.7081 | 148.3802 | 132.895 | 116.662 | 102.4389 | 88.6148 | 75.5028 | 63.1887 | 52.0623 | 43.1424 | 36.3072 | 31.0277 | 27.0467 | 23.6405 | 19.4434 | 16.9131 | 14.6411 | 13.472 | 12.7439
|  | East Midlands | 410.752 | 406.3275 | 400.019 | 389.5821 | 373.8691 | 358.7693 | 338.9749 | 316.9647 | 294.4871 | 271.9001 | 249.0809 | 222.825 | 194.2791 | 168.8592 | 144.2762 | 121.07 | 99.2447 | 79.9009 | 63.4686 | 50.7161 | 41.0125 | 33.8948 | 28.1301 | 23.2187 | 18.3966 | 13.9935 | 11.6504 | 10.0332
|  | West Midlands | 342.9082 | 338.4939 | 332.1595 | 322.6614 | 308.5743 | 295.2616 | 278.0012 | 259.1914 | 239.8456 | 221.2006 | 202.6484 | 181.4085 | 158.1059 | 137.6212 | 117.5278 | 98.5865 | 80.6134 | 64.6593 | 51.2028 | 40.7931 | 32.6679 | 26.8072 | 22.1305 | 17.6254 | 13.4363 | 9.494 | 7.4919 | 7.0812
|  | Wales North | 43.7261 | 43.3173 | 42.5798 | 41.4334 | 39.768 | 38.1162 | 36.1003 | 32.9414 | 30.6214 | 28.2993 | 25.9569 | 23.2825 | 20.3891 | 17.7995 | 15.2884 | 12.9498 | 10.7656 | 8.8293 | 7.219 | 5.9819 | 5.0064 | 4.299 | 3.7155 | 3.1926 | 2.6992 | 2.2534 | 2.0245 | 1.9718
|  | Wales South | 158.295 | 156.6753 | 153.9505 | 149.7177 | 143.3232 | 136.8645 | 129.6727 | 118.8714 | 110.5402 | 101.9197 | 93.3024 | 83.4607 | 73.1914 | 64.2796 | 55.5894 | 47.3998 | 39.7434 | 32.9127 | 27.3621 | 23.0792 | 19.8968 | 17.5354 | 15.5639 | 13.5432 | 12.0709 | 10.7979 | 10.1456 | 10.0164
|  | Eastern | 320.6994 | 317.639 | 312.2631 | 303.9564 | 291.282 | 277.9747 | 263.2693 | 246.5104 | 229.1401 | 212.1972 | 195.0679 | 175.7051 | 152.6265 | 131.006 | 109.733 | 89.7315 | 71.0946 | 54.6202 | 40.9666 | 29.9627 | 21.2346 | 14.8777 | 9.6611 | 4.8718 | 0.2737 | -4.0256 | 5.1264 | 4.7026
|  | North Thames | 381.5541 | 377.2222 | 369.6258 | 358.9338 | 343.143 | 327.7411 | 308.3679 | 287.7247 | 265.619 | 245.2941 | 224.7494 | 200.689 | 174.8052 | 151.8905 | 129.357 | 108.3049 | 88.3134 | 70.6241 | 55.7843 | 44.2667 | 35.2608 | 28.7678 | 23.4425 | 18.2654 | 13.5167 | 9.0265 | 6.6396 | 7.0558
|  | South East | 420.2052 | 415.1025 | 406.8623 | 394.9855 | 378.6358 | 362.4338 | 342.473 | 320.0098 | 295.6409 | 272.5979 | 249.7165 | 223.7898 | 196.5056 | 172.4876 | 148.8413 | 126.5612 | 105.3018 | 86.3568 | 70.8787 | 58.8789 | 49.6948 | 43.1515 | 37.1928 | 20.1194 | 15.4491 | 11.0396 | 8.9108 | 7.8637
|  | Southern | 320.5678 | 316.7997 | 310.3169 | 301.3968 | 288.3189 | 274.3418 | 258.8771 | 242.3592 | 224.5792 | 208.8857 | 183.1115 | 155.3237 | 136.1405 | 118.5306 | 101.3445 | 84.9663 | 69.1637 | 55.2302 | 43.641 | 34.5448 | 27.5807 | 22.4928 | 18.4569 | 14.7459 | 11.1788 | 7.8072 | 6.1295 | 5.3425
|  | South West | 243.9879 | 241.1941 | 236.7456 | 229.936 | 220.1234 | 210.4539 | 198.2909 | 183.0867 | 169.3727 | 156.2276 | 143.0093 | 127.8235 | 111.3864 | 96.9791 | 82.7259 | 69.2699 | 56.4555 | 45.1065 | 35.5371 | 28.0633 | 22.2834 | 18.1167 | 14.8136 | 11.7217 | 8.7408 | 5.9117 | 4.5081 | 4.0767
|  | Total LDZ | 3872.2122 | 3829.2327 | 3761.4202 | 3656.8416 | 3504.9296 | 3349.8837 | 3164.2467 | 2954.5633 | 2739.8636 | 2530.7211 | 2311.4672 | 2061.4241 | 1802.2229 | 1570.8124 | 1344.5543 | 1131.4186 | 929.8917 | 750.8034 | 602.4101 | 486.7465 | 397.3857 | 332.0725 | 278.3173 | 215.8032 | 170.6861 | 128.7757 | 118.5635 | 108.8735
|  | NTS Industrial | 92.2431 | 92.2431 | 92.2431 | 92.2431 | 92.2431 | 92.2431 | 92.2431 | 92.2431 | 92.2431 | 92.2431 | 94.9722 | 97.6217 | 90.9039 | 93.5768 | 96.2403 | 98.9601 | 102.1105 | 105.3077 | 108.1444 | 110.9906 | 113.5184 | 115.1006 | 115.6623 | 116.2802 | 116.7858 | 114.4158 | 114.4158 | 114.4158
|  | NTS Power Generation | 1374.6402 | 1355.1202 | 1359.0537 | 1356.5821 | 1321.9373 | 1263.9373 | 1368.7877 | 1281.4708 | 1261.8708 | 1261.8708 | 1153.5632 | 1119.9951 | 1032.0472 | 775.4072 | 766.4746 | 721.4746 | 721.4746 | 712.2554 | 562.2433 | 524.9597 | 506.5214 | 448.6914 | 287.7152 | 287.7152 | 287.7152 | 271.1816 | 271.1816 | 271.1816
|  | Exports via Moffat | 351.8 | 394.2 | 401.3 | 411.8 | 418.6 | 413.8 | 424.9 | 418 | 381.4 | 353.9 | 345.5 | 336.6 | 327.2 | 317.3 | 306.7 | 295.5 | 283.4 | 270.5 | 256.4 | 241.1 | 224.2 | 205.5 | 184.4 | 160.3 | 132.2 | 98.4 | 56.2 | 0
|  | Exports via IUK & BBL | 0 | 0 | 0 | 0 | 0 | 0 | 0 | 0 | 0 | 0 | 0 | 0 | 0 | 0 | 0 | 0 | 0 | 0 | 0 | 0 | 0 | 0 | 0 | 0 | 0 | 0 | 0 | 0
|  | Total NTS | 1818.6833 | 1841.5633 | 1852.5968 | 1860.6252 | 1832.7804 | 1769.9804 | 1885.9308 | 1791.7139 | 1735.5139 | 1708.0139 | 1594.0354 | 1554.2168 | 1450.1511 | 1186.284 | 1169.4149 | 1115.9346 | 1106.985 | 1088.0631 | 926.7877 | 877.0502 | 844.2398 | 769.292 | 587.7775 | 564.2955 | 536.701 | 483.9974 | 441.7974 | 385.5974
|  | Total | 5690.8955 | 5670.7959 | 5614.017 | 5517.4668 | 5337.71 | 5119.8641 | 5050.1775 | 4746.2772 | 4475.3775 | 4238.735 | 3905.5026 | 3615.6409 | 3252.3739 | 2757.0964 | 2513.9692 | 2247.3532 | 2036.8767 | 1838.8665 | 1529.1978 | 1363.7968 | 1241.6255 | 1101.3645 | 866.0948 | 780.0987 | 707.3871 | 612.773 | 560.3609 | 494.4709
A5.1I - Leading the Way: 1 in 20 peak day undiversified demand
Source: National Grid
DS35 Peak
|  | National | 2023/24 | 2024/25 | 2025/26 | 2026/27 | 2027/28 | 2028/29 | 2029/30 | 2030/31 | 2031/32 | 2032/33 | 2033/34 | 2034/35 | 2035/36 | 2036/37 | 2037/38 | 2038/39 | 2039/40 | 2040/41 | 2041/42 | 2042/43 | 2043/44 | 2044/45 | 2045/46 | 2046/47 | 2047/48 | 2048/49 | 2049/50 | 2050/51
|  | Scotland | 299.0623 | 296.7746 | 293.4803 | 285.417 | 273.2822 | 258.3717 | 240.3071 | 219.9265 | 198.5228 | 178.114 | 157.7989 | 136.5426 | 117.2977 | 100.4142 | 84.6855 | 70.676 | 58.7108 | 48.3382 | 40.647 | 34.59 | 29.728 | 25.9161 | 22.6499 | 19.9235 | 14.8958 | 12.8059 | 11.8748 | 11.6618
|  | Northern | 189.2551 | 188.1265 | 185.6229 | 180.3852 | 172.741 | 163.2005 | 151.681 | 139.025 | 125.2267 | 112.136 | 98.8396 | 84.9029 | 72.5244 | 61.8294 | 51.8432 | 42.9358 | 35.2969 | 28.6099 | 23.5857 | 19.5876 | 16.3362 | 13.7465 | 11.4863 | 9.6346 | 7.7706 | 6.403 | 5.7399 | 5.6191
|  | North West | 452.2624 | 449.4076 | 444.1318 | 431.5301 | 412.864 | 391.177 | 363.8734 | 331.7065 | 299.1824 | 267.9049 | 235.4048 | 200.9381 | 170.189 | 143.9164 | 120.5394 | 99.7921 | 82.1936 | 66.628 | 54.8374 | 45.6515 | 37.9585 | 32.2671 | 27.2671 | 23.4513 | 19.5234 | 16.3743 | 15.0328 | 14.7337
|  | North East | 233.2492 | 231.499 | 228.594 | 222.167 | 212.4455 | 201.0383 | 186.731 | 170.9189 | 154.3857 | 138.7321 | 122.5623 | 105.5622 | 90.2053 | 76.3901 | 64.8373 | 54.4369 | 45.6342 | 37.7438 | 32.0138 | 27.5892 | 24.0467 | 21.665 | . | 17.1224 | 14.9127 | 13.4439 | 12.8619 | 12.7335
|  | East Midlands | 394.9684 | 391.9234 | 387.2259 | 376.4878 | 359.9252 | 341.9249 | 317.7366 | 289.3843 | 260.6678 | 233.1874 | 204.2382 | 173.3205 | 145.7194 | 123.3167 | 102.7866 | 84.4277 | 68.9242 | 55.3541 | 44.8545 | 36.5475 | 29.914 | 24.7004 | 20.235 | 16.4009 | 12.7284 | 9.8273 | 8.5273 | 8.3066
|  | West Midlands | 332.7451 | 330.1457 | 325.5232 | 316.1008 | 301.4228 | 285.4767 | 264.0151 | 239.9921 | 215.505 | 193.1525 | 169.8052 | 145.7004 | 123.3971 | 104.1302 | 86.5529 | 70.9087 | 57.6717 | 45.944 | 36.9045 | 29.7801 | 24.1234 | 19.8029 | 16.1004 | 12.7805 | 9.8083 | 7.0722 | 5.884 | 5.6878
|  | Wales North | 42.8957 | 42.6136 | 42.0576 | 40.9116 | 39.2408 | 37.3577 | 34.8518 | 30.8768 | 27.8651 | 25.0697 | 22.1368 | 19.093 | 16.3552 | 13.9796 | 11.7585 | 9.7867 | 8.123 | 6.6628 | 5.5616 | 4.6918 | 3.9906 | 3.4475 | 2.9587 | 2.5629 | 2.2277 | 1.9433 | 1.8248 | 1.7945
|  | Wales South | 152.1809 | 151.1874 | 148.7776 | 144.3877 | 137.8901 | 130.5173 | 121.5713 | 107.0008 | 96.4177 | 86.339 | 76.0099 | 65.0475 | 55.6057 | 47.735 | 40.7454 | 34.4976 | 29.2133 | 24.5095 | 21.0837 | 18.4551 | 16.3528 | 14.7027 | 13.2362 | 12.0184 | 11.0433 | 10.2567 | 9.9174 | 9.8159
|  | Eastern | 308.8534 | 307.4467 | 303.5298 | 295.5289 | 282.3585 | 266.6995 | 248.3292 | 227.1342 | 205.4318 | 184.6398 | 160.6885 | 135.448 | 112.708 | 93.3741 | 75.4294 | 59.3695 | 45.7716 | 33.9798 | 23.4875 | 27.2165 | 21.6232 | 17.2843 | 13.5109 | 10.179 | 7.2936 | 4.7165 | 3.6173 | 3.4535
|  | North Thames | 365.5957 | 363.6214 | 358.6214 | 348.3146 | 332.1774 | 314.186 | 290.4346 | 264.2778 | 236.8107 | 212.8516 | 187.2315 | 160.7314 | 136.1992 | 114.6264 | 94.9362 | 77.3592 | 62.4708 | 49.4058 | 39.363 | 31.3953 | 25.0814 | 20.3635 | 16.2357 | 13.8457 | 10.0133 | 6.7754 | 5.3599 | 5.1421
|  | South East | 411.0345 | 408.4938 | 402.0703 | 390.6268 | 374.1892 | 351.1761 | 319.626 | 290.916 | 261.0215 | 233.8198 | 205.2445 | 175.9301 | 146.9184 | 121.6803 | 101.0914 | 82.7296 | 67.0828 | 53.1646 | 42.3494 | 33.7769 | 27.0784 | 21.9792 | 17.5498 | 13.5957 | 9.5691 | 6.1269 | 4.6905 | 4.4826
|  | Southern | 304.3821 | 302.4061 | 297.8425 | 289.378 | 276.2232 | 260.412 | 241.6647 | 220.8373 | 199.7312 | 173.3883 | 145.6626 | 125.0263 | 106.1429 | 89.6656 | 74.5846 | 61.0955 | 49.5012 | 39.3176 | 31.5499 | 25.3732 | 20.5536 | 16.8372 | 13.6486 | 10.8505 | 7.9101 | 5.4744 | 4.4215 | 4.2449
|  | South West | 235.9924 | 234.337 | 231.1489 | 224.4847 | 214.3936 | 202.9008 | 187.8549 | 168.3628 | 151.1603 | 135.3074 | 118.8588 | 101.691 | 86.0452 | 72.7083 | 60.3327 | 49.3662 | 40.0782 | 31.8255 | 25.4489 | 20.4006 | 16.4013 | 13.3546 | 10.741 | 8.3964 | 6.1485 | 4.1511 | 3.2891 | 3.1443
|  | Total LDZ | 3722.4772 | 3697.9828 | 3648.6264 | 3545.7202 | 3389.1536 | 3204.4386 | 2968.6766 | 2700.3591 | 2431.9287 | 2174.6424 | 1904.4816 | 1629.9339 | 1379.3075 | 1163.7663 | 970.1232 | 797.3815 | 650.6723 | 521.4837 | 421.6871 | 355.0552 | 293.1881 | 246.067 | 185.6196 | 170.7616 | 133.8446 | 105.3708 | 93.0413 | 90.8201
|  | NTS Industrial | 119.9194 | 119.9194 | 119.9709 | 126.1266 | 131.8282 | 140.0764 | 148.9611 | 161.0103 | 184.3878 | 221.0878 | 252.9803 | 272.0091 | 281.713 | 284.6949 | 284.6996 | 284.6996 | 284.6949 | 284.6949 | 284.6949 | 284.6949 | 284.6949 | 284.6949 | 284.6949 | 284.6949 | 284.6949 | 284.6949 | 284.6949 | 284.6949
|  | NTS Power Generation | 1335.1995 | 1282.2031 | 1135.594 | 1135.594 | 1076.0558 | 885.4856 | 797.8734 | 836.5959 | 679.1559 | 585.548 | 565.508 | 572.4999 | 229.6523 | 211.6603 | 211.6603 | 211.6603 | 211.6603 | 211.6603 | 211.6603 | 211.6603 | 211.6603 | 211.6603 | 211.6603 | 211.6603 | 211.6603 | 211.6603 | 211.6603 | 211.6603
|  | Exports via Moffat | 333.8 | 434.6 | 448.1 | 443.3 | 433.6 | 439.4 | 414.2 | 407.4 | 411.3 | 371.8 | 355.6 | 341.1 | 325.5 | 308.6 | 290.1 | 269.8 | 247.2 | 221.9 | 192.9 | 159 | 118.4 | 67.7 | 0 | 0 | 0 | 0 | 0 | 0
|  | Exports via IUK & BBL | 0 | 0 | 0 | 0 | 0 | 0 | 0 | 0 | 0 | 0 | 0 | 0 | 0 | 0 | 0 | 0 | 0 | 0 | 0 | 0 | 0 | 0 | 0 | 0 | 0 | 0 | 0 | 0
|  | Total NTS | 1788.9189 | 1836.7226 | 1703.6649 | 1705.0206 | 1641.484 | 1464.962 | 1361.0346 | 1405.0063 | 1274.8438 | 1178.4359 | 1174.0883 | 1185.609 | 836.8653 | 804.9552 | 786.4599 | 766.1599 | 743.5552 | 718.2552 | 689.2552 | 655.3552 | 614.7552 | 564.0552 | 496.3552 | 496.3552 | 496.3552 | 496.3552 | 496.3552 | 496.3552
|  | Total | 5511.3961 | 5534.7054 | 5352.2913 | 5250.7408 | 5030.6377 | 4669.4005 | 4329.7111 | 4105.3654 | 3706.7725 | 3353.0783 | 3078.5699 | 2815.5429 | 2216.1728 | 1968.7215 | 1756.583 | 1563.5413 | 1394.2275 | 1239.7389 | 1110.9422 | 1010.4104 | 907.9433 | 810.1222 | 681.9747 | 667.1168 | 630.1998 | 601.726 | 589.3965 | 587.1753
A5.1J - Five Year Forecast: 1 in 20 peak day undiversified demand
Source: National Grid
DS35 Peak
|  | National | 2023/24: 2023/24; 2024/25: 2024/25; 2025/26: 2025/26; 2026/27: 2026/27; 2027/28: 2027/28
|  | Scotland | 2023/24: 308.4567; 2024/25: 321.215; 2025/26: 322.9551; 2026/27: 318.2165; 2027/28: 312.1053
|  | Northern | 2023/24: 200.1299; 2024/25: 209.0481; 2025/26: 210.2716; 2026/27: 207.6337; 2027/28: 203.8392
|  | North West | 2023/24: 473.5418; 2024/25: 494.7536; 2025/26: 495.8188; 2026/27: 488.9636; 2027/28: 479.2665
|  | North East | 2023/24: 242.4079; 2024/25: 253.1372; 2025/26: 253.6156; 2026/27: 250.2417; 2027/28: 245.2864
|  | East Midlands | 2023/24: 405.4738; 2024/25: 423.3854; 2025/26: 423.2291; 2026/27: 417.3314; 2027/28: 408.4277
|  | West Midlands | 2023/24: 345.2771; 2024/25: 361.2173; 2025/26: 360.7898; 2026/27: 355.6901; 2027/28: 347.8995
|  | Wales North | 2023/24: 44.4563; 2024/25: 46.2348; 2025/26: 46.2524; 2026/27: 45.6621; 2027/28: 44.7828
|  | Wales South | 2023/24: 158.8847; 2024/25: 165.1531; 2025/26: 165.3197; 2026/27: 163.0234; 2027/28: 159.3129
|  | Eastern | 2023/24: 319.8092; 2024/25: 335.1374; 2025/26: 335.3981; 2026/27: 331.1115; 2027/28: 324.1541
|  | North Thames | 2023/24: 379.644; 2024/25: 397.6028; 2025/26: 397.0962; 2026/27: 391.8017; 2027/28: 383.3437
|  | South East | 2023/24: 431.2227; 2024/25: 450.7776; 2025/26: 450.2729; 2026/27: 443.1619; 2027/28: 433.3755
|  | Southern | 2023/24: 317.471; 2024/25: 331.5871; 2025/26: 330.9721; 2026/27: 326.2415; 2027/28: 319.2322
|  | South West | 2023/24: 244.937; 2024/25: 256.2989; 2025/26: 256.2319; 2026/27: 252.5424; 2027/28: 247.4616
|  | Total LDZ | 2023/24: 3871.712; 2024/25: 4045.5483; 2025/26: 4048.2233; 2026/27: 3991.6217; 2027/28: 3908.4875
|  | NTS Industrial | 2023/24: 119.9194; 2024/25: 119.9194; 2025/26: 119.985; 2026/27: 135.545; 2027/28: 157.7663
|  | NTS Power Generation | 2023/24: 1373.8595; 2024/25: 1318.2631; 2025/26: 1405.5986; 2026/27: 1405.5986; 2027/28: 1367.4786
|  | Exports via Moffat | 2023/24: 333.8; 2024/25: 434.6; 2025/26: 448.1; 2026/27: 443.3; 2027/28: 433.6
|  | Exports via IUK & BBL | 2023/24: 0; 2024/25: 0; 2025/26: 0; 2026/27: 0; 2027/28: 0
|  | Total NTS | 2023/24: 1827.5789; 2024/25: 1872.7826; 2025/26: 1973.6836; 2026/27: 1984.4436; 2027/28: 1958.8449
|  | Total | 2023/24: 5699.2909; 2024/25: 5918.3308; 2025/26: 6021.9068; 2026/27: 5976.0653; 2027/28: 5867.3323
A5.1K - Falling Short: 1 in 20 peak day diversified demand
Source: National Grid
DS35 Using Power Base Case
|  | Diversified Peak | 2023/24 | 2024/25 | 2025/26 | 2026/27 | 2027/28 | 2028/29 | 2029/30 | 2030/31 | 2031/32 | 2032/33 | 2033/34 | 2034/35 | 2035/36 | 2036/37 | 2037/38 | 2038/39 | 2039/40 | 2040/41 | 2041/42 | 2042/43 | 2043/44 | 2044/45 | 2045/46 | 2046/47 | 2047/48 | 2048/49 | 2049/50 | 2050/51
|  | 0-73.2 MWh | 3034.3061 | 3031.5735 | 3011.5127 | 2981.6579 | 2934.2262 | 2907.2962 | 2874.757 | 2832.9527 | 2773.6426 | 2726.0354 | 2664.4986 | 2600.2838 | 2527.1197 | 2467.1982 | 2396.1148 | 2313.7448 | 2215.6119 | 2136.2659 | 2047.6268 | 1963.0437 | 1874.3547 | 1796.3472 | 1722.2047 | 1643.9919 | 1542.9558 | 1439.7238 | 1318.2224 | 1289.1426
|  | 73.2-732 MWh | 374.1834 | 393.6149 | 406.0078 | 414.8111 | 418.2504 | 424.5529 | 429.6961 | 430.826 | 434.9931 | 439.4256 | 440.814 | 443.5227 | 444.2797 | 446.2119 | 446.9073 | 446.3304 | 444.6337 | 449.0485 | 449.8885 | 452.4593 | 453.0452 | 455.1698 | 456.0522 | 456.9259 | 453.1374 | 455.7514 | 456.7191 | 455.3426
|  | NDM > 732 MWh | 435.8021 | 431.4992 | 427.6694 | 424.0481 | 416.8006 | 420.213 | 422.5915 | 424.588 | 425.6373 | 430.2018 | 434.3974 | 441.3291 | 448.621 | 462.6422 | 475.6327 | 488.9849 | 488.7803 | 490.8038 | 489.1023 | 487.5846 | 483.8415 | 478.8366 | 470.9155 | 461.3204 | 448.7806 | 437.937 | 422.69 | 417.5446
|  | Total NDM | 3844.2916 | 3856.6875 | 3845.19 | 3820.5171 | 3769.2772 | 3752.0621 | 3727.0446 | 3688.3666 | 3634.2731 | 3595.6627 | 3539.71 | 3485.1357 | 3420.0204 | 3376.0523 | 3318.6548 | 3249.06 | 3149.0258 | 3076.1183 | 2986.6177 | 2903.0875 | 2811.2414 | 2730.3536 | 2649.1724 | 2562.2382 | 2444.8737 | 2333.4122 | 2197.6315 | 2162.0298
|  | Total DM | 290.8208 | 288.5092 | 288.5815 | 284.8769 | 277.9482 | 277.3102 | 270.66 | 270.3829 | 271.3367 | 270.942 | 272.4744 | 270.0455 | 265.1953 | 272.7766 | 273.6716 | 274.3103 | 273.3929 | 267.0385 | 265.5821 | 265.9263 | 262.0735 | 260.0323 | 252.9241 | 244.8562 | 240.9663 | 239.9817 | 232.4006 | 231.3736
|  | LDZ Shrinkage | 6.5467 | 6.3123 | 6.3945 | 6.2822 | 6.3241 | 6.3945 | 6.4027 | 6.3452 | 6.2664 | 6.1973 | 6.1123 | 6.0356 | 5.9835 | 5.8986 | 5.8219 | 5.7616 | 5.7142 | 5.6301 | 5.5507 | 5.4274 | 5.3077 | 5.1644 | 5.0466 | 4.9233 | 4.8022 | 4.6521 | 4.5041 | 4.337
|  | Total LDZ | 4141.6591 | 4151.509 | 4140.1661 | 4111.6763 | 4053.5495 | 4035.7668 | 4004.1073 | 3965.0947 | 3911.8762 | 3872.8019 | 3818.2967 | 3761.2168 | 3691.1992 | 3654.7275 | 3598.1483 | 3529.1319 | 3428.133 | 3348.7869 | 3257.7505 | 3174.4412 | 3078.6226 | 2995.5503 | 2907.1431 | 2812.0177 | 2690.6422 | 2578.0459 | 2434.5362 | 2397.7404
|  | NTS Industrial | 52.6188 | 55.8763 | 58.6105 | 61.6342 | 62.7509 | 62.765 | 62.8669 | 62.8925 | 62.7726 | 62.839 | 64.2794 | 66.5855 | 68.0314 | 69.3868 | 70.7038 | 71.9026 | 73.0199 | 74.5752 | 75.7602 | 76.9103 | 77.6565 | 78.1481 | 77.3901 | 76.2974 | 75.0342 | 73.5779 | 71.8616 | 71.2097
|  | Exports to Ireland | 333.8 | 434.6 | 448.1 | 443.3 | 433.6 | 439.4 | 414.2 | 407.4 | 411.3 | 390.5 | 378.5 | 368.8 | 358.5 | 347.6 | 336.1 | 323.7 | 297.5 | 286.6 | 276.2 | 266.1 | 256.4 | 247.1 | 238.2 | 229.6 | 221.2 | 213.2 | 205.5 | 198
|  | NTS Power Generation | 993.2195 | 971.3834 | 1102.2891 | 1106.2646 | 1018.677 | 905.3454 | 898.742 | 909.1987 | 890.2971 | 910.6887 | 921.8992 | 883.3039 | 857.2194 | 913.8335 | 930.9344 | 899.4685 | 942.8305 | 929.4499 | 958.9219 | 1061.8201 | 1107.6255 | 1150.8752 | 1166.8764 | 1178.5258 | 1197.7427 | 1209.8236 | 1246.4385 | 1252.0257
|  | NTS Consumption | 1379.6383 | 1461.8596 | 1608.9996 | 1611.1988 | 1515.0279 | 1407.5104 | 1375.8088 | 1379.4912 | 1364.3697 | 1364.0277 | 1364.6785 | 1318.6893 | 1283.7508 | 1330.8203 | 1337.7382 | 1295.0712 | 1313.3503 | 1290.6251 | 1310.8821 | 1404.8304 | 1441.682 | 1476.1233 | 1482.4665 | 1484.4232 | 1493.9769 | 1496.6015 | 1523.8001 | 1521.2355
|  | NTS Shrinkage | 10.486 | 10.2356 | 9.6947 | 9.6102 | 9.473 | 9.2706 | 8.8994 | 8.57 | 8.083 | 7.7828 | 7.6184 | 7.4943 | 7.2854 | 7.02 | 6.9834 | 6.8613 | 6.7776 | 6.6971 | 6.4863 | 6.3534 | 6.317 | 6.2468 | 6.175 | 6.1219 | 5.9207 | 5.6948 | 5.5417 | 5.3657
|  | Total excluding IUK & BBL | 5531.7834 | 5623.6042 | 5758.8604 | 5732.4852 | 5578.0504 | 5452.5479 | 5388.8155 | 5353.1559 | 5284.3288 | 5244.6124 | 5190.5936 | 5087.4005 | 4982.2354 | 4992.5678 | 4942.8699 | 4831.0644 | 4748.2609 | 4646.1091 | 4575.1189 | 4585.6251 | 4526.6215 | 4477.9204 | 4395.7846 | 4302.5628 | 4190.5397 | 4080.3422 | 3963.8779 | 3924.3416
|  | IUK & BBL Exports | 0 | 0 | 0 | 0 | 0 | 0 | 0 | 0 | 0 | 0 | 0 | 0 | 0 | 0 | 0 | 0 | 0 | 0 | 0 | 0 | 0 | 0 | 0 | 0 | 0 | 0 | 0 | 0
|  | Total including IUK | 5531.7834 | 5623.6042 | 5758.8604 | 5732.4852 | 5578.0504 | 5452.5479 | 5388.8155 | 5353.1559 | 5284.3288 | 5244.6124 | 5190.5936 | 5087.4005 | 4982.2354 | 4992.5678 | 4942.8699 | 4831.0644 | 4748.2609 | 4646.1091 | 4575.1189 | 4585.6251 | 4526.6215 | 4477.9204 | 4395.7846 | 4302.5628 | 4190.5397 | 4080.3422 | 3963.8779 | 3924.3416
|  | Total Undiversified | 6092.4044 | 6185.2287 | 6282.1715 | 6310.5193 | 6245.1084 | 6190.9606 | 6133.869 | 6084.1384 | 5965.8964 | 5923.5284 | 5909.2157 | 5892.3321 | 5820.258 | 5930.156 | 5878.4777 | 5762.5566 | 5720.9956 | 5670.4509 | 5614.7334 | 5628.5516 | 5583.9228 | 5499.6685 | 5444.7853 | 5339.6569 | 5208.1524 | 5084.8797 | 4930.8393 | 4884.5019
|  | Low power | 437.2531 | 411.8942 | 372.3907 | 360.5984 | 337.1535 | 311.1872 | 278.7957 | 265.8091 | 263.3091 | 259.5656 | 267.2643 | 263.231 | 253.0791 | 209.7102 | 178.6297 | 170.6826 | 191.3094 | 207.0715 | 203.6697 | 209.7604 | 228.221 | 226.8625 | 254.0194 | 254.9687 | 267.5694 | 271.5366 | 264.4423 | 280.0451
|  | High power | 1562.523 | 1510.5035 | 1436.7789 | 1450.8645 | 1399.2 | 1325.9252 | 1213.0497 | 1165.3723 | 1168.98 | 1194.6054 | 1226.0576 | 1235.8314 | 1236.662 | 1111.0661 | 1047.3239 | 1036.1451 | 1133.4796 | 1209.5091 | 1210.1841 | 1274.8549 | 1404.0385 | 1435.5261 | 1531.621 | 1476.9998 | 1523.7718 | 1560.3654 | 1575.4856 | 1615.2202
|  | Diversified Total + High Power | 6101.0869 | 6162.7244 | 6093.3503 | 6077.0851 | 5958.5735 | 5873.1277 | 5703.1233 | 5609.3294 | 5563.0118 | 5528.5291 | 5494.752 | 5439.9281 | 5361.6781 | 5189.8004 | 5059.2593 | 4967.741 | 4938.91 | 4926.1682 | 4826.3811 | 4798.6598 | 4823.0346 | 4762.5713 | 4760.5292 | 4601.0368 | 4516.5688 | 4430.884 | 4292.9251 | 4287.5361
|  | Diversified Total + Low Power | 4975.8171 | 5064.115 | 5028.9621 | 4986.819 | 4896.5269 | 4858.3897 | 4768.8692 | 4709.7663 | 4657.3409 | 4593.4893 | 4535.9587 | 4467.3277 | 4378.0952 | 4288.4445 | 4190.5652 | 4102.2785 | 3996.7399 | 3923.7306 | 3819.8666 | 3733.5654 | 3647.2171 | 3553.9077 | 3482.9276 | 3379.0057 | 3260.3664 | 3142.0552 | 2981.8817 | 2952.361
A5.1L - System Transformation: 1 in 20 peak day diversified demand
Source: National Grid
DS35 Using Power Base Case
|  | Diversified Peak | 2023/24 | 2024/25 | 2025/26 | 2026/27 | 2027/28 | 2028/29 | 2029/30 | 2030/31 | 2031/32 | 2032/33 | 2033/34 | 2034/35 | 2035/36 | 2036/37 | 2037/38 | 2038/39 | 2039/40 | 2040/41 | 2041/42 | 2042/43 | 2043/44 | 2044/45 | 2045/46 | 2046/47 | 2047/48 | 2048/49 | 2049/50 | 2050/51
|  | 0-73.2 MWh | 2770.2862 | 2927.083 | 2927.2771 | 2882.1073 | 2819.2073 | 2779.1726 | 2736.7872 | 2628.3209 | 2488.7852 | 2363.503 | 2229.3241 | 2065.4963 | 1873.7262 | 1700.3569 | 1524.0511 | 1347.4292 | 1167.0321 | 1007.148 | 844.8225 | 687.4677 | 527.8219 | 369.6809 | 272.2378 | 197.3958 | 123.8623 | 51.2048 | 13.2482 | 6.6632
|  | 73.2-732 MWh | 368.5859 | 381.7938 | 392.8702 | 399.822 | 398.7392 | 393.8105 | 386.9729 | 370.2128 | 354.1754 | 337.0336 | 316.6156 | 296.7645 | 274.2089 | 241.1851 | 215.4299 | 187.9745 | 159.1358 | 131.7772 | 105.2506 | 84.4979 | 68.9512 | 57.0284 | 48.8093 | 43.8621 | 38.9779 | 33.8209 | 26.3908 | 23.2833
|  | NDM > 732 MWh | 402.1311 | 399.2956 | 382.7669 | 367.2867 | 357.5049 | 350.5713 | 333.8895 | 310.5484 | 284.4475 | 260.3531 | 245.5305 | 226.058 | 203.894 | 184.7235 | 166.2785 | 148.8785 | 131.2341 | 115.2025 | 100.6739 | 84.678 | 69.9472 | 56.6677 | 45.5579 | 36.4509 | 27.7259 | 21.1867 | 15.463 | 13.422
|  | Total NDM | 3541.0033 | 3708.1724 | 3702.9142 | 3649.216 | 3575.4514 | 3523.5544 | 3457.6496 | 3309.0821 | 3127.4081 | 2960.8896 | 2791.4703 | 2588.3188 | 2351.8291 | 2126.2656 | 1905.7595 | 1684.2822 | 1457.402 | 1254.1277 | 1050.7471 | 856.6436 | 666.7203 | 483.377 | 366.605 | 277.7088 | 190.5661 | 106.2124 | 55.1021 | 43.3685
|  | Total DM | 291.529 | 285.5676 | 272.1961 | 256.8726 | 248.0484 | 246.8611 | 233.944 | 219.5281 | 204.0191 | 188.1943 | 169.6052 | 149.215 | 128.7914 | 127.5929 | 117.0777 | 108.3704 | 101.439 | 92.0969 | 88.4479 | 84.2291 | 78.2307 | 74.2609 | 68.7378 | 66.0913 | 53.4291 | 55.5224 | 56.2977 | 56.3682
|  | LDZ Shrinkage | 6.5467 | 6.3123 | 6.3945 | 6.2822 | 6.3241 | 6.3945 | 6.4027 | 6.3452 | 6.2664 | 6.1973 | 6.1123 | 6.0356 | 5.6703 | 5.2959 | 4.8493 | 4.389 | 3.967 | 3.526 | 3.1151 | 2.7068 | 2.3159 | 1.937 | 1.5753 | 1.2274 | 0.8956 | 0.70685 | 0.54247 | 0.3726
|  | Total LDZ | 3839.0789 | 4000.0524 | 3981.5048 | 3912.3707 | 3829.8239 | 3776.81 | 3697.9964 | 3534.9554 | 3337.6936 | 3155.2812 | 2967.1879 | 2743.5694 | 2486.2908 | 2259.1544 | 2027.6865 | 1797.0417 | 1562.808 | 1349.7506 | 1142.31 | 943.5796 | 747.267 | 559.575 | 436.9181 | 345.0275 | 244.8908 | 162.4416 | 111.9422 | 100.1094
|  | NTS Industrial | 44.1569 | 46.2982 | 56.2957 | 73.9133 | 100.1876 | 124.7797 | 164.909 | 212.9703 | 279.6835 | 359.9375 | 436.691 | 516.4598 | 587.3181 | 658.0207 | 732.7752 | 795.8718 | 856.1096 | 914.7087 | 967.3742 | 1009.3365 | 1033.819 | 1060.7661 | 1064.808 | 1064.2819 | 1057.4973 | 1061.4893 | 1062.2743 | 1062.6722
|  | Exports to Ireland | 333.8 | 434.6 | 448.1 | 443.3 | 433.6 | 439.4 | 414.2 | 407.4 | 411.3 | 404.7 | 392.1 | 384 | 396.8 | 381.5 | 366.3 | 351.1 | 336.9 | 324.8 | 311.4 | 300.1 | 288.7 | 277.4 | 266 | 254.7 | 243.3 | 231.9 | 220.6 | 209.2
|  | NTS Power Generation | 917.7321 | 800.0204 | 823.001 | 832.8339 | 757.8447 | 736.5203 | 671.2519 | 636.1347 | 634.8546 | 603.0539 | 586.6106 | 481.5178 | 479.6174 | 483.6779 | 465.3997 | 458.1716 | 460.3539 | 425.6919 | 400.1729 | 405.3051 | 457.7074 | 501.9553 | 544.2015 | 591.3633 | 632.387 | 690.5047 | 750.9182 | 763.1081
|  | NTS Consumption | 1295.689 | 1280.9186 | 1327.3967 | 1350.0472 | 1291.6323 | 1300.7001 | 1250.3609 | 1256.505 | 1325.8381 | 1367.6914 | 1415.4016 | 1381.9776 | 1463.7355 | 1523.1985 | 1564.4749 | 1605.1434 | 1653.3636 | 1665.2006 | 1678.9471 | 1714.7416 | 1780.2264 | 1840.1214 | 1875.0096 | 1910.3451 | 1933.1842 | 1983.894 | 2033.7925 | 2034.9802
|  | NTS Shrinkage | 10.1043 | 9.8051 | 9.5309 | 9.2227 | 8.633 | 8.0814 | 7.729 | 7.2308 | 6.9387 | 6.7458 | 6.6632 | 6.4482 | 6.2357 | 5.9992 | 5.8005 | 5.6166 | 5.4407 | 5.2373 | 5.037 | 4.82 | 4.6435 | 4.419 | 4.211 | 4.0798 | 3.8542 | 3.6358 | 3.5355 | 3.4086
|  | Total excluding IUK & BBL | 5144.8722 | 5290.7761 | 5318.4324 | 5271.6406 | 5130.0891 | 5085.5915 | 4956.0863 | 4798.6911 | 4670.4704 | 4529.7185 | 4389.2526 | 4131.9952 | 3956.2619 | 3788.3521 | 3597.9619 | 3407.8017 | 3221.6122 | 3020.1885 | 2826.2941 | 2663.1412 | 2532.1369 | 2404.1153 | 2316.1387 | 2259.4525 | 2181.9292 | 2149.9714 | 2149.2702 | 2138.4982
|  | IUK & BBL Exports | 0 | 0 | 0 | 0 | 0 | 0 | 0 | 0 | 0 | 0 | 0 | 0 | 0 | 0 | 0 | 0 | 0 | 0 | 0 | 0 | 0 | 0 | 0 | 0 | 0 | 0 | 0 | 0
|  | Total including IUK | 5144.8722 | 5290.7761 | 5318.4324 | 5271.6406 | 5130.0891 | 5085.5915 | 4956.0863 | 4798.6911 | 4670.4704 | 4529.7185 | 4389.2526 | 4131.9952 | 3956.2619 | 3788.3521 | 3597.9619 | 3407.8017 | 3221.6122 | 3020.1885 | 2826.2941 | 2663.1412 | 2532.1369 | 2404.1153 | 2316.1387 | 2259.4525 | 2181.9292 | 2149.9714 | 2149.2702 | 2138.4982
|  | Total Undiversified | 5756.9836 | 5964.746 | 6057.2629 | 5996.3616 | 5890.2064 | 5878.8338 | 5670.1674 | 5509.9975 | 5447.8665 | 5303.8938 | 5192.8161 | 5020.0901 | 4821.4631 | 4588.3313 | 4382.7827 | 4199.5443 | 4042.4115 | 3795.4438 | 3556.3956 | 3325.2386 | 3201.3494 | 3033.2547 | 2919.8154 | 2814.5715 | 2700.9293 | 2603.7965 | 2540.594 | 2517.1429
|  | Low power | 402.7802 | 362.1152 | 292.2322 | 259.7164 | 234.6302 | 212.0239 | 222.6116 | 165.0438 | 143.1623 | 118.7704 | 111.7056 | 100.4416 | 82.2663 | 61.1925 | 60.2092 | 57.3671 | 56.4449 | 55.9766 | 68.6502 | 73.4228 | 74.629 | 71.6868 | 75.8243 | 82.7936 | 87.7523 | 75.2593 | 89.576 | 84.4059
|  | High power | 1466.0736 | 1398.9725 | 1218.8606 | 1133.7826 | 1067.4619 | 978.5945 | 958.1172 | 824.0077 | 732.9924 | 685.3002 | 658.6293 | 628.4329 | 550.903 | 431.7118 | 400.6051 | 369.2587 | 373.6646 | 397.8984 | 455.7216 | 493.7219 | 487.3009 | 510.6806 | 555.8543 | 610.9158 | 677.7862 | 697.3757 | 762.1453 | 780.832
|  | Diversified Total + High Power | 5693.2137 | 5889.7282 | 5714.292 | 5572.5894 | 5439.7064 | 5327.6656 | 5242.9516 | 4986.5641 | 4768.6082 | 4611.9647 | 4461.2714 | 4278.9103 | 4027.5476 | 3736.386 | 3533.1673 | 3318.8889 | 3134.9229 | 2992.3949 | 2881.8428 | 2751.558 | 2561.7304 | 2412.8406 | 2327.7914 | 2279.0051 | 2227.3284 | 2156.8424 | 2160.4973 | 2156.2221
|  | Diversified Total + Low Power | 4629.9202 | 4852.8709 | 4787.6636 | 4698.5232 | 4606.8746 | 4561.095 | 4507.446 | 4327.6002 | 4178.7781 | 4045.4349 | 3914.3476 | 3750.9191 | 3558.9108 | 3365.8668 | 3192.7714 | 3006.9972 | 2817.7032 | 2650.4732 | 2494.7714 | 2331.2589 | 2149.0585 | 1973.8469 | 1847.7615 | 1750.8828 | 1637.2945 | 1534.726 | 1487.928 | 1459.796
A5.1M - Consumer Transformation: 1 in 20 peak day diversified demand
Source: National Grid
DS35 Using Power Base Case
|  | Diversified Peak | 2023/24 | 2024/25 | 2025/26 | 2026/27 | 2027/28 | 2028/29 | 2029/30 | 2030/31 | 2031/32 | 2032/33 | 2033/34 | 2034/35 | 2035/36 | 2036/37 | 2037/38 | 2038/39 | 2039/40 | 2040/41 | 2041/42 | 2042/43 | 2043/44 | 2044/45 | 2045/46 | 2046/47 | 2047/48 | 2048/49 | 2049/50 | 2050/51
|  | 0-73.2 MWh | 2695.4724 | 2662.2055 | 2608.249 | 2533.7204 | 2422.0947 | 2307.073 | 2170.2886 | 2020.8759 | 1860.8084 | 1711.6309 | 1557.0907 | 1384.7859 | 1210.4326 | 1056.1877 | 905.244 | 753.7995 | 605.6231 | 473.9727 | 360.4287 | 271.5998 | 203.815 | 154.8165 | 117.1014 | 82.9932 | 49.4037 | 14.289 | 1.6004 | 0.66122
|  | 73.2-732 MWh | 393.6482 | 392.2016 | 385.3005 | 372.6893 | 353.5296 | 336.6158 | 318.1554 | 292.3774 | 270.5327 | 248.8444 | 224.61 | 200.7932 | 174.3757 | 148.337 | 124.7681 | 105.848 | 89.5872 | 74.8009 | 63.3337 | 55.4711 | 50.654 | 47.5317 | 44.3658 | 41.5335 | 38.8997 | 37.7431 | 27.5487 | 24.9899
|  | NDM > 732 MWh | 384.7137 | 381.7802 | 376.1402 | 367.681 | 354.5884 | 342.3446 | 326.789 | 309.6816 | 290.0093 | 269.393 | 255.0339 | 231.4418 | 202.3637 | 175.3093 | 149.6959 | 128.0552 | 108.8712 | 93.5275 | 80.7989 | 70.9167 | 61.7608 | 54.4859 | 48.882 | 43.047 | 37.07 | 33.0795 | 24.3335 | 22.2002
|  | Total NDM | 3473.8344 | 3436.1872 | 3369.6897 | 3274.0907 | 3130.2127 | 2986.0334 | 2815.233 | 2622.9349 | 2421.3505 | 2229.8683 | 2036.7346 | 1817.0208 | 1587.172 | 1379.8341 | 1179.708 | 987.7027 | 804.0816 | 642.301 | 504.5613 | 397.9876 | 316.2298 | 256.8341 | 210.3491 | 167.5738 | 125.3733 | 85.1116 | 53.4825 | 47.8513
|  | Total DM | 304.8446 | 301.4996 | 299.76 | 294.3975 | 286.7246 | 281.6154 | 269.8292 | 260.3509 | 250.3328 | 237.5687 | 216.4507 | 190.3517 | 168.5472 | 152.5378 | 134.1683 | 118.8779 | 107.0185 | 95.4088 | 89.5466 | 85.1805 | 80.6645 | 76.4234 | 70.6961 | 53.1963 | 52.2233 | 52.6446 | 63.4589 | 57.6927
|  | LDZ Shrinkage | 6.5467 | 6.8603 | 6.8027 | 6.7123 | 6.6428 | 6.5425 | 6.4438 | 6.3397 | 6.2197 | 6.0767 | 5.7014 | 5.2822 | 4.8653 | 4.4027 | 3.8904 | 3.3973 | 2.9285 | 2.4767 | 2.0767 | 1.6986 | 1.3654 | 1.0959 | 0.88493 | 0.72329 | 0.60164 | 0.49041 | 0.4 | 0.30685
|  | Total LDZ | 3785.2256 | 3744.547 | 3676.2524 | 3575.2005 | 3423.5801 | 3274.1913 | 3091.506 | 2889.6255 | 2677.903 | 2473.5138 | 2258.8867 | 2012.6547 | 1760.5845 | 1536.7746 | 1317.7667 | 1109.9778 | 914.0287 | 740.1866 | 596.1846 | 484.8667 | 398.2597 | 334.3533 | 281.9302 | 221.4933 | 178.1983 | 138.2467 | 117.3414 | 105.8508
|  | NTS Industrial | 62.9406 | 62.0716 | 60.9884 | 59.6783 | 57.6263 | 55.2656 | 52.5222 | 49.1358 | 45.1273 | 42.2413 | 40.0579 | 35.74 | 33.4216 | 31.8847 | 30.8486 | 30.6804 | 31.0606 | 31.6862 | 32.4913 | 33.5326 | 33.7912 | 33.682 | 33.4881 | 33.2959 | 32.826 | 32.6018 | 32.7431 | 32.4578
|  | Exports to Ireland | 351.8 | 394.2 | 401.3 | 411.8 | 418.6 | 413.8 | 424.9 | 418 | 381.4 | 353.9 | 345.5 | 336.6 | 327.2 | 317.3 | 306.7 | 295.5 | 283.4 | 270.5 | 256.4 | 241.1 | 224.2 | 205.5 | 184.4 | 160.3 | 132.2 | 98.4 | 56.2 | 0
|  | NTS Power Generation | 950.2471 | 874.5668 | 882.2037 | 771.2746 | 754.8981 | 723.6985 | 689.3777 | 621.8011 | 617.8407 | 594.9894 | 556.9973 | 545.5642 | 467.4851 | 376.4696 | 392.6369 | 387.7081 | 389.2741 | 351.9579 | 305.1685 | 282.3934 | 261.6102 | 243.9741 | 183.9468 | 189.8064 | 201.3639 | 199.0634 | 143.4672 | 143.1473
|  | NTS Consumption | 1364.9877 | 1330.8384 | 1344.4921 | 1242.7529 | 1231.1244 | 1192.7641 | 1166.7999 | 1088.9369 | 1044.368 | 991.1308 | 942.5552 | 917.9041 | 828.1066 | 725.6543 | 730.1855 | 713.8885 | 703.7347 | 654.1441 | 594.0598 | 557.026 | 519.6014 | 483.1561 | 401.8348 | 383.4022 | 366.39 | 330.0652 | 232.4103 | 175.6051
|  | NTS Shrinkage | 8.5892 | 8.1722 | 7.7935 | 7.6362 | 7.2005 | 6.9556 | 6.6138 | 6.1173 | 5.692 | 5.3417 | 4.9583 | 4.5603 | 4.1473 | 3.7273 | 3.3188 | 2.9274 | 2.6085 | 2.2495 | 1.9266 | 1.6343 | 1.4365 | 1.222 | 1.0834 | 0.90559 | 0.78048 | 0.60379 | 0.46017 | 0.28328
|  | Total excluding IUK & BBL | 5158.8025 | 5083.5576 | 5028.538 | 4825.5896 | 4661.905 | 4473.911 | 4264.9198 | 3984.6797 | 3727.963 | 3469.9863 | 3206.4002 | 2935.1191 | 2592.8384 | 2266.1563 | 2051.271 | 1826.7938 | 1620.3719 | 1396.5801 | 1192.1709 | 1043.5271 | 919.2975 | 818.7314 | 684.8484 | 605.8012 | 545.3688 | 468.9156 | 350.2119 | 281.7391
|  | IUK & BBL Exports | 0 | 0 | 0 | 0 | 0 | 0 | 0 | 0 | 0 | 0 | 0 | 0 | 0 | 0 | 0 | 0 | 0 | 0 | 0 | 0 | 0 | 0 | 0 | 0 | 0 | 0 | 0 | 0
|  | Total including IUK | 5158.8025 | 5083.5576 | 5028.538 | 4825.5896 | 4661.905 | 4473.911 | 4264.9198 | 3984.6797 | 3727.963 | 3469.9863 | 3206.4002 | 2935.1191 | 2592.8384 | 2266.1563 | 2051.271 | 1826.7938 | 1620.3719 | 1396.5801 | 1192.1709 | 1043.5271 | 919.2975 | 818.7314 | 684.8484 | 605.8012 | 545.3688 | 468.9156 | 350.2119 | 281.7391
|  | Total Undiversified | 5690.8955 | 5670.7959 | 5614.017 | 5517.4668 | 5337.71 | 5119.8641 | 5050.1775 | 4746.2772 | 4475.3775 | 4238.735 | 3905.5026 | 3615.6409 | 3252.3739 | 2757.0964 | 2513.9692 | 2247.3532 | 2036.8767 | 1838.8665 | 1529.1978 | 1363.7968 | 1241.6255 | 1101.3645 | 866.0948 | 780.0987 | 707.3871 | 612.773 | 560.3609 | 494.4709
|  | Low power | 348.4326 | 298.7599 | 254.5007 | 247.0632 | 200.8971 | 207.8575 | 197.8459 | 168.7901 | 137.9835 | 127.4234 | 117.5293 | 105.1367 | 101.8157 | 87.3776 | 70.8846 | 68.811 | 70.3819 | 64.0687 | 50.0618 | 39.9501 | 33.7264 | 28.3616 | 26.8881 | 22.8098 | 22.5068 | 22.2833 | 21.4461 | 22.3439
|  | High power | 1332.8095 | 1224.853 | 1114.6711 | 1118.6094 | 959.787 | 940.176 | 902.5179 | 853.6885 | 757.4758 | 745.3035 | 710.1791 | 660.2295 | 645.2602 | 551.7226 | 446.262 | 460.8608 | 457.2119 | 452.0799 | 399.7231 | 344.8578 | 316.3632 | 290.3132 | 270.6647 | 206.4625 | 212.2906 | 224.6113 | 220.8826 | 167.7189
|  | Diversified Total + High Power | 5541.3649 | 5433.8438 | 5261.0054 | 5172.9244 | 4866.7939 | 4690.3885 | 4478.06 | 4216.567 | 3867.5981 | 3620.3004 | 3359.582 | 3049.7844 | 2770.6135 | 2441.4093 | 2104.896 | 1899.9464 | 1688.3097 | 1496.7021 | 1286.7256 | 1105.9915 | 974.0505 | 865.0705 | 771.5664 | 622.4573 | 556.2955 | 494.4635 | 427.6274 | 306.3108
|  | Diversified Total + Low Power | 4556.9881 | 4507.7508 | 4400.835 | 4301.3782 | 4107.904 | 3958.07 | 3773.388 | 3531.6687 | 3248.1058 | 3002.4202 | 2766.9322 | 2494.6917 | 2227.1691 | 1977.0643 | 1729.5187 | 1507.8967 | 1301.4797 | 1108.6909 | 937.0642 | 801.0838 | 691.4137 | 603.1189 | 527.7897 | 438.8046 | 366.5116 | 292.1355 | 228.1909 | 160.9358
A5.1N - Leading the Way: 1 in 20 peak day diversified demand
Source: National Grid
DS35 Using Power Base Case
|  | Diversified Peak | 2023/24 | 2024/25 | 2025/26 | 2026/27 | 2027/28 | 2028/29 | 2029/30 | 2030/31 | 2031/32 | 2032/33 | 2033/34 | 2034/35 | 2035/36 | 2036/37 | 2037/38 | 2038/39 | 2039/40 | 2040/41 | 2041/42 | 2042/43 | 2043/44 | 2044/45 | 2045/46 | 2046/47 | 2047/48 | 2048/49 | 2049/50 | 2050/51
|  | 0-73.2 MWh | 2659.582 | 2635.6577 | 2582.5187 | 2500.7012 | 2377.8463 | 2229.7972 | 2051.9159 | 1859.2655 | 1657.0394 | 1467.1928 | 1272.8578 | 1083.8926 | 912.945 | 759.5521 | 628.0375 | 514.149 | 417.3869 | 326.7476 | 255.0304 | 189.7491 | 147.1503 | 112.7203 | 89.7737 | 56.6804 | 31.9293 | 8.2765 | 0.68461 | -3.6336e-11
|  | 73.2-732 MWh | 325.4224 | 333.5202 | 342.8252 | 337.3443 | 322.7219 | 307.9417 | 291.0334 | 264.5502 | 244.8537 | 222.8976 | 201.1919 | 172.4305 | 146.8474 | 128.1517 | 108.1763 | 87.7723 | 71.1412 | 58.9414 | 51.3792 | 44.0907 | 38.9744 | 36.6617 | 37.6368 | 32.8108 | 29.1312 | 25.5877 | 22.0778 | 21.3394
|  | NDM > 732 MWh | 370.8022 | 368.2686 | 364.0822 | 356.5836 | 343.528 | 333.6488 | 313.5669 | 288.2052 | 258.402 | 240.2719 | 215.9248 | 190.2947 | 170.376 | 148.0117 | 124.3034 | 102.0771 | 83.0432 | 68.9686 | 58.2366 | 47.5628 | 38.7447 | 31.8966 | 27.4063 | 21.0056 | 17.8175 | 15.9984 | 14.1648 | 13.7466
|  | Total NDM | 3355.8067 | 3337.4465 | 3289.4261 | 3194.6292 | 3044.0962 | 2871.3877 | 2656.5162 | 2412.0209 | 2160.2951 | 1930.3623 | 1689.9745 | 1446.6178 | 1230.1683 | 1035.7154 | 860.5171 | 703.9984 | 571.5714 | 454.6575 | 364.6462 | 281.4026 | 224.8694 | 181.2786 | 154.8169 | 110.4968 | 78.878 | 49.8626 | 36.9272 | 35.0861
|  | Total DM | 271.9585 | 268.8015 | 266.5873 | 262.0914 | 256.5457 | 250.8042 | 232.7538 | 220.5603 | 208.119 | 187.2441 | 162.6419 | 142.7955 | 120.2622 | 104.6648 | 91.8271 | 79.651 | 69.7115 | 61.1719 | 55.8317 | 63.8016 | 60.1139 | 57.2011 | 43.4699 | 53.8757 | 49.2822 | 51.5169 | 52.5768 | 52.3906
|  | LDZ Shrinkage | 6.5467 | 6.3123 | 6.3945 | 6.2822 | 6.3241 | 6.3945 | 6.4027 | 6.3452 | 6.2664 | 6.1973 | 6.1123 | 6.0356 | 5.3736 | 4.6658 | 3.9753 | 3.3781 | 2.8434 | 2.3479 | 1.9178 | 1.5644 | 1.2445 | 1.0192 | 0.81918 | 0.67123 | 0.54945 | 0.4411 | 0.34795 | 0.27397
|  | Total LDZ | 3634.3119 | 3612.5604 | 3562.408 | 3463.0028 | 3306.966 | 3128.5864 | 2895.6727 | 2638.9265 | 2374.6805 | 2123.8036 | 1858.7287 | 1595.449 | 1355.8041 | 1145.046 | 956.3196 | 787.0275 | 644.1263 | 518.1773 | 422.3957 | 346.7687 | 286.2278 | 239.4989 | 199.1059 | 165.0437 | 128.7096 | 101.8206 | 89.8519 | 87.7506
|  | NTS Industrial | 44.1458 | 45.908 | 50.6301 | 55.7939 | 61.9237 | 68.9602 | 77.0425 | 91.7662 | 119.3109 | 145.2185 | 160.319 | 166.5219 | 165.2584 | 162.9052 | 159.6098 | 156.7798 | 153.4795 | 152.1289 | 150.7022 | 149.3512 | 147.198 | 146.6125 | 145.7046 | 145.1888 | 144.1583 | 144.5869 | 144.7649 | 144.8038
|  | Exports to Ireland | 333.8 | 434.6 | 448.1 | 443.3 | 433.6 | 439.4 | 414.2 | 407.4 | 411.3 | 371.8 | 355.6 | 341.1 | 325.5 | 308.6 | 290.1 | 269.8 | 247.2 | 221.9 | 192.9 | 159 | 118.4 | 67.7 | 0 | 0 | 0 | 0 | 0 | 0
|  | NTS Power Generation | 738.6016 | 659.0913 | 598.4236 | 589.887 | 558.6697 | 469.3059 | 446.9331 | 424.8392 | 362.5781 | 300.6797 | 271.9468 | 260.4207 | 139.9411 | 150.6996 | 153.6638 | 155.17 | 161.7725 | 171.0343 | 184.0737 | 200.1584 | 207.9792 | 221.4663 | 169.899 | 181.7459 | 195.9478 | 194.6173 | 209.1694 | 211.0233
|  | NTS Consumption | 1116.5474 | 1139.5993 | 1097.1537 | 1088.9809 | 1054.1934 | 977.6661 | 938.1756 | 924.0054 | 893.189 | 817.6982 | 787.8657 | 768.0427 | 630.6995 | 622.2049 | 603.3736 | 581.7498 | 562.4519 | 545.0632 | 527.6759 | 508.5096 | 473.5772 | 435.7788 | 315.6036 | 326.9347 | 340.1061 | 339.2042 | 353.9343 | 355.8271
|  | NTS Shrinkage | 9.1227 | 8.2256 | 7.4766 | 7.0226 | 6.3787 | 6.1252 | 5.7826 | 5.501 | 5.0037 | 4.6533 | 4.2361 | 3.8145 | 3.4134 | 3.0165 | 2.7485 | 2.4381 | 2.2119 | 1.9605 | 1.7002 | 1.5135 | 1.34 | 1.1755 | 0.96332 | 0.92232 | 0.84229 | 0.81303 | 0.78458 | 0.76779
|  | Total excluding IUK & BBL | 4759.982 | 4760.3853 | 4667.0383 | 4559.0062 | 4367.5382 | 4112.3776 | 3839.6309 | 3568.433 | 3272.8732 | 2946.1551 | 2650.8306 | 2367.3061 | 1989.917 | 1770.2674 | 1562.4417 | 1371.2154 | 1208.7901 | 1065.2011 | 951.7718 | 856.7917 | 761.145 | 676.4532 | 515.6728 | 492.9007 | 469.658 | 441.8379 | 444.5708 | 444.3455
|  | IUK & BBL Exports | 0 | 0 | 0 | 0 | 0 | 0 | 0 | 0 | 0 | 0 | 0 | 0 | 0 | 0 | 0 | 0 | 0 | 0 | 0 | 0 | 0 | 0 | 0 | 0 | 0 | 0 | 0 | 0
|  | Total including IUK | 4759.982 | 4760.3853 | 4667.0383 | 4559.0062 | 4367.5382 | 4112.3776 | 3839.6309 | 3568.433 | 3272.8732 | 2946.1551 | 2650.8306 | 2367.3061 | 1989.917 | 1770.2674 | 1562.4417 | 1371.2154 | 1208.7901 | 1065.2011 | 951.7718 | 856.7917 | 761.145 | 676.4532 | 515.6728 | 492.9007 | 469.658 | 441.8379 | 444.5708 | 444.3455
|  | Total Undiversified | 5511.3961 | 5534.7054 | 5352.2913 | 5250.7408 | 5030.6377 | 4669.4005 | 4329.7111 | 4105.3654 | 3706.7725 | 3353.0783 | 3078.5699 | 2815.5429 | 2216.1728 | 1968.7215 | 1756.583 | 1563.5413 | 1394.2275 | 1239.7389 | 1110.9422 | 1010.4104 | 907.9433 | 810.1222 | 681.9747 | 667.1168 | 630.1998 | 601.726 | 589.3965 | 587.1753
|  | Low power | 310.3059 | 243.2536 | 212.8109 | 162.254 | 140.8647 | 138.1676 | 114.2936 | 93.5786 | 78.7028 | 75.6492 | 61.0137 | 64.361 | 60.3951 | 39.3802 | 39.75 | 39.4602 | 47.1553 | 47.5985 | 49.2978 | 49.0566 | 51.514 | 52.3442 | 53.5994 | 55.8516 | 56.885 | 57.6875 | 58.1868 | 58.549
|  | High power | 1248.2975 | 1072.9727 | 992.928 | 813.4203 | 674.1415 | 643.235 | 563.0965 | 461.9017 | 418.1436 | 424.8579 | 336.9011 | 361.9269 | 326.1441 | 204.3049 | 200.961 | 207.9489 | 251.068 | 262.1284 | 277.3058 | 294.2491 | 315.2364 | 330.538 | 279.1705 | 290.6451 | 305.0426 | 314.1769 | 320.9698 | 324.4477
|  | Diversified Total + High Power | 5269.6779 | 5174.2667 | 5061.5426 | 4782.5396 | 4483.0099 | 4286.3067 | 3955.7943 | 3605.4954 | 3328.4388 | 3070.3333 | 2715.7849 | 2468.8123 | 2176.1199 | 1823.8726 | 1609.7389 | 1423.9944 | 1298.0857 | 1156.2951 | 1045.0038 | 950.8825 | 868.4023 | 785.5249 | 624.9443 | 601.7999 | 578.7528 | 561.3975 | 556.3712 | 557.7699
|  | Diversified Total + Low Power | 4331.6864 | 4344.5475 | 4281.4255 | 4131.3733 | 3949.7332 | 3781.2393 | 3506.9915 | 3237.1724 | 2988.9979 | 2721.1245 | 2439.8975 | 2171.2464 | 1910.371 | 1658.9479 | 1448.5279 | 1255.5057 | 1094.173 | 941.7653 | 816.9959 | 705.6899 | 604.6799 | 507.3311 | 399.3732 | 367.0064 | 330.5951 | 304.908 | 293.5881 | 291.8712
A5.1O - Five Year Forecast: 1 in 20 peak day diversified demand
Source: National Grid
DS35 Using Power Base Case
|  | National | 2023/24: 2023/24; 2024/25: 2024/25; 2025/26: 2025/26; 2026/27: 2026/27; 2027/28: 2027/28
|  | 0-73.2 MWh | 2023/24: 2789.9955; 2024/25: 2950.0792; 2025/26: 2943.337; 2026/27: 2891.7446; 2027/28: 2823.96
|  | 73.2-732 MWh | 2023/24: 340.0417; 2024/25: 358.6509; 2025/26: 377.698; 2026/27: 388.4666; 2027/28: 393.8954
|  | NDM > 732 MWh | 2023/24: 355.0702; 2024/25: 352.3664; 2025/26: 340.4194; 2026/27: 331.7918; 2027/28: 318.4748
|  | Total NDM | 2023/24: 3485.1074; 2024/25: 3661.0965; 2025/26: 3661.4545; 2026/27: 3612.003; 2027/28: 3536.3302
|  | Total DM | 2023/24: 291.1888; 2024/25: 287.3181; 2025/26: 285.5191; 2026/27: 280.85; 2027/28: 271.1273
|  | LDZ Shrinkage | 2023/24: 6.5467; 2024/25: 6.3123; 2025/26: 6.3945; 2026/27: 6.2822; 2027/28: 6.3241
|  | Total LDZ | 2023/24: 3782.8429; 2024/25: 3954.7269; 2025/26: 3953.3681; 2026/27: 3899.1353; 2027/28: 3813.7817
|  | NTS Industrial | 2023/24: 51.5025; 2024/25: 54.2471; 2025/26: 66.4295; 2026/27: 81.9383; 2027/28: 111.6257
|  | Exports to Ireland | 2023/24: 333.8; 2024/25: 434.6; 2025/26: 448.1; 2026/27: 443.3; 2027/28: 433.6
|  | NTS Power Generation | 2023/24: 899.0258; 2024/25: 792.7588; 2025/26: 828.0254; 2026/27: 841.4935; 2027/28: 762.9871
|  | NTS Consumption | 2023/24: 1284.3283; 2024/25: 1281.606; 2025/26: 1342.5548; 2026/27: 1366.7318; 2027/28: 1308.2129
|  | NTS Shrinkage | 2023/24: 9.839; 2024/25: 9.4035; 2025/26: 9.0858; 2026/27: 8.745; 2027/28: 8.407
|  | Total excluding IUK & BBL | 2023/24: 5077.0103; 2024/25: 5245.7364; 2025/26: 5305.0087; 2026/27: 5274.6121; 2027/28: 5130.4015
|  | IUK & BBL Exports | 2023/24: 0; 2024/25: 0; 2025/26: 0; 2026/27: 0; 2027/28: 0
|  | Total including IUK | 2023/24: 5077.0103; 2024/25: 5245.7364; 2025/26: 5305.0087; 2026/27: 5274.6121; 2027/28: 5130.4015
|  | Total Undiversified | 2023/24: 5699.2909; 2024/25: 5918.3308; 2025/26: 6021.9068; 2026/27: 5976.0653; 2027/28: 5867.3323
|  | Low power | 2023/24: 402.185; 2024/25: 362.8348; 2025/26: 295.3861; 2026/27: 257.143; 2027/28: 240.2158
|  | High power | 2023/24: 1465.9645; 2024/25: 1401.303; 2025/26: 1227.9312; 2026/27: 1129.4015; 2027/28: 1085.802
|  | Diversified Total + High Power | 2023/24: 5643.949; 2024/25: 5854.2806; 2025/26: 5704.9146; 2026/27: 5562.5201; 2027/28: 5453.2164
|  | Diversified Total + Low Power | 2023/24: 4580.1694; 2024/25: 4815.8124; 2025/26: 4772.3694; 2026/27: 4690.2616; 2027/28: 4607.6302

## 2023-2024 Average Load Curve
2023-2024 Average Load Curve
A5.1E - 2023/24 Load curve (Average) - Five Year Forecast
Source: National Grid
|  | Day number | NDM 0 - 73.2 MWh | NDM 73.2-732 MWh | NDM > 732 MWh | Total DM | LDZ Shrinkage | NTS Industrial | Exports to Ireland | NTS Power | NTS Shrinkage | IUK & BBL
|  | 1 | 2651.0359 | 291.8367 | 325.9216 | 267.2401 | 6.5467 | 49.9376 | 297.0796 | 541.849 | 9.839 | 0
|  | 2 | 2439.9231 | 272.894 | 314.4675 | 256.8337 | 6.5467 | 49.8117 | 295.3475 | 542.0837 | 9.839 | 0
|  | 3 | 2349.0259 | 263.6357 | 306.1041 | 255.4741 | 6.5467 | 49.6883 | 293.6473 | 542.2487 | 9.839 | 0
|  | 4 | 2286.2666 | 258.4315 | 299.648 | 253.1879 | 6.5467 | 49.5674 | 291.9788 | 542.3451 | 9.839 | 0
|  | 5 | 2235.545 | 255.221 | 296.8395 | 252.0306 | 6.5467 | 49.449 | 290.3416 | 542.3743 | 9.839 | 0
|  | 6 | 2197.8372 | 250.9974 | 293.1594 | 250.8115 | 6.5467 | 49.3329 | 288.7353 | 542.3373 | 9.839 | 0
|  | 7 | 2163.2354 | 247.1491 | 290.1981 | 251.0736 | 6.5467 | 49.2193 | 287.1596 | 542.2354 | 9.839 | 0
|  | 8 | 2134.8484 | 244.834 | 287.8518 | 250.2018 | 6.5467 | 49.108 | 285.614 | 542.0697 | 9.839 | 0
|  | 9 | 2105.7004 | 242.4553 | 286.0068 | 251.3432 | 6.5467 | 48.9991 | 284.0983 | 541.8415 | 9.839 | 0
|  | 10 | 2084.5457 | 239.8093 | 283.0509 | 250.8227 | 6.5467 | 48.8925 | 282.6121 | 541.5519 | 9.839 | 0
|  | 11 | 2061.139 | 237.7698 | 280.7178 | 251.3247 | 6.5467 | 48.7881 | 281.155 | 541.2022 | 9.839 | 0
|  | 12 | 2041.9771 | 236.4034 | 279.6154 | 250.6273 | 6.5467 | 48.6859 | 279.7267 | 540.7934 | 9.839 | 0
|  | 13 | 2024.3961 | 234.6729 | 277.966 | 249.6275 | 6.5467 | 48.586 | 278.3268 | 540.3269 | 9.839 | 0
|  | 14 | 2005.1689 | 233.1183 | 275.6732 | 251.1131 | 6.5467 | 48.4882 | 276.9549 | 539.8038 | 9.839 | 0
|  | 15 | 1993.2918 | 232.1443 | 275.101 | 250.8445 | 6.5467 | 48.3926 | 275.6107 | 539.2253 | 9.839 | 0
|  | 16 | 1982.6425 | 230.9978 | 274.1066 | 249.9427 | 6.5467 | 48.299 | 274.2939 | 538.5926 | 9.839 | 0
|  | 17 | 1972.4796 | 229.4965 | 273.0073 | 249.0142 | 6.5467 | 48.2076 | 273.0041 | 537.9069 | 9.839 | 0
|  | 18 | 1960.8811 | 228.234 | 272.1455 | 249.045 | 6.5467 | 48.1182 | 271.7409 | 537.1694 | 9.839 | 0
|  | 19 | 1949.053 | 227.1556 | 271.1924 | 249.2128 | 6.5467 | 48.0308 | 270.5039 | 536.3812 | 9.839 | 0
|  | 20 | 1936.9662 | 226.2709 | 270.3043 | 249.3805 | 6.5467 | 47.9454 | 269.2929 | 535.5436 | 9.839 | 0
|  | 21 | 1925.2796 | 225.3976 | 269.622 | 248.9307 | 6.5467 | 47.862 | 268.1074 | 534.6578 | 9.839 | 0
|  | 22 | 1913.7333 | 224.6594 | 268.5188 | 248.6264 | 6.5467 | 47.7804 | 266.947 | 533.7249 | 9.839 | 0
|  | 23 | 1902.4591 | 223.7417 | 267.4668 | 248.1784 | 6.5467 | 47.7008 | 265.8116 | 532.7461 | 9.839 | 0
|  | 24 | 1891.2589 | 222.6908 | 266.2494 | 247.955 | 6.5467 | 47.623 | 264.7006 | 531.7227 | 9.839 | 0
|  | 25 | 1880.8607 | 221.0275 | 265.0914 | 247.4826 | 6.5467 | 47.5471 | 263.6137 | 530.6558 | 9.839 | 0
|  | 26 | 1869.451 | 219.8744 | 264.4443 | 247.0005 | 6.5467 | 47.473 | 262.5506 | 529.5467 | 9.839 | 0
|  | 27 | 1858.2446 | 218.9608 | 263.121 | 246.7519 | 6.5467 | 47.4006 | 261.5109 | 528.3964 | 9.839 | 0
|  | 28 | 1845.714 | 218.3608 | 262.4464 | 246.8651 | 6.5467 | 47.33 | 260.4942 | 527.2063 | 9.839 | 0
|  | 29 | 1834.4565 | 217.0676 | 261.2715 | 246.8988 | 6.5467 | 47.261 | 259.5002 | 525.9774 | 9.839 | 0
|  | 30 | 1823.6344 | 215.833 | 259.9766 | 246.5584 | 6.5467 | 47.1938 | 258.5285 | 524.7111 | 9.839 | 0
|  | 31 | 1816.8363 | 214.874 | 258.589 | 246.5417 | 6.5467 | 47.1282 | 257.5789 | 523.4084 | 9.839 | 0
|  | 32 | 1809.9504 | 214.0333 | 258.2822 | 246.2512 | 6.5467 | 47.0642 | 256.6508 | 522.0706 | 9.839 | 0
|  | 33 | 1802.8217 | 213.4546 | 257.6544 | 246.2625 | 6.5467 | 47.0018 | 255.744 | 520.6989 | 9.839 | 0
|  | 34 | 1795.7285 | 212.8691 | 256.9696 | 246.3023 | 6.5467 | 46.9409 | 254.8581 | 519.2945 | 9.839 | 0
|  | 35 | 1789.4947 | 212.0644 | 256.1386 | 245.8479 | 6.5467 | 46.8816 | 253.9927 | 517.8585 | 9.839 | 0
|  | 36 | 1782.7182 | 211.5175 | 255.5311 | 245.4548 | 6.5467 | 46.8237 | 253.1475 | 516.3921 | 9.839 | 0
|  | 37 | 1777.1001 | 210.0263 | 254.5795 | 245.1919 | 6.5467 | 46.7673 | 252.3221 | 514.8966 | 9.839 | 0
|  | 38 | 1770.9381 | 209.2259 | 253.481 | 244.929 | 6.5467 | 46.7124 | 251.5162 | 513.3732 | 9.839 | 0
|  | 39 | 1764.1557 | 208.6064 | 252.8219 | 244.6662 | 6.5467 | 46.6588 | 250.7294 | 511.8229 | 9.839 | 0
|  | 40 | 1757.1827 | 207.7996 | 252.5408 | 244.4033 | 6.5467 | 46.6066 | 249.9614 | 510.2471 | 9.839 | 0
|  | 41 | 1750.6571 | 206.9968 | 251.8082 | 244.1404 | 6.5467 | 46.5557 | 249.2117 | 508.6469 | 9.839 | 0
|  | 42 | 1743.6165 | 206.4688 | 251.3158 | 243.8775 | 6.5467 | 46.5061 | 248.4801 | 507.0235 | 9.839 | 0
|  | 43 | 1736.9299 | 206.0396 | 250.2841 | 243.7011 | 6.5467 | 46.4578 | 247.7662 | 505.3781 | 9.839 | 0
|  | 44 | 1730.7675 | 205.2831 | 249.1384 | 243.442 | 6.5467 | 46.4108 | 247.0696 | 503.7118 | 9.839 | 0
|  | 45 | 1724.0927 | 204.553 | 248.4784 | 243.183 | 6.5467 | 46.3649 | 246.3899 | 502.026 | 9.839 | 0
|  | 46 | 1718.0807 | 203.6262 | 247.3525 | 242.9239 | 6.5467 | 46.3202 | 245.7269 | 500.3217 | 9.839 | 0
|  | 47 | 1711.5509 | 203.1043 | 246.4882 | 242.516 | 6.5467 | 46.2767 | 245.0801 | 498.6002 | 9.839 | 0
|  | 48 | 1705.3015 | 202.3523 | 245.4081 | 242.2737 | 6.5467 | 46.2343 | 244.4492 | 496.8627 | 9.839 | 0
|  | 49 | 1699.1762 | 201.4526 | 244.3516 | 242.0314 | 6.5467 | 46.193 | 243.8338 | 495.1103 | 9.839 | 0
|  | 50 | 1692.3819 | 200.7364 | 243.7806 | 241.789 | 6.5467 | 46.1527 | 243.2336 | 493.3443 | 9.839 | 0
|  | 51 | 1685.1323 | 200.3312 | 243.3539 | 241.5467 | 6.5467 | 46.1135 | 242.6482 | 491.5658 | 9.839 | 0
|  | 52 | 1678.0605 | 199.5874 | 242.8014 | 241.5908 | 6.5467 | 46.0752 | 242.0773 | 489.776 | 9.839 | 0
|  | 53 | 1670.4287 | 199.2062 | 242.4069 | 241.6745 | 6.5467 | 46.0379 | 241.5204 | 487.9762 | 9.839 | 0
|  | 54 | 1663.1943 | 198.6311 | 241.8089 | 241.7582 | 6.5467 | 46.0015 | 240.9773 | 486.1675 | 9.839 | 0
|  | 55 | 1656.6083 | 197.8998 | 240.8981 | 241.6624 | 6.5467 | 45.9661 | 240.4476 | 484.3511 | 9.839 | 0
|  | 56 | 1649.5468 | 197.2764 | 240.4502 | 241.4714 | 6.5467 | 45.9315 | 239.931 | 482.5281 | 9.839 | 0
|  | 57 | 1642.8467 | 196.6356 | 239.6583 | 241.2804 | 6.5467 | 45.8977 | 239.427 | 480.6999 | 9.839 | 0
|  | 58 | 1636.3848 | 195.8399 | 238.7831 | 241.0894 | 6.5467 | 45.8648 | 238.9353 | 478.8676 | 9.839 | 0
|  | 59 | 1629.7991 | 195.2908 | 237.7849 | 240.8984 | 6.5467 | 45.8326 | 238.4555 | 477.0324 | 9.839 | 0
|  | 60 | 1623.4694 | 194.5761 | 236.6966 | 240.7074 | 6.5467 | 45.8011 | 237.9874 | 475.1954 | 9.839 | 0
|  | 61 | 1617.1174 | 193.7361 | 235.7557 | 240.5164 | 6.5467 | 45.7704 | 237.5305 | 473.3579 | 9.839 | 0
|  | 62 | 1610.8484 | 192.9747 | 234.6533 | 240.3254 | 6.5467 | 45.7404 | 237.0844 | 471.521 | 9.839 | 0
|  | 63 | 1604.2068 | 192.2478 | 233.7869 | 240.2365 | 6.5467 | 45.711 | 236.6489 | 469.686 | 9.839 | 0
|  | 64 | 1597.5735 | 191.5703 | 232.9482 | 240.0621 | 6.5467 | 45.6822 | 236.2236 | 467.8541 | 9.839 | 0
|  | 65 | 1590.5885 | 191.0834 | 232.2706 | 239.8876 | 6.5467 | 45.654 | 235.8081 | 466.0263 | 9.839 | 0
|  | 66 | 1583.8193 | 190.5979 | 231.4002 | 239.6889 | 6.5467 | 45.6264 | 235.402 | 464.2041 | 9.839 | 0
|  | 67 | 1577.2002 | 189.9783 | 230.4696 | 239.5344 | 6.5467 | 45.5993 | 235.005 | 462.3884 | 9.839 | 0
|  | 68 | 1570.4807 | 189.2166 | 229.7853 | 239.3761 | 6.5467 | 45.5727 | 234.6167 | 460.5805 | 9.839 | 0
|  | 69 | 1563.8109 | 188.6574 | 228.8528 | 239.2137 | 6.5467 | 45.5465 | 234.2368 | 458.7817 | 9.839 | 0
|  | 70 | 1557.1599 | 187.8359 | 228.1529 | 239.0623 | 6.5467 | 45.5208 | 233.865 | 456.993 | 9.839 | 0
|  | 71 | 1550.3039 | 187.131 | 227.5528 | 238.8994 | 6.5467 | 45.4955 | 233.5008 | 455.2158 | 9.839 | 0
|  | 72 | 1543.3884 | 186.5709 | 226.858 | 238.746 | 6.5467 | 45.4706 | 233.1438 | 453.4511 | 9.839 | 0
|  | 73 | 1536.3488 | 186.003 | 226.2904 | 238.5973 | 6.5467 | 45.446 | 232.7939 | 451.7002 | 9.839 | 0
|  | 74 | 1528.7735 | 185.7105 | 225.9861 | 238.4454 | 6.5467 | 45.4217 | 232.4505 | 449.9643 | 9.839 | 0
|  | 75 | 1521.7335 | 185.2229 | 225.3418 | 238.2936 | 6.5467 | 45.3977 | 232.1134 | 448.2445 | 9.839 | 0
|  | 76 | 1515.7955 | 184.6018 | 223.9757 | 238.1417 | 6.5467 | 45.3739 | 231.7821 | 446.5421 | 9.839 | 0
|  | 77 | 1510.6673 | 184.0454 | 223.034 | 237.9899 | 6.5467 | 45.3503 | 231.4563 | 444.8583 | 9.839 | 0
|  | 78 | 1505.4608 | 183.6305 | 222.0788 | 237.7883 | 6.5467 | 45.327 | 231.1357 | 443.1942 | 9.839 | 0
|  | 79 | 1499.7277 | 183.3013 | 221.5171 | 237.6342 | 6.5467 | 45.3038 | 230.8199 | 441.551 | 9.839 | 0
|  | 80 | 1493.9451 | 182.9057 | 221.0711 | 237.4802 | 6.5467 | 45.2807 | 230.5086 | 439.93 | 9.839 | 0
|  | 81 | 1488.4543 | 182.2584 | 220.585 | 237.3261 | 6.5467 | 45.2577 | 230.2013 | 438.3322 | 9.839 | 0
|  | 82 | 1482.9577 | 181.7774 | 219.9385 | 237.1721 | 6.5467 | 45.2347 | 229.8977 | 436.759 | 9.839 | 0
|  | 83 | 1477.3673 | 181.4258 | 219.2564 | 237.018 | 6.5467 | 45.2118 | 229.5975 | 435.2115 | 9.839 | 6
|  | 84 | 1472.3519 | 180.6957 | 218.4076 | 236.8341 | 6.5467 | 45.1889 | 229.3003 | 433.6909 | 9.839 | 6
|  | 85 | 1466.7515 | 180.2756 | 217.7884 | 236.6956 | 6.5467 | 45.166 | 229.0058 | 432.1984 | 9.839 | 11.4433
|  | 86 | 1461.4616 | 179.7108 | 217.0202 | 236.5403 | 6.5467 | 45.143 | 228.7136 | 430.7351 | 9.839 | 14.5567
|  | 87 | 1455.8402 | 179.1806 | 216.5489 | 236.385 | 6.5467 | 45.1199 | 228.4233 | 429.3024 | 9.839 | 20
|  | 88 | 1450.2729 | 178.6245 | 216.0494 | 236.2297 | 6.5467 | 45.0967 | 228.1345 | 427.9013 | 9.839 | 25.5427
|  | 89 | 1444.7184 | 178.0702 | 215.5352 | 236.0744 | 6.5467 | 45.0733 | 227.847 | 426.533 | 9.839 | 28.4573
|  | 90 | 1439.387 | 177.3349 | 214.9791 | 235.9191 | 6.5467 | 45.0497 | 227.5604 | 425.1988 | 9.839 | 34
|  | 91 | 1434.5128 | 176.3987 | 214.1666 | 235.7638 | 6.5467 | 45.0259 | 227.2743 | 423.8999 | 9.839 | 39.6493
|  | 92 | 1429.1908 | 175.7431 | 213.536 | 235.5938 | 6.5467 | 45.0019 | 226.9883 | 422.6374 | 9.839 | 42.3507
|  | 93 | 1423.6939 | 175.3698 | 212.7863 | 235.4355 | 6.5467 | 44.9776 | 226.7021 | 421.4122 | 9.839 | 48
|  | 94 | 1418.4077 | 174.7293 | 212.093 | 235.2772 | 6.5467 | 44.953 | 226.4158 | 420.224 | 9.839 | 54.7585
|  | 95 | 1413.129 | 173.9619 | 211.5193 | 235.119 | 6.5467 | 44.9281 | 226.1292 | 419.0721 | 9.839 | 56.2415
|  | 96 | 1407.9733 | 173.3849 | 210.632 | 234.9607 | 6.5467 | 44.903 | 225.8425 | 417.9557 | 9.839 | 63
|  | 97 | 1402.6029 | 172.924 | 209.8433 | 234.8025 | 6.5467 | 44.8776 | 225.5556 | 416.8743 | 9.839 | 69.8619
|  | 98 | 1397.0494 | 172.396 | 209.3049 | 234.6442 | 6.5467 | 44.852 | 225.2685 | 415.8272 | 9.839 | 71.1381
|  | 99 | 1391.77 | 171.6765 | 208.6839 | 234.486 | 6.5467 | 44.8261 | 224.9812 | 414.8136 | 9.839 | 78
|  | 100 | 1386.5844 | 171.0778 | 207.8482 | 234.3277 | 6.5467 | 44.8 | 224.6938 | 413.8329 | 9.839 | 85.9594
|  | 101 | 1381.1383 | 170.5166 | 207.2596 | 234.1455 | 6.5467 | 44.7736 | 224.4062 | 412.8845 | 9.839 | 86.0627
|  | 102 | 1375.8928 | 169.8733 | 206.537 | 233.9787 | 6.5467 | 44.747 | 224.1185 | 411.9676 | 9.839 | 94.05
|  | 103 | 1370.4357 | 169.3311 | 205.9222 | 233.8145 | 6.5467 | 44.7202 | 223.8306 | 411.0816 | 9.839 | 101.9789
|  | 104 | 1364.9025 | 168.8459 | 205.3265 | 233.6504 | 6.5467 | 44.6931 | 223.5427 | 410.2258 | 9.839 | 102.3254
|  | 105 | 1359.695 | 168.177 | 204.5889 | 233.4863 | 6.5467 | 44.6659 | 223.2545 | 409.3996 | 9.839 | 110
|  | 106 | 1354.3156 | 167.6306 | 203.9005 | 233.3222 | 6.5467 | 44.6384 | 222.9663 | 408.6021 | 9.839 | 117.7602
|  | 107 | 1348.4775 | 167.3921 | 203.363 | 233.158 | 6.5467 | 44.6107 | 222.6779 | 407.8329 | 9.839 | 119.5701
|  | 108 | 1342.9913 | 166.8365 | 202.7909 | 232.9939 | 6.5467 | 44.5828 | 222.3895 | 407.0912 | 9.839 | 126
|  | 109 | 1337.4695 | 166.4021 | 202.133 | 232.8298 | 6.5467 | 44.5548 | 222.1009 | 406.3763 | 9.839 | 133.5095
|  | 110 | 1331.9597 | 165.8564 | 201.5722 | 232.6679 | 6.5467 | 44.5265 | 221.8122 | 405.6875 | 9.839 | 135.797
|  | 111 | 1326.5374 | 165.1848 | 201.0714 | 232.4844 | 6.5467 | 44.4981 | 221.5235 | 405.0242 | 9.839 | 143
|  | 112 | 1321.0394 | 164.6067 | 200.5751 | 232.2784 | 6.5467 | 44.4695 | 221.2347 | 404.3857 | 9.839 | 149.2766
|  | 113 | 1315.6407 | 163.9841 | 200.0242 | 232.0725 | 6.5467 | 44.4407 | 220.9458 | 403.7714 | 9.839 | 154.006
|  | 114 | 1309.8743 | 163.576 | 199.6265 | 231.8665 | 6.5467 | 44.4117 | 220.6569 | 403.1805 | 9.839 | 159
|  | 115 | 1304.2852 | 162.9844 | 199.2351 | 231.6605 | 6.5467 | 44.3826 | 220.3678 | 402.6124 | 9.839 | 166.0617
|  | 116 | 1298.7085 | 162.5481 | 198.6758 | 231.4546 | 6.5467 | 44.3534 | 220.0788 | 402.0663 | 9.839 | 171.1971
|  | 117 | 1293.274 | 162.1097 | 197.9765 | 231.2486 | 6.5467 | 44.324 | 219.7897 | 401.5417 | 9.839 | 177
|  | 118 | 1287.5093 | 161.7343 | 197.5522 | 231.0348 | 6.5467 | 44.2944 | 219.5006 | 401.0379 | 9.839 | 181.8646
|  | 119 | 1282.1461 | 161.1528 | 196.9366 | 230.8168 | 6.5467 | 44.2647 | 219.2114 | 400.5541 | 9.839 | 189.3703
|  | 120 | 1276.8084 | 160.3461 | 196.5053 | 230.6144 | 6.5467 | 44.2349 | 218.9222 | 400.0897 | 9.839 | 194
|  | 121 | 1270.9974 | 159.9826 | 196.104 | 230.412 | 6.5467 | 44.2049 | 218.633 | 399.644 | 9.839 | 200.0005
|  | 122 | 1265.1355 | 159.4904 | 195.8822 | 230.2097 | 6.5467 | 44.1748 | 218.3438 | 399.2164 | 9.839 | 207.2105
|  | 123 | 1259.1697 | 159.2425 | 195.5541 | 229.9732 | 6.5467 | 44.1446 | 218.0546 | 398.8062 | 9.839 | 212
|  | 124 | 1253.6203 | 158.9352 | 194.861 | 229.7449 | 6.5467 | 44.1143 | 217.7654 | 398.4126 | 9.839 | 219.1877
|  | 125 | 1248.1709 | 158.4067 | 194.2657 | 229.5399 | 6.5467 | 44.0839 | 217.4762 | 398.0351 | 9.839 | 223.9995
|  | 126 | 1242.6969 | 157.9513 | 193.6115 | 229.3453 | 6.5467 | 44.0534 | 217.1871 | 397.6729 | 9.839 | 230
|  | 127 | 1237.0618 | 157.4254 | 193.0984 | 229.2412 | 6.5467 | 44.0228 | 216.8979 | 397.3254 | 9.839 | 237.351
|  | 128 | 1231.8897 | 156.6721 | 192.4465 | 229.0402 | 6.5467 | 43.9921 | 216.6088 | 396.9919 | 9.839 | 241.8123
|  | 129 | 1226.6431 | 156.0709 | 191.7554 | 228.801 | 6.5467 | 43.9613 | 216.3198 | 396.6718 | 9.839 | 249
|  | 130 | 1221.5073 | 155.3964 | 191.0043 | 228.5841 | 6.5467 | 43.9304 | 216.0308 | 396.3642 | 9.839 | 253.7854
|  | 131 | 1215.9896 | 154.8725 | 190.4456 | 228.4064 | 6.5467 | 43.8995 | 215.7418 | 396.0686 | 9.839 | 259.649
|  | 132 | 1210.5164 | 154.2688 | 189.9208 | 228.1534 | 6.5467 | 43.8685 | 215.4529 | 395.7844 | 9.839 | 267
|  | 133 | 1203.9908 | 153.5711 | 189.2522 | 227.9527 | 6.5467 | 43.8374 | 215.1641 | 395.5107 | 9.839 | 272.5385
|  | 134 | 1197.5051 | 152.9082 | 188.4824 | 227.7787 | 6.5467 | 43.8063 | 214.8754 | 395.247 | 9.839 | 279.0249
|  | 135 | 1190.8192 | 152.2371 | 188.0207 | 227.5049 | 6.5467 | 43.7751 | 214.5867 | 394.9926 | 9.839 | 286
|  | 136 | 1184.1913 | 151.6212 | 187.4457 | 227.231 | 6.5467 | 43.7439 | 214.2982 | 394.7467 | 9.839 | 293.001
|  | 137 | 1177.6556 | 150.9307 | 186.8533 | 226.9572 | 6.5467 | 43.7126 | 214.0097 | 394.5088 | 9.839 | 299.0907
|  | 138 | 1171.1044 | 150.3074 | 186.2091 | 226.6834 | 6.5467 | 43.6814 | 213.7213 | 394.2781 | 9.839 | 305
|  | 139 | 1164.8726 | 149.4372 | 185.4951 | 226.4069 | 6.5467 | 43.65 | 213.4331 | 394.054 | 9.839 | 311.9292
|  | 140 | 1158.1941 | 148.8222 | 184.9559 | 226.1471 | 6.5467 | 43.6187 | 213.145 | 393.8358 | 9.839 | 319.1387
|  | 141 | 1151.6404 | 148.0666 | 184.4325 | 225.8872 | 6.5467 | 43.5873 | 212.8569 | 393.6227 | 9.839 | 325
|  | 142 | 1144.6322 | 147.707 | 183.9676 | 225.6273 | 6.5467 | 43.5559 | 212.5691 | 393.4143 | 9.839 | 330.8753
|  | 143 | 1137.6612 | 147.2808 | 183.476 | 225.4238 | 6.5467 | 43.5246 | 212.2813 | 393.2097 | 9.839 | 338.1687
|  | 144 | 1131.0564 | 146.7513 | 182.7918 | 225.1497 | 6.5467 | 43.4932 | 211.9938 | 393.0083 | 9.839 | 345
|  | 145 | 1123.9555 | 146.4815 | 182.3311 | 224.8886 | 6.5467 | 43.4618 | 211.7063 | 392.8094 | 9.839 | 350.8393
|  | 146 | 1116.9875 | 146.0117 | 181.967 | 224.598 | 6.5467 | 43.4304 | 211.4191 | 392.6123 | 9.839 | 358.1808
|  | 147 | 1110.2623 | 145.3479 | 181.5541 | 224.3074 | 6.5467 | 43.3991 | 211.132 | 392.4164 | 9.839 | 364
|  | 148 | 1103.5984 | 144.9061 | 180.8579 | 224.0168 | 6.5467 | 43.3677 | 210.8451 | 392.221 | 9.839 | 370.8212
|  | 149 | 1096.8008 | 144.3108 | 180.449 | 223.7262 | 6.5467 | 43.3364 | 210.5583 | 392.0255 | 9.839 | 379.1751
|  | 150 | 1089.9142 | 143.7944 | 180.0499 | 223.4355 | 6.5467 | 43.3051 | 210.2718 | 391.829 | 9.839 | 384
|  | 151 | 1083.0038 | 143.2687 | 179.6842 | 223.1449 | 6.5467 | 43.2739 | 209.9854 | 391.631 | 9.839 | 390.5414
|  | 152 | 1076.0604 | 142.8343 | 179.2602 | 222.8543 | 6.5467 | 43.2427 | 209.6993 | 391.4309 | 9.839 | 398.4311
|  | 153 | 1069.6331 | 142.0612 | 178.6586 | 222.5637 | 6.5467 | 43.2115 | 209.4133 | 391.2278 | 9.839 | 405
|  | 154 | 1063.2509 | 141.1885 | 178.1115 | 222.2731 | 6.5467 | 43.1804 | 209.1276 | 391.0211 | 9.839 | 411.4899
|  | 155 | 1056.6654 | 140.5519 | 177.5318 | 221.9825 | 6.5467 | 43.1494 | 208.8421 | 390.8103 | 9.839 | 418.4586
|  | 156 | 1050.1793 | 139.8503 | 176.9175 | 221.6918 | 6.5467 | 43.1184 | 208.5568 | 390.5945 | 9.839 | 425
|  | 157 | 1043.1956 | 139.4505 | 176.483 | 221.4175 | 6.5467 | 43.0875 | 208.2718 | 390.3731 | 9.839 | 432.4147
|  | 158 | 1036.4105 | 138.8036 | 176.0744 | 221.1655 | 6.5467 | 43.0567 | 207.987 | 390.1455 | 9.839 | 439.5101
|  | 159 | 1029.6498 | 138.0746 | 175.7651 | 220.8719 | 6.5467 | 43.0259 | 207.7025 | 389.9109 | 9.839 | 446
|  | 160 | 1023.1017 | 137.4371 | 175.1519 | 220.5784 | 6.5467 | 42.9953 | 207.4182 | 389.6687 | 9.839 | 453.3155
|  | 161 | 1016.8397 | 136.7758 | 174.2761 | 220.2849 | 6.5467 | 42.9647 | 207.1342 | 389.4182 | 9.839 | 459.5853
|  | 162 | 1010.328 | 136.271 | 173.4937 | 219.9913 | 6.5467 | 42.9342 | 206.8505 | 389.1588 | 9.839 | 467
|  | 163 | 1003.6691 | 135.7826 | 172.842 | 219.6978 | 6.5467 | 42.9038 | 206.5671 | 388.8897 | 9.839 | 474.1925
|  | 164 | 997.115 | 135.2726 | 172.1081 | 219.4033 | 6.5467 | 42.8735 | 206.2839 | 388.6103 | 9.839 | 480.6845
|  | 165 | 990.3686 | 134.5082 | 171.8619 | 219.0677 | 6.5467 | 42.8434 | 206.0011 | 388.3199 | 9.839 | 488
|  | 166 | 983.6598 | 133.9098 | 171.4369 | 218.7074 | 6.5467 | 42.8134 | 205.7185 | 388.0179 | 9.839 | 495.0456
|  | 167 | 977.5779 | 133.0767 | 170.6198 | 218.347 | 6.5467 | 42.7834 | 205.4363 | 387.7035 | 9.839 | 501.8075
|  | 168 | 971.0579 | 132.428 | 170.0375 | 218.0056 | 6.5467 | 42.7537 | 205.1543 | 387.3761 | 9.839 | 509
|  | 169 | 964.6816 | 131.7133 | 169.3811 | 217.6604 | 6.5467 | 42.724 | 204.8727 | 387.035 | 9.839 | 515.8749
|  | 170 | 958.4831 | 130.7921 | 168.7573 | 217.3114 | 6.5467 | 42.6945 | 204.5914 | 386.6795 | 9.839 | 522.9544
|  | 171 | 951.9218 | 130.0882 | 168.293 | 216.9484 | 6.5467 | 42.6651 | 204.3105 | 386.309 | 9.839 | 530
|  | 172 | 945.0838 | 129.5325 | 167.9527 | 216.5897 | 6.5467 | 42.6359 | 204.0299 | 385.9228 | 9.839 | 536.6803
|  | 173 | 938.5826 | 128.8979 | 167.3306 | 216.2553 | 6.5467 | 42.6069 | 203.7496 | 385.5202 | 9.839 | 544.1251
|  | 174 | 931.9603 | 128.2492 | 166.8435 | 215.9208 | 6.5467 | 42.578 | 203.4698 | 385.1005 | 9.839 | 551
|  | 175 | 924.8312 | 127.8656 | 166.5658 | 215.6186 | 6.5467 | 42.5493 | 203.1902 | 384.663 | 9.839 | 558.4812
|  | 176 | 917.9493 | 127.3498 | 166.1832 | 215.3065 | 6.5467 | 42.5207 | 202.9111 | 384.2072 | 9.839 | 565.3197
|  | 177 | 911.0882 | 126.9794 | 165.6636 | 214.965 | 6.5467 | 42.4923 | 202.6323 | 383.7323 | 9.839 | 572
|  | 178 | 904.2892 | 126.495 | 165.1974 | 214.6221 | 6.5467 | 42.4642 | 202.3539 | 383.2376 | 9.839 | 580.0902
|  | 179 | 897.7505 | 126.0082 | 164.5087 | 214.2631 | 6.5467 | 42.4362 | 202.0759 | 382.7224 | 9.839 | 586.5188
|  | 180 | 891.5333 | 125.4428 | 163.8261 | 213.9196 | 6.5467 | 42.4084 | 201.7984 | 382.1861 | 9.839 | 594
|  | 181 | 885.8176 | 124.4317 | 163.0912 | 213.5726 | 6.5467 | 42.3808 | 201.5212 | 381.6281 | 9.839 | 602.0905
|  | 182 | 880.2263 | 123.6606 | 161.9842 | 213.2332 | 6.5467 | 42.3534 | 201.2444 | 381.0475 | 9.839 | 606.9098
|  | 183 | 873.7238 | 123.1076 | 161.5704 | 212.8938 | 6.5467 | 42.3262 | 200.9681 | 380.4438 | 9.839 | 615.0898
|  | 184 | 867.3574 | 122.7514 | 160.8236 | 212.5544 | 6.5467 | 42.2992 | 200.6921 | 379.8166 | 9.839 | 623.7389
|  | 185 | 861.8096 | 121.5409 | 160.1155 | 212.2122 | 6.5467 | 42.2725 | 200.4167 | 379.1662 | 9.839 | 628.9095
|  | 186 | 855.9222 | 120.5508 | 159.5437 | 211.8526 | 6.5467 | 42.2459 | 200.1418 | 378.4936 | 9.839 | 637
|  | 187 | 850.0518 | 119.6221 | 158.8591 | 211.5275 | 6.5467 | 42.2196 | 199.8674 | 377.7994 | 9.839 | 644.5934
|  | 188 | 843.3129 | 119.2043 | 158.5323 | 211.2024 | 6.5467 | 42.1935 | 199.5936 | 377.0844 | 9.839 | 650.1714
|  | 189 | 836.7607 | 118.7975 | 158.0077 | 210.8772 | 6.5467 | 42.1676 | 199.3204 | 376.3494 | 9.839 | 659
|  | 190 | 830.7675 | 118.0304 | 157.2844 | 210.5521 | 6.5467 | 42.142 | 199.0479 | 375.595 | 9.839 | 666.3869
|  | 191 | 823.8247 | 117.7741 | 157 | 210.227 | 6.5467 | 42.1165 | 198.7761 | 374.8222 | 9.839 | 672.4066
|  | 192 | 816.9098 | 117.413 | 156.7924 | 209.9018 | 6.5467 | 42.0913 | 198.5051 | 374.0315 | 9.839 | 680
|  | 193 | 810.5608 | 116.563 | 156.5077 | 209.5767 | 6.5467 | 42.0662 | 198.2348 | 373.2239 | 9.839 | 688.2089
|  | 194 | 804.0847 | 115.7097 | 156.3762 | 209.2288 | 6.5467 | 42.0414 | 197.9654 | 372.3999 | 9.839 | 694.6131
|  | 195 | 797.8664 | 114.9344 | 155.8808 | 208.9091 | 6.5467 | 42.0168 | 197.6968 | 371.5605 | 9.839 | 702
|  | 196 | 791.3193 | 114.3752 | 155.4981 | 208.5894 | 6.5467 | 41.9924 | 197.4291 | 370.7063 | 9.839 | 710.0596
|  | 197 | 785.4608 | 113.3822 | 154.8606 | 208.2697 | 6.5467 | 41.9683 | 197.1624 | 369.8381 | 9.839 | 715.7911
|  | 198 | 779.8396 | 112.5208 | 153.8542 | 207.95 | 6.5467 | 41.9443 | 196.8967 | 368.9567 | 9.839 | 724
|  | 199 | 774.1563 | 111.4771 | 153.0921 | 207.6302 | 6.5467 | 41.9205 | 196.632 | 368.0627 | 9.839 | 730.9388
|  | 200 | 768.4831 | 110.4347 | 152.3187 | 207.3105 | 6.5467 | 41.897 | 196.3684 | 367.157 | 9.839 | 737.9404
|  | 201 | 762.7606 | 109.534 | 151.4529 | 206.9908 | 6.5467 | 41.8737 | 196.1058 | 366.2404 | 9.839 | 746
|  | 202 | 756.1335 | 109.1166 | 151.0084 | 206.6711 | 6.5467 | 41.8505 | 195.8445 | 365.3135 | 9.839 | 752.8467
|  | 203 | 749.6753 | 108.5438 | 150.5504 | 206.3514 | 6.5467 | 41.8276 | 195.5843 | 364.3772 | 9.839 | 760.0612
|  | 204 | 743.4098 | 107.8871 | 149.9836 | 206.0316 | 6.5467 | 41.8049 | 195.3253 | 363.4321 | 9.839 | 767
|  | 205 | 736.6828 | 107.5476 | 149.561 | 205.7119 | 6.5467 | 41.7824 | 195.0676 | 362.4791 | 9.839 | 773.1056
|  | 206 | 729.8735 | 107.2829 | 149.146 | 205.3922 | 6.5467 | 41.7601 | 194.8112 | 361.5189 | 9.839 | 779.9475
|  | 207 | 723.1035 | 107.0093 | 148.7006 | 205.0725 | 6.5467 | 41.738 | 194.5561 | 360.5522 | 9.839 | 785.1002
|  | 208 | 716.8205 | 106.3487 | 148.2005 | 204.7075 | 6.5467 | 41.7161 | 194.3025 | 359.5798 | 9.839 | 793.94
|  | 209 | 710.5901 | 105.701 | 147.7188 | 204.2585 | 6.5467 | 41.6945 | 194.0502 | 358.6026 | 9.839 | 798.06
|  | 210 | 704.4094 | 105.0443 | 147.0519 | 203.9541 | 6.5467 | 41.673 | 193.7995 | 357.6211 | 9.839 | 803
|  | 211 | 698.3952 | 104.3157 | 146.2902 | 203.6497 | 6.5467 | 41.6517 | 193.5502 | 356.6362 | 9.839 | 803
|  | 212 | 691.8143 | 103.8177 | 145.8119 | 203.3983 | 6.5467 | 41.6307 | 193.3024 | 355.6486 | 9.839 | 803
|  | 213 | 684.7646 | 103.5345 | 145.4794 | 203.2549 | 6.5467 | 41.6098 | 193.0563 | 354.6591 | 9.839 | 803
|  | 214 | 678.0253 | 103.1156 | 145.2467 | 202.8371 | 6.5467 | 41.5892 | 192.8118 | 353.6684 | 9.839 | 803
|  | 215 | 671.5814 | 102.4932 | 144.6803 | 202.6611 | 6.5467 | 41.5688 | 192.5689 | 352.6774 | 9.839 | 803
|  | 216 | 664.965 | 101.5993 | 144.3905 | 202.6524 | 6.5467 | 41.5485 | 192.3278 | 351.6867 | 9.839 | 803
|  | 217 | 657.9447 | 101.0831 | 143.9443 | 202.8264 | 6.5467 | 41.5285 | 192.0884 | 350.6971 | 9.839 | 803
|  | 218 | 651.3095 | 100.4383 | 143.2867 | 202.9552 | 6.5467 | 41.5087 | 191.8507 | 349.7093 | 9.839 | 803
|  | 219 | 644.8223 | 99.9648 | 142.6169 | 202.7771 | 6.5467 | 41.489 | 191.6149 | 348.7242 | 9.839 | 803
|  | 220 | 638.2623 | 99.5545 | 141.9697 | 202.5858 | 6.5467 | 41.4696 | 191.381 | 347.7425 | 9.839 | 803
|  | 221 | 631.8821 | 98.8902 | 141.4684 | 202.3228 | 6.5467 | 41.4504 | 191.1489 | 346.7648 | 9.839 | 803
|  | 222 | 625.6004 | 98.2017 | 140.8057 | 202.147 | 6.5467 | 41.4313 | 190.9188 | 345.7921 | 9.839 | 803
|  | 223 | 618.8968 | 97.6007 | 140.4774 | 201.9713 | 6.5467 | 41.4125 | 190.6907 | 344.825 | 9.839 | 803
|  | 224 | 612.3899 | 96.9592 | 139.9927 | 201.7955 | 6.5467 | 41.3939 | 190.4646 | 343.8643 | 9.839 | 803
|  | 225 | 605.5622 | 96.4505 | 139.6975 | 201.6185 | 6.5467 | 41.3755 | 190.2406 | 342.9107 | 9.839 | 803
|  | 226 | 599.0118 | 95.6959 | 139.3823 | 201.4299 | 6.5467 | 41.3572 | 190.0187 | 341.9651 | 9.839 | 803
|  | 227 | 592.3053 | 95.1902 | 138.9664 | 201.2493 | 6.5467 | 41.3392 | 189.7989 | 341.0281 | 9.839 | 803
|  | 228 | 586.8055 | 94.6351 | 138.4665 | 201.0564 | 6.5467 | 41.3214 | 189.5813 | 340.1005 | 9.839 | 803
|  | 229 | 583.0172 | 94.1389 | 138.1252 | 200.7394 | 6.5467 | 41.3038 | 189.3659 | 339.183 | 9.839 | 803
|  | 230 | 579.2539 | 93.7058 | 137.5013 | 200.6168 | 6.5467 | 41.2863 | 189.1528 | 338.2766 | 9.839 | 803
|  | 231 | 575.2587 | 93.1771 | 137.2554 | 200.4438 | 6.5467 | 41.2691 | 188.942 | 337.3817 | 9.839 | 803
|  | 232 | 571.5299 | 92.722 | 136.6693 | 200.2708 | 6.5467 | 41.2521 | 188.7335 | 336.4994 | 9.839 | 803
|  | 233 | 567.5505 | 92.2804 | 136.3204 | 200.0978 | 6.5467 | 41.2352 | 188.5274 | 335.6302 | 9.839 | 803
|  | 234 | 563.3871 | 92.0565 | 136.0076 | 199.855 | 6.5467 | 41.2186 | 188.3237 | 334.775 | 9.839 | 803
|  | 235 | 559.2272 | 91.9383 | 135.6138 | 199.584 | 6.5467 | 41.2021 | 188.1225 | 333.9344 | 9.839 | 803
|  | 236 | 555.8046 | 91.5489 | 134.7539 | 199.3131 | 6.5467 | 41.1859 | 187.9238 | 333.1093 | 9.839 | 803
|  | 237 | 551.7752 | 91.2169 | 134.4435 | 199.0421 | 6.5467 | 41.1698 | 187.7276 | 332.3005 | 9.839 | 803
|  | 238 | 547.8408 | 90.8683 | 133.9204 | 198.9052 | 6.5467 | 41.1539 | 187.5341 | 331.5086 | 9.839 | 803
|  | 239 | 543.9838 | 90.4162 | 133.4229 | 198.7689 | 6.5467 | 41.1383 | 187.3431 | 330.7344 | 9.839 | 803
|  | 240 | 539.6759 | 90.1187 | 133.2218 | 198.6325 | 6.5467 | 41.1228 | 187.1548 | 329.9787 | 9.839 | 803
|  | 241 | 535.3627 | 89.8017 | 133.0455 | 198.4961 | 6.5467 | 41.1075 | 186.9692 | 329.2423 | 9.839 | 803
|  | 242 | 531.277 | 89.4517 | 132.6747 | 198.3597 | 6.5467 | 41.0924 | 186.7863 | 328.5258 | 9.839 | 803
|  | 243 | 527.2206 | 89.1187 | 132.2577 | 198.2234 | 6.5467 | 41.0775 | 186.6062 | 327.8301 | 9.839 | 803
|  | 244 | 523.4248 | 88.3782 | 131.9873 | 198.087 | 6.5467 | 41.0628 | 186.4289 | 327.1558 | 9.839 | 803
|  | 245 | 519.4764 | 87.9826 | 131.5248 | 197.9506 | 6.5467 | 41.0483 | 186.2545 | 326.5039 | 9.839 | 803
|  | 246 | 515.3989 | 87.6677 | 131.1107 | 197.8143 | 6.5467 | 41.0339 | 186.083 | 325.8749 | 9.839 | 803
|  | 247 | 511.2287 | 87.2782 | 130.864 | 197.6779 | 6.5467 | 41.0198 | 185.9144 | 325.2697 | 9.839 | 803
|  | 248 | 507.3885 | 86.8496 | 130.3515 | 197.5162 | 6.5467 | 41.0058 | 185.7488 | 324.6891 | 9.839 | 803
|  | 249 | 503.3215 | 86.5221 | 129.863 | 197.4564 | 6.5467 | 40.9921 | 185.5863 | 324.1337 | 9.839 | 803
|  | 250 | 499.1037 | 86.2108 | 129.4729 | 197.4327 | 6.5467 | 40.9785 | 185.4267 | 323.6043 | 9.839 | 803
|  | 251 | 494.9865 | 85.8588 | 129.0853 | 197.3465 | 6.5467 | 40.9651 | 185.2703 | 323.1017 | 9.839 | 803
|  | 252 | 490.8128 | 85.4331 | 128.828 | 197.2603 | 6.5467 | 40.9519 | 185.117 | 322.6267 | 9.839 | 803
|  | 253 | 486.3509 | 85.261 | 128.6053 | 197.1741 | 6.5467 | 40.9389 | 184.9669 | 322.18 | 9.839 | 803
|  | 254 | 482.2431 | 84.7888 | 128.3287 | 197.0879 | 6.5467 | 40.9261 | 184.82 | 321.7623 | 9.839 | 803
|  | 255 | 478.1503 | 84.2314 | 128.1222 | 197.0017 | 6.5467 | 40.9135 | 184.6764 | 321.3744 | 9.839 | 803
|  | 256 | 473.8365 | 83.9352 | 127.8755 | 196.9155 | 6.5467 | 40.901 | 184.5361 | 321.0171 | 9.839 | 803
|  | 257 | 469.5535 | 83.6731 | 127.5641 | 196.8293 | 6.5467 | 40.8887 | 184.3991 | 320.6911 | 9.839 | 803
|  | 258 | 465.5507 | 83.1303 | 127.2529 | 196.743 | 6.5467 | 40.8767 | 184.2655 | 320.3972 | 9.839 | 803
|  | 259 | 461.461 | 82.6594 | 126.9567 | 196.6568 | 6.5467 | 40.8648 | 184.1353 | 320.1361 | 9.839 | 803
|  | 260 | 457.2648 | 82.2693 | 126.6865 | 196.5706 | 6.5467 | 40.8531 | 184.0085 | 319.9086 | 9.839 | 803
|  | 261 | 453.3053 | 81.7609 | 126.2976 | 196.4844 | 6.5467 | 40.8416 | 183.8853 | 319.7155 | 9.839 | 803
|  | 262 | 449.1779 | 81.3994 | 126.0183 | 196.3097 | 6.5467 | 40.8302 | 183.7656 | 319.5574 | 9.839 | 803
|  | 263 | 445.5001 | 80.7936 | 125.6468 | 196.0219 | 6.5467 | 40.8191 | 183.6494 | 319.4357 | 9.839 | 803
|  | 264 | 441.906 | 80.12 | 125.273 | 195.7205 | 6.5467 | 40.8081 | 183.5369 | 319.3507 | 9.839 | 803
|  | 265 | 437.8652 | 79.6892 | 125.0097 | 195.5126 | 6.5467 | 40.7975 | 183.4281 | 319.3031 | 9.839 | 803
|  | 266 | 433.8876 | 79.1982 | 124.6555 | 195.3926 | 6.5467 | 40.7908 | 183.3229 | 319.2935 | 9.839 | 803
|  | 267 | 429.8227 | 78.739 | 124.2959 | 195.3333 | 6.5467 | 40.7841 | 183.2215 | 319.3261 | 9.839 | 803
|  | 268 | 425.7108 | 78.3394 | 123.9277 | 195.2701 | 6.5467 | 40.7774 | 183.1238 | 319.3987 | 9.839 | 803
|  | 269 | 421.6479 | 77.8421 | 123.6082 | 195.2069 | 6.5467 | 40.7707 | 183.03 | 319.5115 | 9.839 | 803
|  | 270 | 417.3982 | 77.4849 | 123.2694 | 195.2098 | 6.5467 | 40.7639 | 182.94 | 319.6653 | 9.839 | 803
|  | 271 | 413.1589 | 77.0993 | 122.8995 | 195.2617 | 6.5467 | 40.7571 | 182.8539 | 319.8612 | 9.839 | 803
|  | 272 | 408.8945 | 76.6636 | 122.5516 | 195.3668 | 6.5467 | 40.7504 | 182.7717 | 320.1038 | 9.839 | 803
|  | 273 | 404.5299 | 76.2744 | 122.2573 | 195.4719 | 6.5467 | 40.7435 | 182.6936 | 320.3893 | 9.839 | 803
|  | 274 | 400.2797 | 75.8958 | 121.8543 | 195.5609 | 6.5467 | 40.7367 | 182.6194 | 320.7183 | 9.839 | 803
|  | 275 | 396.029 | 75.5447 | 121.4487 | 195.6254 | 6.5467 | 40.7298 | 182.5492 | 321.0913 | 9.839 | 803
|  | 276 | 391.6631 | 75.2231 | 121.1289 | 195.6898 | 6.5467 | 40.7228 | 182.4828 | 321.5064 | 9.839 | 803
|  | 277 | 387.4569 | 74.8362 | 120.7147 | 195.7543 | 6.5467 | 40.7159 | 182.4199 | 321.9616 | 9.839 | 803
|  | 278 | 383.2721 | 74.4812 | 120.2555 | 195.8104 | 6.5467 | 40.7089 | 182.3602 | 322.4547 | 9.839 | 803
|  | 279 | 379.0927 | 74.1264 | 119.8415 | 195.8157 | 6.5467 | 40.7018 | 182.3033 | 322.9835 | 9.839 | 803
|  | 280 | 374.8389 | 73.8045 | 119.4324 | 195.8576 | 6.5467 | 40.6947 | 182.249 | 323.5459 | 9.839 | 803
|  | 281 | 370.7182 | 73.4488 | 118.9912 | 195.8323 | 6.5467 | 40.6876 | 182.1971 | 324.1397 | 9.839 | 803
|  | 282 | 366.4319 | 73.1712 | 118.635 | 195.8094 | 6.5467 | 40.6804 | 182.1471 | 324.7628 | 9.839 | 803
|  | 283 | 363.1644 | 72.7865 | 118.3145 | 195.8522 | 6.5467 | 40.6731 | 182.0989 | 325.413 | 9.839 | 803
|  | 284 | 359.8829 | 72.4623 | 117.9983 | 195.9869 | 6.5467 | 40.6658 | 182.052 | 326.0881 | 9.839 | 803
|  | 285 | 356.7513 | 71.9826 | 117.7218 | 196.0873 | 6.5467 | 40.6585 | 182.0064 | 326.786 | 9.839 | 803
|  | 286 | 353.5182 | 71.7166 | 117.3771 | 196.1439 | 6.5467 | 40.6511 | 181.9615 | 327.5045 | 9.839 | 803
|  | 287 | 350.2756 | 71.4068 | 117.0831 | 196.203 | 6.5467 | 40.6436 | 181.9172 | 328.2416 | 9.839 | 803
|  | 288 | 346.9044 | 71.1992 | 116.8156 | 196.2621 | 6.5467 | 40.6361 | 181.8732 | 328.9949 | 9.839 | 803
|  | 289 | 343.5884 | 70.9023 | 116.5606 | 196.3426 | 6.5467 | 40.6286 | 181.8291 | 329.7624 | 9.839 | 803
|  | 290 | 340.418 | 70.5973 | 116.1567 | 196.4347 | 6.5467 | 40.621 | 181.7847 | 330.5419 | 9.839 | 803
|  | 291 | 337.0851 | 70.3264 | 115.8811 | 196.5268 | 6.5467 | 40.6133 | 181.7397 | 331.3312 | 9.839 | 803
|  | 292 | 333.708 | 70.0945 | 115.6106 | 196.6189 | 6.5467 | 40.6055 | 181.6938 | 332.1282 | 9.839 | 803
|  | 293 | 330.4709 | 69.7094 | 115.3535 | 196.711 | 6.5467 | 40.5977 | 181.6466 | 332.9307 | 9.839 | 803
|  | 294 | 327.1308 | 69.4235 | 115.1002 | 196.8031 | 6.5467 | 40.5899 | 181.598 | 333.7367 | 9.839 | 803
|  | 295 | 323.767 | 69.1367 | 114.8714 | 196.8953 | 6.5467 | 40.5819 | 181.5476 | 334.5438 | 9.839 | 803
|  | 296 | 320.423 | 68.8512 | 114.6215 | 196.9874 | 6.5467 | 40.574 | 181.4951 | 335.35 | 9.839 | 803
|  | 297 | 317.1051 | 68.59 | 114.3228 | 197.0778 | 6.5467 | 40.5659 | 181.4403 | 336.1531 | 9.839 | 803
|  | 298 | 313.8456 | 68.2888 | 114.0087 | 197.1653 | 6.5467 | 40.5578 | 181.3827 | 336.9509 | 9.839 | 803
|  | 299 | 310.4973 | 68.0584 | 113.7093 | 197.2562 | 6.5467 | 40.5496 | 181.3222 | 337.7413 | 9.839 | 803
|  | 300 | 307.107 | 67.7752 | 113.4981 | 197.3536 | 6.5467 | 40.5413 | 181.2585 | 338.5221 | 9.839 | 803
|  | 301 | 303.9005 | 67.4039 | 113.1912 | 197.4511 | 6.5467 | 40.533 | 181.1912 | 339.2913 | 9.839 | 803
|  | 302 | 300.4401 | 67.1355 | 113.0353 | 197.5485 | 6.5467 | 40.5245 | 181.1201 | 340.0465 | 9.839 | 803
|  | 303 | 297.0662 | 66.8485 | 112.7975 | 197.6598 | 6.5467 | 40.5161 | 181.0449 | 340.7856 | 9.839 | 803
|  | 304 | 293.7548 | 66.5717 | 112.4865 | 197.7718 | 6.5467 | 40.5075 | 180.9653 | 341.5066 | 9.839 | 803
|  | 305 | 290.5543 | 66.1955 | 112.1625 | 197.8853 | 6.5467 | 40.4988 | 180.8809 | 342.2072 | 9.839 | 803
|  | 306 | 287.1819 | 65.9159 | 111.9131 | 197.9993 | 6.5467 | 40.4901 | 180.7916 | 342.8853 | 9.839 | 803
|  | 307 | 283.8879 | 65.657 | 111.5646 | 198.1134 | 6.5467 | 40.4813 | 180.6969 | 343.5388 | 9.839 | 803
|  | 308 | 280.5575 | 65.3798 | 111.2709 | 198.2275 | 6.5467 | 40.4724 | 180.5967 | 344.1653 | 9.839 | 803
|  | 309 | 277.2852 | 65.0756 | 110.946 | 198.3415 | 6.5467 | 40.4635 | 180.4906 | 344.7629 | 9.839 | 803
|  | 310 | 274.0245 | 64.8149 | 110.5661 | 198.4556 | 6.5467 | 40.4544 | 180.3783 | 345.3294 | 9.839 | 803
|  | 311 | 270.8407 | 64.552 | 110.1114 | 198.5697 | 6.5467 | 40.4453 | 180.2596 | 345.8625 | 9.839 | 803
|  | 312 | 267.5331 | 64.3056 | 109.7641 | 198.6838 | 6.5467 | 40.436 | 180.1341 | 346.3602 | 9.839 | 803
|  | 313 | 264.2983 | 64.0498 | 109.3534 | 198.7978 | 6.5467 | 40.4267 | 180.0015 | 346.8203 | 9.839 | 803
|  | 314 | 261.0462 | 63.7799 | 108.974 | 198.9119 | 6.5467 | 40.4173 | 179.8617 | 347.2406 | 9.839 | 803
|  | 315 | 257.7631 | 63.5873 | 108.5483 | 199.026 | 6.5467 | 40.4078 | 179.7142 | 347.619 | 9.839 | 803
|  | 316 | 254.5632 | 63.3265 | 108.1077 | 199.14 | 6.5467 | 40.3982 | 179.5587 | 347.9536 | 9.839 | 803
|  | 317 | 251.4813 | 62.9712 | 107.6435 | 199.2541 | 6.5467 | 40.3901 | 179.3951 | 348.2425 | 9.839 | 803
|  | 318 | 248.253 | 62.6758 | 107.2659 | 199.3682 | 6.5467 | 40.3822 | 179.2229 | 348.4842 | 9.839 | 803
|  | 319 | 245.0482 | 62.3739 | 106.8713 | 199.4823 | 6.5467 | 40.3741 | 179.042 | 348.6754 | 9.839 | 803
|  | 320 | 242.1233 | 62.1071 | 106.1616 | 199.5963 | 6.5467 | 40.3659 | 178.852 | 348.8137 | 9.839 | 803
|  | 321 | 239.0468 | 61.811 | 105.6329 | 199.7104 | 6.5467 | 40.3576 | 178.6526 | 348.8977 | 9.839 | 803
|  | 322 | 235.7282 | 61.5341 | 105.327 | 199.8245 | 6.5467 | 40.349 | 178.4435 | 348.9261 | 9.839 | 803
|  | 323 | 232.5284 | 61.2216 | 104.9379 | 199.9385 | 6.5467 | 40.3404 | 178.2244 | 348.8952 | 9.839 | 803
|  | 324 | 229.4676 | 60.9465 | 104.3724 | 200.0526 | 6.5467 | 40.3316 | 177.9951 | 348.8029 | 9.839 | 803
|  | 325 | 226.2799 | 60.6861 | 103.9192 | 200.1667 | 6.5467 | 40.3226 | 177.7552 | 348.6469 | 9.839 | 803
|  | 326 | 223.3364 | 60.389 | 103.2584 | 200.2808 | 6.5467 | 40.3134 | 177.5045 | 348.425 | 9.839 | 803
|  | 327 | 219.9266 | 60.2217 | 102.9343 | 200.3948 | 6.5467 | 40.304 | 177.2427 | 348.1352 | 9.839 | 803
|  | 328 | 216.7424 | 59.8744 | 102.5643 | 200.5089 | 6.5467 | 40.2945 | 176.9694 | 347.7753 | 9.839 | 803
|  | 329 | 213.7943 | 59.5324 | 101.9531 | 200.623 | 6.5467 | 40.2847 | 176.6844 | 347.343 | 9.839 | 803
|  | 330 | 210.5349 | 59.198 | 101.6456 | 200.737 | 6.5467 | 40.2748 | 176.3874 | 346.8362 | 9.839 | 803
|  | 331 | 207.7342 | 58.8927 | 100.8502 | 200.8511 | 6.5467 | 40.2646 | 176.0781 | 346.2527 | 9.839 | 803
|  | 332 | 204.7612 | 58.4986 | 100.316 | 200.9652 | 6.5467 | 40.2542 | 175.7562 | 345.5904 | 9.839 | 803
|  | 333 | 201.7923 | 58.1105 | 99.7716 | 201.0793 | 6.5467 | 40.2436 | 175.4215 | 344.8471 | 9.839 | 803
|  | 334 | 199.0008 | 57.5842 | 99.1881 | 201.1933 | 6.5467 | 40.2328 | 175.0735 | 344.0206 | 9.839 | 803
|  | 335 | 196.0119 | 57.1146 | 98.7452 | 201.3074 | 6.5467 | 40.2217 | 174.7121 | 343.1088 | 9.839 | 803
|  | 336 | 193.1454 | 56.7365 | 98.0885 | 201.4215 | 6.5467 | 40.2103 | 174.3369 | 342.1094 | 9.839 | 803
|  | 337 | 190.4522 | 56.3577 | 97.2591 | 201.5356 | 6.5467 | 40.1987 | 173.9476 | 341.0203 | 9.839 | 803
|  | 338 | 187.533 | 55.9601 | 96.6746 | 201.6496 | 6.5467 | 40.1869 | 173.544 | 339.8394 | 9.839 | 803
|  | 339 | 184.6793 | 55.6479 | 95.9391 | 201.7637 | 6.5467 | 40.1747 | 173.1258 | 338.5644 | 9.839 | 803
|  | 340 | 181.9037 | 55.2362 | 95.2251 | 201.8778 | 6.5467 | 40.1623 | 172.6926 | 337.1932 | 9.839 | 803
|  | 341 | 178.8359 | 54.8879 | 94.7398 | 201.9918 | 6.5467 | 40.1496 | 172.2442 | 335.7236 | 9.839 | 803
|  | 342 | 175.7397 | 54.5744 | 94.2482 | 202.1059 | 6.5467 | 40.1367 | 171.7803 | 334.1535 | 9.839 | 803
|  | 343 | 172.8277 | 54.2477 | 93.5856 | 202.22 | 6.5467 | 40.1234 | 171.3006 | 332.4807 | 9.839 | 803
|  | 344 | 169.8724 | 53.9112 | 92.976 | 202.3341 | 6.5467 | 40.1098 | 170.8047 | 330.7029 | 9.839 | 803
|  | 345 | 167.1339 | 53.5541 | 92.1702 | 202.4481 | 6.5467 | 40.0959 | 170.2925 | 328.8181 | 9.839 | 803
|  | 346 | 164.3182 | 53.1954 | 91.4433 | 202.5622 | 6.5467 | 40.0817 | 169.7636 | 326.8241 | 9.839 | 803
|  | 347 | 161.2297 | 52.8395 | 90.9864 | 202.6763 | 6.5467 | 40.0672 | 169.2177 | 324.7186 | 9.839 | 803
|  | 348 | 158.4226 | 52.4537 | 90.2779 | 202.7903 | 6.5467 | 40.0523 | 168.6546 | 322.4996 | 9.839 | 803
|  | 349 | 155.4547 | 52.0633 | 89.7348 | 202.9044 | 6.5467 | 40.0371 | 168.0739 | 320.1648 | 9.839 | 803
|  | 350 | 152.46 | 51.6265 | 89.265 | 203.0185 | 6.5467 | 40.0215 | 167.4753 | 317.7121 | 9.839 | 803
|  | 351 | 149.7125 | 51.1707 | 88.5669 | 203.1326 | 6.5467 | 40.0056 | 166.8586 | 315.1393 | 9.839 | 803
|  | 352 | 146.6352 | 50.9289 | 87.9847 | 203.2466 | 6.5467 | 39.9894 | 166.2235 | 312.4442 | 9.839 | 803
|  | 353 | 143.4107 | 50.5665 | 87.6702 | 203.3607 | 6.5467 | 39.9727 | 165.5696 | 309.6247 | 9.839 | 803
|  | 354 | 140.1052 | 50.1577 | 87.4831 | 203.4748 | 6.5467 | 39.9557 | 164.8967 | 306.6786 | 9.839 | 803
|  | 355 | 137.209 | 49.5751 | 87.0606 | 203.5888 | 6.5467 | 39.9383 | 164.2045 | 303.6038 | 9.839 | 803
|  | 356 | 134.5339 | 49.0826 | 86.3268 | 203.7029 | 6.5467 | 39.9238 | 163.4927 | 300.4019 | 9.839 | 803
|  | 357 | 131.3979 | 48.7172 | 85.9269 | 203.817 | 6.5467 | 39.9093 | 162.761 | 297.0709 | 9.839 | 803
|  | 358 | 128.4632 | 48.274 | 85.4034 | 203.9311 | 6.5467 | 39.8946 | 162.0091 | 293.6052 | 9.839 | 803
|  | 359 | 126.3333 | 47.6761 | 84.2299 | 204.0451 | 6.5467 | 39.8798 | 161.2367 | 290.0026 | 9.839 | 803
|  | 360 | 123.9402 | 47.2902 | 83.1075 | 204.1592 | 6.5467 | 39.8649 | 160.4435 | 286.2611 | 9.839 | 803
|  | 361 | 121.1567 | 46.7304 | 82.5495 | 204.2733 | 6.5467 | 39.8497 | 159.6293 | 282.3783 | 9.839 | 803
|  | 362 | 118.1717 | 46.1948 | 82.1688 | 204.3873 | 6.5467 | 39.8345 | 158.7937 | 278.3583 | 9.839 | 803
|  | 363 | 115.1316 | 45.5881 | 81.9142 | 204.5014 | 6.5467 | 39.819 | 157.9365 | 274.1955 | 9.839 | 803
|  | 364 | 111.9931 | 45.1484 | 81.591 | 204.6155 | 6.5467 | 39.8035 | 157.0573 | 269.8856 | 9.839 | 803
|  | 365 | 108.9422 | 44.6338 | 81.2553 | 204.7296 | 6.5467 | 39.7877 | 156.1559 | 265.4263 | 9.839 | 803

## 2023-2024 Severe Load Curve
2023-2024 Severe Load Curve
| A5.1P - 2023/24 Load curve (1-in-50) - Falling Short | [11 empty] | A5.1Q - 2023/24 Load curve (1-in-50) - System Transformation | [11 empty] | A5.1R - 2023/24 Load curve (1-in-50) - Consumer Transformation | [11 empty] | A5.1S - 2023/24 Load curve (1-in-50) - Leading the Way | [11 empty] | A5.1T - 2023/24 Load curve (1-in-50) - Five Year Forecast
| Source: National Grid | [11 empty] | Source: National Grid | [11 empty] | Source: National Grid | [11 empty] | Source: National Grid | [11 empty] | Source: National Grid
|  | Day number | NDM 0 - 73.2 MWh | NDM 73.2-732 MWh | NDM > 732 MWh | Total DM | LDZ Shrinkage | NTS Industrial | Exports to Ireland | NTS Power | NTS Shrinkage | IUK & BBL |  | Day number | NDM 0 - 73.2 MWh | NDM 73.2-732 MWh | NDM > 732 MWh | Total DM | LDZ Shrinkage | NTS Industrial | Exports to Ireland | NTS Power | NTS Shrinkage | IUK & BBL |  | Day number | NDM 0 - 73.2 MWh | NDM 73.2-732 MWh | NDM > 732 MWh | Total DM | LDZ Shrinkage | NTS Industrial | Exports to Ireland | NTS Power | NTS Shrinkage | IUK & BBL |  | Day number | NDM 0 - 73.2 MWh | NDM 73.2-732 MWh | NDM > 732 MWh | Total DM | LDZ Shrinkage | NTS Industrial | Exports to Ireland | NTS Power | NTS Shrinkage | IUK & BBL |  | Day number | NDM 0 - 73.2 MWh | NDM 73.2-732 MWh | NDM > 732 MWh | Total DM | LDZ Shrinkage | NTS Industrial | Exports to Ireland | NTS Power | NTS Shrinkage | IUK & BBL
|  | 1 | 3258.9711 | 359.8962 | 444.1794 | 293.3022 | 6.5467 | 52.6188 | 305.582 | 632.3049 | 10.486 | 0 |  | 1 | 2977.4896 | 353.9231 | 409.5446 | 295.8649 | 6.5467 | 44.1569 | 327.6071 | 558.9343 | 10.1043 | 0 |  | 1 | 2893.8459 | 379.6788 | 391.9546 | 312.7965 | 6.5467 | 62.9406 | 329.9879 | 586.3528 | 8.5892 | 0 |  | 1 | 2856.8158 | 310.323 | 378.5956 | 274.855 | 6.5467 | 44.1458 | 316.5381 | 378.4725 | 9.1227 | 0 |  | 1 | 2996.201 | 324.7816 | 361.1165 | 296.054 | 6.5467 | 51.5025 | 317.6078 | 541.849 | 9.839 | 0
|  | 2 | 3165.7969 | 351.8254 | 435.8718 | 289.4036 | 6.5467 | 52.4949 | 304.0102 | 632.5278 | 10.486 | 0 |  | 2 | 2891.1873 | 345.9798 | 401.8087 | 292.024 | 6.5467 | 44.0568 | 325.8544 | 559.2138 | 10.1043 | 0 |  | 2 | 2810.6411 | 371.1634 | 384.6107 | 308.3682 | 6.5467 | 62.7919 | 328.2599 | 586.2598 | 8.5892 | 0 |  | 2 | 2775.6726 | 303.1851 | 370.9075 | 271.5734 | 6.5467 | 44.0449 | 314.8488 | 379.0521 | 9.1227 | 0 |  | 2 | 2909.6948 | 317.775 | 354.7192 | 291.6194 | 6.5467 | 51.3799 | 315.885 | 542.0837 | 9.839 | 0
|  | 3 | 3082.6151 | 342.7407 | 428.582 | 285.5814 | 6.5467 | 52.373 | 302.4608 | 632.6712 | 10.486 | 0 |  | 3 | 2813.5424 | 337.2114 | 395.6844 | 288.2039 | 6.5467 | 43.9585 | 324.1282 | 559.419 | 10.1043 | 0 |  | 3 | 2735.6709 | 362.0501 | 378.7263 | 304.0628 | 6.5467 | 62.6453 | 326.5571 | 586.0985 | 8.5892 | 0 |  | 3 | 2701.6561 | 295.7953 | 365.1635 | 268.2521 | 6.5467 | 43.9456 | 313.185 | 379.569 | 9.1227 | 0 |  | 3 | 2833.2488 | 309.5492 | 348.6172 | 287.3491 | 6.5467 | 51.2594 | 314.1888 | 542.2487 | 9.839 | 0
|  | 4 | 3006.3506 | 336.9576 | 420.516 | 281.8507 | 6.5467 | 52.2531 | 300.9337 | 632.7365 | 10.486 | 0 |  | 4 | 2744.3657 | 330.9939 | 387.4539 | 284.4263 | 6.5467 | 43.8618 | 322.4283 | 559.5511 | 10.1043 | 0 |  | 4 | 2668.6902 | 355.131 | 371.2473 | 299.8933 | 6.5467 | 62.5007 | 324.8792 | 585.87 | 8.5892 | 0 |  | 4 | 2635.4935 | 290.1865 | 358.1113 | 264.9156 | 6.5467 | 43.8479 | 311.5463 | 380.024 | 9.1227 | 0 |  | 4 | 2762.649 | 304.2262 | 342.3952 | 283.2512 | 6.5467 | 51.1408 | 312.5188 | 542.3451 | 9.839 | 0
|  | 5 | 2937.6084 | 330.7891 | 414.202 | 278.2263 | 6.5467 | 52.1353 | 299.4287 | 632.7251 | 10.486 | 0 |  | 5 | 2681.1935 | 324.9527 | 381.4246 | 280.7128 | 6.5467 | 43.7667 | 320.7545 | 559.6115 | 10.1043 | 0 |  | 5 | 2606.9772 | 349.403 | 365.392 | 295.8727 | 6.5467 | 62.3582 | 323.2261 | 585.5756 | 8.5892 | 0 |  | 5 | 2573.4368 | 285.8019 | 353.5645 | 261.5886 | 6.5467 | 43.752 | 309.9325 | 380.4184 | 9.1227 | 0 |  | 5 | 2698.4357 | 299.3453 | 337.4666 | 279.3339 | 6.5467 | 51.0242 | 310.8748 | 542.3743 | 9.839 | 0
|  | 6 | 2877.8396 | 324.3357 | 407.5349 | 274.7232 | 6.5467 | 52.0193 | 297.9456 | 632.6383 | 10.486 | 0 |  | 6 | 2624.7472 | 319.4186 | 376.0133 | 277.085 | 6.5467 | 43.6732 | 319.1064 | 559.6014 | 10.1043 | 0 |  | 6 | 2555.5155 | 341.5657 | 358.9706 | 292.014 | 6.5467 | 62.2176 | 321.5975 | 585.2164 | 8.5892 | 0 |  | 6 | 2522.1909 | 279.6226 | 347.3454 | 258.2956 | 6.5467 | 43.6576 | 308.3432 | 380.7531 | 9.1227 | 0 |  | 6 | 2643.6737 | 293.556 | 331.6103 | 275.6053 | 6.5467 | 50.9096 | 309.2565 | 542.3373 | 9.839 | 0
|  | 7 | 2823.0777 | 319.5564 | 401.9684 | 271.3565 | 6.5467 | 51.9054 | 296.4841 | 632.4775 | 10.486 | 0 |  | 7 | 2576.4472 | 313.6955 | 369.9645 | 273.5646 | 6.5467 | 43.5813 | 317.4838 | 559.5221 | 10.1043 | 0 |  | 7 | 2506.3605 | 336.9314 | 354.1085 | 288.3301 | 6.5467 | 62.0791 | 319.9931 | 584.7937 | 8.5892 | 0 |  | 7 | 2474.7485 | 275.4329 | 342.185 | 255.0612 | 6.5467 | 43.5649 | 306.7784 | 381.0292 | 9.1227 | 0 |  | 7 | 2594.3342 | 288.15 | 327.0563 | 272.0735 | 6.5467 | 50.797 | 307.6636 | 542.2354 | 9.839 | 0
|  | 8 | 2774.1413 | 314.5902 | 397.9912 | 268.1411 | 6.5467 | 51.7933 | 295.0439 | 632.244 | 10.486 | 0 |  | 8 | 2531.247 | 309.1587 | 366.4189 | 270.1733 | 6.5467 | 43.4909 | 315.8864 | 559.3748 | 10.1043 | 0 |  | 8 | 2461.9316 | 332.3633 | 351.0164 | 284.8341 | 6.5467 | 61.9425 | 318.4127 | 584.3085 | 8.5892 | 0 |  | 8 | 2430.9887 | 271.593 | 339.3528 | 251.9101 | 6.5467 | 43.4737 | 305.2376 | 381.2477 | 9.1227 | 0 |  | 8 | 2548.526 | 284.2629 | 324.0532 | 268.7467 | 6.5467 | 50.6862 | 306.0959 | 542.0697 | 9.839 | 0
|  | 9 | 2730.9555 | 310.6813 | 393.8803 | 265.0919 | 6.5467 | 51.6832 | 293.625 | 631.9392 | 10.486 | 0 |  | 9 | 2491.6094 | 305.4027 | 362.7877 | 266.9327 | 6.5467 | 43.4021 | 314.314 | 559.1608 | 10.1043 | 0 |  | 9 | 2423.019 | 328.4306 | 347.8281 | 281.5387 | 6.5467 | 61.8079 | 316.856 | 583.7622 | 8.5892 | 0 |  | 9 | 2393.7765 | 268.0899 | 335.505 | 248.8667 | 6.5467 | 43.3841 | 303.7208 | 381.4099 | 9.1227 | 0 |  | 9 | 2507.2736 | 281.404 | 321.56 | 265.633 | 6.5467 | 50.5774 | 304.5531 | 541.8415 | 9.839 | 0
|  | 10 | 2695.2177 | 306.5897 | 388.6247 | 262.224 | 6.5467 | 51.5749 | 292.227 | 631.5645 | 10.486 | 0 |  | 10 | 2458.8952 | 301.4611 | 358.1459 | 263.8644 | 6.5467 | 43.3148 | 312.7663 | 558.8813 | 10.1043 | 0 |  | 10 | 2391.6826 | 323.5205 | 343.59 | 278.4571 | 6.5467 | 61.6752 | 315.3228 | 583.156 | 8.5892 | 0 |  | 10 | 2362.2835 | 264.7097 | 331.1922 | 245.9558 | 6.5467 | 43.2961 | 302.2275 | 381.5166 | 9.1227 | 0 |  | 10 | 2476.0144 | 276.8517 | 316.3542 | 262.7406 | 6.5467 | 50.4704 | 303.0348 | 541.5519 | 9.839 | 0
|  | 11 | 2661.1038 | 303.9644 | 385.8456 | 259.5524 | 6.5467 | 51.4684 | 290.8497 | 631.1211 | 10.486 | 0 |  | 11 | 2428.1386 | 298.9892 | 355.2728 | 260.9902 | 6.5467 | 43.229 | 311.2429 | 558.5376 | 10.1043 | 0 |  | 11 | 2362.129 | 320.7875 | 340.4341 | 275.6022 | 6.5467 | 61.5444 | 313.8128 | 582.4909 | 8.5892 | 0 |  | 11 | 2332.1081 | 262.5664 | 329.2104 | 243.2019 | 6.5467 | 43.2096 | 300.7575 | 381.5689 | 9.1227 | 0 |  | 11 | 2444.7081 | 274.1767 | 314.3983 | 260.0775 | 6.5467 | 50.3652 | 301.5409 | 541.2022 | 9.839 | 0
|  | 12 | 2632.2915 | 300.6514 | 383.4659 | 257.0919 | 6.5467 | 51.3638 | 289.493 | 630.6105 | 10.486 | 0 |  | 12 | 2402.3982 | 295.2456 | 353.3204 | 258.3316 | 6.5467 | 43.1447 | 309.7437 | 558.131 | 10.1043 | 0 |  | 12 | 2336.2687 | 317.8574 | 338.3173 | 272.987 | 6.5467 | 61.4155 | 312.3258 | 581.7682 | 8.5892 | 0 |  | 12 | 2307.264 | 259.6541 | 327.0603 | 240.6296 | 6.5467 | 43.1246 | 299.3106 | 381.568 | 9.1227 | 0 |  | 12 | 2416.623 | 272.3584 | 312.9375 | 257.6519 | 6.5467 | 50.2619 | 300.071 | 540.7934 | 9.839 | 0
|  | 13 | 2606.4208 | 298.5073 | 381.4351 | 254.8577 | 6.5467 | 51.2609 | 288.1565 | 630.0341 | 10.486 | 0 |  | 13 | 2379.016 | 293.2325 | 351.4133 | 255.9102 | 6.5467 | 43.0618 | 308.2683 | 557.6628 | 10.1043 | 0 |  | 13 | 2314.0789 | 315.2574 | 336.2286 | 270.6243 | 6.5467 | 61.2885 | 310.8615 | 580.9892 | 8.5892 | 0 |  | 13 | 2285.7787 | 257.1846 | 325.0108 | 238.2635 | 6.5467 | 43.0411 | 297.8866 | 381.5149 | 9.1227 | 0 |  | 13 | 2393.6459 | 269.7801 | 311.1946 | 255.4719 | 6.5467 | 50.1603 | 298.6249 | 540.3269 | 9.839 | 0
|  | 14 | 2584.6138 | 296.796 | 378.8135 | 252.8646 | 6.5467 | 51.1598 | 286.8401 | 629.3931 | 10.486 | 0 |  | 14 | 2359.0294 | 291.8268 | 349.1065 | 253.7478 | 6.5467 | 42.9804 | 306.8165 | 557.1341 | 10.1043 | 0 |  | 14 | 2294.8233 | 313.2978 | 334.0874 | 268.5273 | 6.5467 | 61.1632 | 309.4196 | 580.1549 | 8.5892 | 0 |  | 14 | 2266.542 | 255.9696 | 322.8688 | 236.1283 | 6.5467 | 42.9591 | 296.4851 | 381.4106 | 9.1227 | 0 |  | 14 | 2373.493 | 268.0397 | 309.3488 | 253.5456 | 6.5467 | 50.0605 | 297.2023 | 539.8038 | 9.839 | 0
|  | 15 | 2565.7103 | 294.6895 | 377.0357 | 251.1277 | 6.5467 | 51.0605 | 285.5435 | 628.689 | 10.486 | 0 |  | 15 | 2341.5355 | 290.3408 | 347.4593 | 251.866 | 6.5467 | 42.9004 | 305.388 | 556.5463 | 10.1043 | 0 |  | 15 | 2277.668 | 311.2648 | 332.9344 | 266.7088 | 6.5467 | 61.0399 | 308 | 579.2667 | 8.5892 | 0 |  | 15 | 2249.9826 | 254.342 | 321.3811 | 234.2484 | 6.5467 | 42.8785 | 295.1059 | 381.2562 | 9.1227 | 0 |  | 15 | 2355.8268 | 266.6797 | 307.6878 | 251.8813 | 6.5467 | 49.9625 | 295.8029 | 539.2253 | 9.839 | 0
|  | 16 | 2548.9619 | 293.0666 | 375.4177 | 249.6619 | 6.5467 | 50.9629 | 284.2666 | 627.923 | 10.486 | 0 |  | 16 | 2326.5015 | 288.5524 | 346.1958 | 250.2865 | 6.5467 | 42.8219 | 303.9825 | 555.9006 | 10.1043 | 0 |  | 16 | 2263.0907 | 309.5379 | 331.4057 | 265.1818 | 6.5467 | 60.9183 | 306.6023 | 578.3256 | 8.5892 | 0 |  | 16 | 2235.2212 | 253.0532 | 320.1839 | 232.6485 | 6.5467 | 42.7993 | 293.7487 | 381.0528 | 9.1227 | 0 |  | 16 | 2340.7042 | 265.0287 | 306.3194 | 250.487 | 6.5467 | 49.8662 | 294.4265 | 538.5926 | 9.839 | 0
|  | 17 | 2535.0088 | 291.1924 | 373.5003 | 248.4822 | 6.5467 | 50.867 | 283.009 | 627.0966 | 10.486 | 0 |  | 17 | 2313.6941 | 286.6213 | 344.8587 | 249.0308 | 6.5467 | 42.7446 | 302.5998 | 555.1983 | 10.1043 | 0 |  | 17 | 2250.9046 | 307.7701 | 329.5286 | 263.9593 | 6.5467 | 60.7984 | 305.2264 | 577.333 | 8.5892 | 0 |  | 17 | 2223.1897 | 251.5133 | 318.4436 | 231.3531 | 6.5467 | 42.7215 | 292.4134 | 380.8014 | 9.1227 | 0 |  | 17 | 2328.2861 | 263.1991 | 304.4631 | 249.3708 | 6.5467 | 49.7716 | 293.0727 | 537.9069 | 9.839 | 0
|  | 18 | 2521.0246 | 290.1529 | 372.4704 | 247.6035 | 6.5467 | 50.7727 | 281.7706 | 626.2112 | 10.486 | 0 |  | 18 | 2301.1718 | 285.7092 | 343.6967 | 248.1207 | 6.5467 | 42.6688 | 301.2396 | 554.4406 | 10.1043 | 0 |  | 18 | 2238.0171 | 306.8924 | 328.9578 | 263.0542 | 6.5467 | 60.6804 | 303.8719 | 576.2899 | 8.5892 | 0 |  | 18 | 2210.9527 | 250.8892 | 317.437 | 230.387 | 6.5467 | 42.6452 | 291.0996 | 380.503 | 9.1227 | 0 |  | 18 | 2315.8951 | 261.9172 | 303.563 | 248.5409 | 6.5467 | 49.6786 | 291.7413 | 537.1694 | 9.839 | 0
|  | 19 | 2508.6381 | 288.82 | 371.2733 | 247.041 | 6.5467 | 50.6801 | 280.5512 | 625.2679 | 10.486 | 0 |  | 19 | 2289.6616 | 284.4364 | 342.8315 | 247.5777 | 6.5467 | 42.5943 | 299.9015 | 553.6288 | 10.1043 | 0 |  | 19 | 2227.647 | 305.2285 | 327.6439 | 262.4796 | 6.5467 | 60.564 | 302.5386 | 575.1976 | 8.5892 | 0 |  | 19 | 2200.6256 | 249.6236 | 316.1147 | 229.7746 | 6.5467 | 42.5702 | 289.8071 | 380.1588 | 9.1227 | 0 |  | 19 | 2304.3052 | 260.8062 | 302.7149 | 248.0054 | 6.5467 | 49.5873 | 290.432 | 536.3812 | 9.839 | 0
|  | 20 | 2496.3507 | 287.8747 | 370.1733 | 246.8094 | 6.5467 | 50.5891 | 279.3505 | 624.2684 | 10.486 | 0 |  | 20 | 2278.9076 | 283.2745 | 341.5165 | 247.4235 | 6.5467 | 42.5211 | 298.5854 | 552.7642 | 10.1043 | 0 |  | 20 | 2216.9344 | 304.1776 | 326.5413 | 262.2483 | 6.5467 | 60.4494 | 301.2262 | 574.0573 | 8.5892 | 0 |  | 20 | 2189.3353 | 249.1261 | 315.4481 | 229.5407 | 6.5467 | 42.4965 | 288.5356 | 379.7699 | 9.1227 | 0 |  | 20 | 2292.6983 | 260.0766 | 302.0194 | 247.7725 | 6.5467 | 49.4976 | 289.1446 | 535.5436 | 9.839 | 0
|  | 21 | 2483.4119 | 287.1929 | 369.4911 | 246.9239 | 6.5467 | 50.4997 | 278.1682 | 623.2138 | 10.486 | 0 |  | 21 | 2267.7751 | 282.2347 | 340.3442 | 247.6799 | 6.5467 | 42.4493 | 297.2909 | 551.8479 | 10.1043 | 0 |  | 21 | 2206.1029 | 302.794 | 325.865 | 262.3734 | 6.5467 | 60.3365 | 299.9346 | 572.8702 | 8.5892 | 0 |  | 21 | 2178.7408 | 247.9565 | 314.727 | 229.7096 | 6.5467 | 42.4242 | 287.2849 | 379.3372 | 9.1227 | 0 |  | 21 | 2281.058 | 259.3232 | 301.3911 | 247.8503 | 6.5467 | 49.4096 | 287.8786 | 534.6578 | 9.839 | 0
|  | 22 | 2471.1517 | 286.0485 | 368.069 | 247.3993 | 6.5467 | 50.4119 | 277.0043 | 622.1055 | 10.486 | 0 |  | 22 | 2255.627 | 281.0362 | 339.7014 | 248.3683 | 6.5467 | 42.3787 | 296.0179 | 550.8814 | 10.1043 | 0 |  | 22 | 2194.4874 | 301.9045 | 324.9468 | 262.8677 | 6.5467 | 60.2252 | 298.6634 | 571.6374 | 8.5892 | 0 |  | 22 | 2167.8407 | 247.011 | 313.5649 | 230.3062 | 6.5467 | 42.3532 | 286.0547 | 378.8618 | 9.1227 | 0 |  | 22 | 2269.3734 | 258.5501 | 300.3298 | 248.2468 | 6.5467 | 49.323 | 286.634 | 533.7249 | 9.839 | 0
|  | 23 | 2458.4362 | 284.6642 | 366.2806 | 248.2349 | 6.5467 | 50.3256 | 275.8584 | 620.9449 | 10.486 | 0 |  | 23 | 2242.6129 | 280.213 | 338.4074 | 249.4769 | 6.5467 | 42.3093 | 294.7659 | 549.8659 | 10.1043 | 0 |  | 23 | 2182.9417 | 300.4416 | 323.519 | 263.719 | 6.5467 | 60.1156 | 297.4124 | 570.3602 | 8.5892 | 0 |  | 23 | 2156.5509 | 245.6348 | 312.2207 | 231.3433 | 6.5467 | 42.2835 | 284.8447 | 378.3448 | 9.1227 | 0 |  | 23 | 2257.0124 | 257.5846 | 299.14 | 248.9637 | 6.5467 | 49.2381 | 285.4104 | 532.7461 | 9.839 | 0
|  | 24 | 2444.122 | 283.3695 | 364.9654 | 248.9086 | 6.5467 | 50.2409 | 274.7304 | 619.7334 | 10.486 | 0 |  | 24 | 2229.9608 | 278.3424 | 336.8695 | 250.3533 | 6.5467 | 42.2412 | 293.5348 | 548.8025 | 10.1043 | 0 |  | 24 | 2170.4686 | 299.0042 | 322.0636 | 264.3833 | 6.5467 | 60.0076 | 296.1814 | 569.0398 | 8.5892 | 0 |  | 24 | 2143.7143 | 244.7861 | 310.9653 | 232.2891 | 6.5467 | 42.215 | 283.6548 | 377.7872 | 9.1227 | 0 |  | 24 | 2244.1834 | 256.211 | 297.8038 | 249.5602 | 6.5467 | 49.1546 | 284.2075 | 531.7227 | 9.839 | 0
|  | 25 | 2429.8387 | 281.7042 | 363.6048 | 249.5093 | 6.5467 | 50.1576 | 273.6199 | 618.4724 | 10.486 | 0 |  | 25 | 2216.6324 | 277.1066 | 335.4085 | 250.8253 | 6.5467 | 42.1744 | 292.3242 | 547.6926 | 10.1043 | 0 |  | 25 | 2157.6407 | 297.5076 | 320.8616 | 264.7647 | 6.5467 | 59.9012 | 294.97 | 567.6773 | 8.5892 | 0 |  | 25 | 2131.0869 | 243.343 | 309.8411 | 232.9568 | 6.5467 | 42.1478 | 282.4845 | 377.1902 | 9.1227 | 0 |  | 25 | 2231.8062 | 254.2809 | 296.2777 | 249.9941 | 6.5467 | 49.0727 | 283.025 | 530.6558 | 9.839 | 0
|  | 26 | 2415.5047 | 280.4989 | 362.5452 | 249.6862 | 6.5467 | 50.0758 | 272.5269 | 617.1631 | 10.486 | 0 |  | 26 | 2204.1555 | 275.701 | 334.2512 | 250.717 | 6.5467 | 42.1087 | 291.1339 | 546.5374 | 10.1043 | 0 |  | 26 | 2144.4492 | 296.4447 | 320.0746 | 264.8608 | 6.5467 | 59.7963 | 293.7781 | 566.274 | 8.5892 | 0 |  | 26 | 2118.4442 | 242.1778 | 308.7729 | 233.3059 | 6.5467 | 42.0818 | 281.3338 | 376.5547 | 9.1227 | 0 |  | 26 | 2218.8804 | 253.0026 | 295.4534 | 249.9015 | 6.5467 | 48.9923 | 281.8627 | 529.5467 | 9.839 | 0
|  | 27 | 2403.6425 | 279.2565 | 361.0792 | 249.6325 | 6.5467 | 49.9955 | 271.451 | 615.8069 | 10.486 | 0 |  | 27 | 2192.8198 | 274.8351 | 332.9534 | 250.4141 | 6.5467 | 42.0442 | 289.9636 | 545.3383 | 10.1043 | 0 |  | 27 | 2133.9186 | 295.0316 | 318.6474 | 264.743 | 6.5467 | 59.6931 | 292.6054 | 564.8311 | 8.5892 | 0 |  | 27 | 2107.6388 | 241.1968 | 307.6111 | 233.3085 | 6.5467 | 42.017 | 280.2023 | 375.8819 | 9.1227 | 0 |  | 27 | 2207.9276 | 252.0893 | 294.1715 | 249.5626 | 6.5467 | 48.9133 | 280.7203 | 528.3964 | 9.839 | 0
|  | 28 | 2390.8736 | 278.3884 | 359.926 | 249.7982 | 6.5467 | 49.9165 | 270.392 | 614.4052 | 10.486 | 0 |  | 28 | 2181.5438 | 273.557 | 331.7351 | 250.3841 | 6.5467 | 41.9809 | 288.8131 | 544.0963 | 10.1043 | 0 |  | 28 | 2122.6895 | 293.968 | 317.517 | 264.6774 | 6.5467 | 59.5914 | 291.4516 | 563.3496 | 8.5892 | 0 |  | 28 | 2096.6953 | 240.0387 | 306.6557 | 233.4207 | 6.5467 | 41.9534 | 279.0898 | 375.1728 | 9.1227 | 0 |  | 28 | 2196.0044 | 251.4085 | 293.4007 | 249.4504 | 6.5467 | 48.8357 | 279.5976 | 527.2063 | 9.839 | 0
|  | 29 | 2378.4875 | 277.0975 | 358.417 | 250.3599 | 6.5467 | 49.839 | 269.3498 | 612.9594 | 10.486 | 0 |  | 29 | 2170.0202 | 272.3058 | 330.3114 | 250.7803 | 6.5467 | 41.9188 | 287.682 | 542.8129 | 10.1043 | 0 |  | 29 | 2111.7421 | 292.4947 | 316.0562 | 265.0703 | 6.5467 | 59.4911 | 290.3165 | 561.831 | 8.5892 | 0 |  | 29 | 2085.5664 | 238.9643 | 305.5119 | 233.8229 | 6.5467 | 41.891 | 277.9959 | 374.4284 | 9.1227 | 0 |  | 29 | 2184.45 | 250.352 | 292.1825 | 249.7926 | 6.5467 | 48.7595 | 278.4941 | 525.9774 | 9.839 | 0
|  | 30 | 2366.8216 | 275.7143 | 356.7338 | 250.4677 | 6.5467 | 49.7629 | 268.324 | 611.4707 | 10.486 | 0 |  | 30 | 2159.2664 | 270.906 | 328.763 | 250.6798 | 6.5467 | 41.8577 | 286.5701 | 541.4893 | 10.1043 | 0 |  | 30 | 2100.5067 | 291.2196 | 315.0238 | 265.1246 | 6.5467 | 59.3924 | 289.1998 | 560.2762 | 8.5892 | 0 |  | 30 | 2074.7826 | 238.2098 | 304.0625 | 233.8657 | 6.5467 | 41.8297 | 276.9206 | 373.6498 | 9.1227 | 0 |  | 30 | 2173.4869 | 249.1085 | 290.9655 | 249.7292 | 6.5467 | 48.6847 | 277.4097 | 524.7111 | 9.839 | 0
|  | 31 | 2355.7173 | 274.2489 | 354.8898 | 250.3259 | 6.5467 | 49.6881 | 267.3146 | 609.9407 | 10.486 | 0 |  | 31 | 2149.3215 | 269.343 | 327.1074 | 250.3509 | 6.5467 | 41.7978 | 285.4772 | 540.1267 | 10.1043 | 0 |  | 31 | 2090.4244 | 289.979 | 313.2445 | 264.8827 | 6.5467 | 59.2952 | 288.1013 | 558.6866 | 8.5892 | 0 |  | 31 | 2064.1448 | 237.194 | 303.0381 | 233.6842 | 6.5467 | 41.7696 | 275.8634 | 372.8381 | 9.1227 | 0 |  | 31 | 2163.1586 | 248.1447 | 289.2153 | 249.4539 | 6.5467 | 48.6113 | 276.3441 | 523.4084 | 9.839 | 0
|  | 32 | 2343.2144 | 273.056 | 354.0194 | 250.4535 | 6.5467 | 49.6146 | 266.3211 | 608.3705 | 10.486 | 0 |  | 32 | 2137.9691 | 268.7908 | 325.6418 | 250.4457 | 6.5467 | 41.7389 | 284.4029 | 538.7264 | 10.1043 | 0 |  | 32 | 2079.8436 | 288.5967 | 311.9729 | 264.9611 | 6.5467 | 59.1994 | 287.0208 | 557.0634 | 8.5892 | 0 |  | 32 | 2054.2625 | 235.4861 | 301.9263 | 233.7377 | 6.5467 | 41.7105 | 274.8242 | 371.9944 | 9.1227 | 0 |  | 32 | 2152.4393 | 246.6358 | 288.2922 | 249.4976 | 6.5467 | 48.5392 | 275.2971 | 522.0706 | 9.839 | 0
|  | 33 | 2331.268 | 271.3407 | 352.6297 | 251.0662 | 6.5467 | 49.5424 | 265.3435 | 606.7617 | 10.486 | 0 |  | 33 | 2127.4992 | 266.9836 | 324.2169 | 250.8723 | 6.5467 | 41.6812 | 283.3469 | 537.2897 | 10.1043 | 0 |  | 33 | 2068.9839 | 287.0708 | 311.1221 | 265.0411 | 6.5467 | 59.105 | 285.9579 | 555.4076 | 8.5892 | 0 |  | 33 | 2043.3561 | 234.6677 | 300.6194 | 234.1207 | 6.5467 | 41.6526 | 273.8026 | 371.1196 | 9.1227 | 0 |  | 33 | 2140.798 | 245.5234 | 287.4144 | 250.0215 | 6.5467 | 48.4684 | 274.2682 | 520.6989 | 9.839 | 0
|  | 34 | 2318.6745 | 270.5247 | 351.0021 | 251.6647 | 6.5467 | 49.4715 | 264.3816 | 605.1154 | 10.486 | 0 |  | 34 | 2116.3934 | 265.6961 | 322.8321 | 251.3751 | 6.5467 | 41.6244 | 282.3091 | 535.8178 | 10.1043 | 0 |  | 34 | 2057.7708 | 285.9784 | 309.9313 | 265.381 | 6.5467 | 59.0121 | 284.9124 | 553.7206 | 8.5892 | 0 |  | 34 | 2033.0145 | 233.4949 | 299.0094 | 234.5965 | 6.5467 | 41.5957 | 272.7985 | 370.2149 | 9.1227 | 0 |  | 34 | 2129.847 | 244.5961 | 285.7376 | 250.4689 | 6.5467 | 48.3989 | 273.2573 | 519.2945 | 9.839 | 0
|  | 35 | 2307.5444 | 269.3386 | 348.9778 | 251.5663 | 6.5467 | 49.4019 | 263.4349 | 603.4332 | 10.486 | 0 |  | 35 | 2105.7295 | 264.6512 | 321.3141 | 251.3265 | 6.5467 | 41.5687 | 281.289 | 534.312 | 10.1043 | 0 |  | 35 | 2048.5104 | 284.5796 | 307.6465 | 265.1686 | 6.5467 | 58.9205 | 283.8841 | 552.0035 | 8.5892 | 0 |  | 35 | 2023.2223 | 232.1932 | 297.5429 | 234.5082 | 6.5467 | 41.5398 | 271.8116 | 369.2813 | 9.1227 | 0 |  | 35 | 2119.2772 | 243.3832 | 284.4797 | 250.4019 | 6.5467 | 48.3306 | 272.2641 | 517.8585 | 9.839 | 0
|  | 36 | 2297.4814 | 267.4654 | 346.9654 | 251.5327 | 6.5467 | 49.3335 | 262.5035 | 601.7163 | 10.486 | 0 |  | 36 | 2094.6142 | 263.6674 | 320.5618 | 251.3722 | 6.5467 | 41.514 | 280.2865 | 532.7735 | 10.1043 | 0 |  | 36 | 2039.7145 | 282.3863 | 306.0491 | 265.0581 | 6.5467 | 58.8303 | 282.8728 | 550.2575 | 8.5892 | 0 |  | 36 | 2013.6642 | 230.7816 | 296.1873 | 234.4939 | 6.5467 | 41.485 | 270.8416 | 368.3199 | 9.1227 | 0 |  | 36 | 2108.5851 | 242.3133 | 283.5582 | 250.3935 | 6.5467 | 48.2636 | 271.2883 | 516.3921 | 9.839 | 0
|  | 37 | 2286.259 | 265.5369 | 346.3889 | 251.6621 | 6.5467 | 49.2662 | 261.5869 | 599.9661 | 10.486 | 0 |  | 37 | 2084.3939 | 262.1234 | 319.4693 | 251.5708 | 6.5467 | 41.4603 | 279.3013 | 531.2036 | 10.1043 | 0 |  | 37 | 2029.9124 | 280.51 | 305.2339 | 265.1233 | 6.5467 | 58.7415 | 281.8781 | 548.4839 | 8.5892 | 0 |  | 37 | 2003.5715 | 229.806 | 295.1478 | 234.6145 | 6.5467 | 41.4312 | 269.8882 | 367.3317 | 9.1227 | 0 |  | 37 | 2098.2964 | 240.6641 | 282.8819 | 250.5801 | 6.5467 | 48.1978 | 270.3296 | 514.8966 | 9.839 | 0
|  | 38 | 2275.5075 | 264.1736 | 344.5369 | 252.0308 | 6.5467 | 49.2002 | 260.6851 | 598.184 | 10.486 | 0 |  | 38 | 2075.2742 | 259.9237 | 317.7833 | 251.9182 | 6.5467 | 41.4075 | 278.3331 | 529.6036 | 10.1043 | 0 |  | 38 | 2019.8214 | 279.256 | 304.0318 | 265.242 | 6.5467 | 58.6539 | 280.8998 | 546.6837 | 8.5892 | 0 |  | 38 | 1993.7618 | 228.4627 | 294 | 234.928 | 6.5467 | 41.3784 | 268.9513 | 366.3179 | 9.1227 | 0 |  | 38 | 2088.4855 | 239.2804 | 281.3337 | 250.8954 | 6.5467 | 48.1331 | 269.3877 | 513.3732 | 9.839 | 0
|  | 39 | 2264.6408 | 262.6634 | 343.1785 | 252.168 | 6.5467 | 49.1353 | 259.7978 | 596.3714 | 10.486 | 0 |  | 39 | 2065.0882 | 258.8962 | 316.2171 | 252.0398 | 6.5467 | 41.3557 | 277.3816 | 527.9747 | 10.1043 | 0 |  | 39 | 2010.3087 | 277.6414 | 302.7238 | 265.2486 | 6.5467 | 58.5677 | 279.9377 | 544.8582 | 8.5892 | 0 |  | 39 | 1983.9502 | 227.1758 | 292.9316 | 235.1077 | 6.5467 | 41.3265 | 268.0305 | 365.2794 | 9.1227 | 0 |  | 39 | 2077.8825 | 238.5701 | 280.0576 | 251.0572 | 6.5467 | 48.0697 | 268.4624 | 511.8229 | 9.839 | 0
|  | 40 | 2253.546 | 261.4794 | 342.015 | 252.0121 | 6.5467 | 49.0715 | 258.9247 | 594.5295 | 10.486 | 0 |  | 40 | 2054.348 | 257.9137 | 315.3821 | 251.9395 | 6.5467 | 41.3048 | 276.4466 | 526.3183 | 10.1043 | 0 |  | 40 | 2000.2172 | 276.3945 | 301.8144 | 265.068 | 6.5467 | 58.4827 | 278.9915 | 543.0087 | 8.5892 | 0 |  | 40 | 1974.566 | 226.2238 | 291.4608 | 234.9274 | 6.5467 | 41.2756 | 267.1255 | 364.2173 | 9.1227 | 0 |  | 40 | 2067.6582 | 237.4307 | 279.1523 | 250.8988 | 6.5467 | 48.0074 | 267.5535 | 510.2471 | 9.839 | 0
|  | 41 | 2241.317 | 260.77 | 340.862 | 251.9377 | 6.5467 | 49.0089 | 258.0657 | 592.6597 | 10.486 | 0 |  | 41 | 2043.6283 | 256.6494 | 314.2798 | 251.838 | 6.5467 | 41.2548 | 275.5277 | 524.6354 | 10.1043 | 0 |  | 41 | 1989.4999 | 275.5033 | 300.5653 | 264.9153 | 6.5467 | 58.399 | 278.061 | 541.1362 | 8.5892 | 0 |  | 41 | 1964.0159 | 225.4353 | 290.5133 | 234.8205 | 6.5467 | 41.2257 | 266.2362 | 363.1327 | 9.1227 | 0 |  | 41 | 2056.9821 | 236.2357 | 278.2143 | 250.7834 | 6.5467 | 47.9461 | 266.6605 | 508.6469 | 9.839 | 0
|  | 42 | 2228.4499 | 259.7741 | 339.8739 | 251.8279 | 6.5467 | 48.9473 | 257.2205 | 590.7635 | 10.486 | 0 |  | 42 | 2032.6699 | 255.7072 | 312.8949 | 251.706 | 6.5467 | 41.2057 | 274.6247 | 522.9275 | 10.1043 | 0 |  | 42 | 1978.2513 | 274.2998 | 299.7187 | 264.7198 | 6.5467 | 58.3166 | 277.1459 | 539.242 | 8.5892 | 0 |  | 42 | 1953.3868 | 224.2607 | 289.3729 | 234.7087 | 6.5467 | 41.1766 | 265.3623 | 362.0267 | 9.1227 | 0 |  | 42 | 2045.9589 | 235.0117 | 277.1695 | 250.6761 | 6.5467 | 47.886 | 265.7833 | 507.0235 | 9.839 | 0
|  | 43 | 2216.1186 | 258.6549 | 338.6057 | 251.5858 | 6.5467 | 48.8867 | 256.3889 | 588.8421 | 10.486 | 0 |  | 43 | 2021.515 | 254.9135 | 311.6263 | 251.5057 | 6.5467 | 41.1575 | 273.7374 | 521.1958 | 10.1043 | 0 |  | 43 | 1967.2307 | 273.3465 | 298.4916 | 264.4265 | 6.5467 | 58.2353 | 276.2459 | 537.3273 | 8.5892 | 0 |  | 43 | 1942.5282 | 223.3742 | 288.3067 | 234.4643 | 6.5467 | 41.1284 | 264.5035 | 360.9003 | 9.1227 | 0 |  | 43 | 2034.2525 | 234.336 | 276.3839 | 250.4443 | 6.5467 | 47.827 | 264.9215 | 505.3781 | 9.839 | 0
|  | 44 | 2204.1241 | 256.9974 | 337.3517 | 251.531 | 6.5467 | 48.8272 | 255.5706 | 586.8969 | 10.486 | 0 |  | 44 | 2010.5343 | 253.6888 | 310.4654 | 251.4545 | 6.5467 | 41.1101 | 272.8654 | 519.4415 | 10.1043 | 0 |  | 44 | 1956.2373 | 271.9343 | 297.44 | 264.3896 | 6.5467 | 58.1552 | 275.3609 | 535.3933 | 8.5892 | 0 |  | 44 | 1931.4697 | 222.4058 | 287.3159 | 234.4262 | 6.5467 | 41.0811 | 263.6596 | 359.7545 | 9.1227 | 0 |  | 44 | 2024.0504 | 233.1087 | 274.4695 | 250.3888 | 6.5467 | 47.769 | 264.0749 | 503.7118 | 9.839 | 0
|  | 45 | 2192.656 | 256.2319 | 334.7388 | 251.4167 | 6.5467 | 48.7687 | 254.7655 | 584.9293 | 10.486 | 0 |  | 45 | 2000.5644 | 252.0156 | 308.835 | 251.3105 | 6.5467 | 41.0636 | 272.0085 | 517.6659 | 10.1043 | 0 |  | 45 | 1945.8962 | 271.1547 | 295.2232 | 264.2331 | 6.5467 | 58.0763 | 274.4905 | 533.4412 | 8.5892 | 0 |  | 45 | 1921.8283 | 221.352 | 285.0794 | 234.3022 | 6.5467 | 41.0346 | 262.8303 | 358.5905 | 9.1227 | 0 |  | 45 | 2013.8274 | 231.7067 | 272.8629 | 250.221 | 6.5467 | 47.712 | 263.2432 | 502.026 | 9.839 | 0
|  | 46 | 2182.0997 | 255.1704 | 333.6114 | 251.1995 | 6.5467 | 48.7112 | 253.9733 | 582.9407 | 10.486 | 0 |  | 46 | 1991.8284 | 251.0393 | 307.2213 | 251.1264 | 6.5467 | 41.0178 | 271.1664 | 515.8702 | 10.1043 | 0 |  | 46 | 1936.9995 | 269.7725 | 294.2282 | 264.0159 | 6.5467 | 57.9986 | 273.6345 | 531.4721 | 8.5892 | 0 |  | 46 | 1912.9627 | 220.2341 | 283.8159 | 234.1041 | 6.5467 | 40.989 | 262.0153 | 357.4092 | 9.1227 | 0 |  | 46 | 2004.9965 | 230.4593 | 271.4543 | 249.9998 | 6.5467 | 47.6559 | 262.4262 | 500.3217 | 9.839 | 0
|  | 47 | 2172.6646 | 253.8608 | 331.9831 | 251.2506 | 6.5467 | 48.6547 | 253.1939 | 580.9323 | 10.486 | 0 |  | 47 | 1983.618 | 249.59 | 305.4746 | 251.1858 | 6.5467 | 40.9729 | 270.3389 | 514.0558 | 10.1043 | 0 |  | 47 | 1928.7158 | 268.5034 | 292.6028 | 264.0232 | 6.5467 | 57.922 | 272.7926 | 529.4873 | 8.5892 | 0 |  | 47 | 1904.1678 | 219.3078 | 282.731 | 234.1269 | 6.5467 | 40.9441 | 261.2144 | 356.2118 | 9.1227 | 0 |  | 47 | 1995.6984 | 229.5993 | 270.3355 | 250.0419 | 6.5467 | 47.6009 | 261.6235 | 498.6002 | 9.839 | 0
|  | 48 | 2163.4756 | 252.8206 | 329.9146 | 251.2264 | 6.5467 | 48.599 | 252.4269 | 578.9056 | 10.486 | 0 |  | 48 | 1974.8195 | 248.7017 | 303.8728 | 251.1275 | 6.5467 | 40.9287 | 269.5256 | 512.2239 | 10.1043 | 0 |  | 48 | 1920.6007 | 267.3209 | 290.8104 | 263.9424 | 6.5467 | 57.8465 | 271.9647 | 527.488 | 8.5892 | 0 |  | 48 | 1896.4847 | 218.2802 | 280.6755 | 234.1098 | 6.5467 | 40.9001 | 260.4273 | 354.9994 | 9.1227 | 0 |  | 48 | 1986.4818 | 229.1141 | 268.8497 | 249.9946 | 6.5467 | 47.5468 | 260.8349 | 496.8627 | 9.839 | 0
|  | 49 | 2154.3423 | 251.6253 | 328.1055 | 251.0423 | 6.5467 | 48.5443 | 251.6721 | 576.8619 | 10.486 | 0 |  | 49 | 1965.4936 | 248.2193 | 302.496 | 250.9657 | 6.5467 | 40.8852 | 268.7262 | 510.3757 | 10.1043 | 0 |  | 49 | 1911.688 | 266.7759 | 289.299 | 263.7407 | 6.5467 | 57.7721 | 271.1504 | 525.4753 | 8.5892 | 0 |  | 49 | 1887.2729 | 217.8251 | 279.7146 | 233.9545 | 6.5467 | 40.8568 | 259.6538 | 353.7729 | 9.1227 | 0 |  | 49 | 1978.0851 | 227.8618 | 267.4416 | 249.8168 | 6.5467 | 47.4936 | 260.0601 | 495.1103 | 9.839 | 0
|  | 50 | 2144.9075 | 250.626 | 326.4017 | 250.8582 | 6.5467 | 48.4904 | 250.9294 | 574.8025 | 10.486 | 0 |  | 50 | 1956.3147 | 246.9385 | 301.7706 | 250.8039 | 6.5467 | 40.8425 | 267.9406 | 508.5125 | 10.1043 | 0 |  | 50 | 1902.9658 | 265.6401 | 288.188 | 263.5389 | 6.5467 | 57.6987 | 270.3495 | 523.4505 | 8.5892 | 0 |  | 50 | 1879.6904 | 216.8958 | 277.5984 | 233.7992 | 6.5467 | 40.8142 | 258.8937 | 352.5334 | 9.1227 | 0 |  | 50 | 1968.8338 | 226.7445 | 266.7531 | 249.6389 | 6.5467 | 47.4413 | 259.2988 | 493.3443 | 9.839 | 0
|  | 51 | 2135.774 | 249.1523 | 324.8712 | 250.6741 | 6.5467 | 48.4374 | 250.1985 | 572.7289 | 10.486 | 0 |  | 51 | 1948.2272 | 245.4245 | 300.1852 | 250.6438 | 6.5467 | 40.8005 | 267.1685 | 506.6355 | 10.1043 | 0 |  | 51 | 1895.4602 | 263.7661 | 286.5985 | 263.3372 | 6.5467 | 57.6264 | 269.5617 | 521.4148 | 8.5892 | 0 |  | 51 | 1870.9117 | 215.6792 | 276.9649 | 233.6448 | 6.5467 | 40.7724 | 258.1466 | 351.282 | 9.1227 | 0 |  | 51 | 1960.1759 | 225.8104 | 265.2881 | 249.4611 | 6.5467 | 47.3899 | 258.5508 | 491.5658 | 9.839 | 0
|  | 52 | 2125.192 | 248.4427 | 323.9956 | 250.5194 | 6.5467 | 48.3853 | 249.4792 | 570.6423 | 10.486 | 0 |  | 52 | 1938.3389 | 244.7804 | 299.5152 | 250.4994 | 6.5467 | 40.7592 | 266.4095 | 504.7462 | 10.1043 | 0 |  | 52 | 1886.0416 | 263.0179 | 285.7883 | 263.1435 | 6.5467 | 57.5551 | 268.7869 | 519.3693 | 8.5892 | 0 |  | 52 | 1861.7217 | 215.0681 | 276.115 | 233.5126 | 6.5467 | 40.7313 | 257.4123 | 350.0198 | 9.1227 | 0 |  | 52 | 1950.7882 | 224.7188 | 264.6961 | 249.2975 | 6.5467 | 47.3394 | 257.8157 | 489.776 | 9.839 | 0
|  | 53 | 2115.2986 | 247.2344 | 322.9723 | 250.3224 | 6.5467 | 48.3339 | 248.7713 | 568.5442 | 10.486 | 0 |  | 53 | 1930.0323 | 243.349 | 298.0893 | 250.3164 | 6.5467 | 40.7186 | 265.6634 | 502.8456 | 10.1043 | 0 |  | 53 | 1877.1095 | 262.1712 | 284.6182 | 262.9215 | 6.5467 | 57.4848 | 268.0246 | 517.3152 | 8.5892 | 0 |  | 53 | 1852.9173 | 214.174 | 275.203 | 233.3399 | 6.5467 | 40.6909 | 256.6905 | 348.7478 | 9.1227 | 0 |  | 53 | 1941.9381 | 223.9129 | 263.3219 | 249.0928 | 6.5467 | 47.2896 | 257.0933 | 487.9762 | 9.839 | 0
|  | 54 | 2104.4698 | 246.4542 | 322.4563 | 250.1255 | 6.5467 | 48.2834 | 248.0745 | 566.4359 | 10.486 | 0 |  | 54 | 1920.6244 | 242.6719 | 297.0103 | 250.1334 | 6.5467 | 40.6786 | 264.9299 | 500.935 | 10.1043 | 0 |  | 54 | 1867.8488 | 261.0465 | 284.0548 | 262.6995 | 6.5467 | 57.4154 | 267.2748 | 515.2538 | 8.5892 | 0 |  | 54 | 1843.7809 | 213.0565 | 274.8463 | 233.1672 | 6.5467 | 40.6511 | 255.9811 | 347.4671 | 9.1227 | 0 |  | 54 | 1931.9637 | 223.503 | 262.6759 | 248.8881 | 6.5467 | 47.2407 | 256.3834 | 486.1675 | 9.839 | 0
|  | 55 | 2094.3941 | 245.2221 | 321.6392 | 249.9286 | 6.5467 | 48.2335 | 247.3886 | 564.3187 | 10.486 | 0 |  | 55 | 1911.151 | 241.7846 | 296.2071 | 249.9504 | 6.5467 | 40.6392 | 264.2087 | 499.0158 | 10.1043 | 0 |  | 55 | 1858.4868 | 260.1158 | 283.3987 | 262.4775 | 6.5467 | 57.3471 | 266.5371 | 513.1862 | 8.5892 | 0 |  | 55 | 1835.0402 | 212.1147 | 273.9183 | 232.9944 | 6.5467 | 40.612 | 255.2836 | 346.1787 | 9.1227 | 0 |  | 55 | 1922.1026 | 222.7201 | 262.2897 | 248.6835 | 6.5467 | 47.1925 | 255.6856 | 484.3511 | 9.839 | 0
|  | 56 | 2084.2363 | 244.493 | 320.4011 | 249.7317 | 6.5467 | 48.1845 | 246.7134 | 562.194 | 10.486 | 0 |  | 56 | 1901.7478 | 241.0055 | 295.2255 | 249.7674 | 6.5467 | 40.6005 | 263.4996 | 497.0891 | 10.1043 | 0 |  | 56 | 1849.8872 | 258.827 | 282.3382 | 262.2555 | 6.5467 | 57.2796 | 265.8112 | 511.1137 | 8.5892 | 0 |  | 56 | 1825.7571 | 211.7479 | 272.9578 | 232.8217 | 6.5467 | 40.5735 | 254.598 | 344.8837 | 9.1227 | 0 |  | 56 | 1912.5767 | 221.8265 | 261.679 | 248.4788 | 6.5467 | 47.1451 | 254.9996 | 482.5281 | 9.839 | 0
|  | 57 | 2074.3936 | 243.5047 | 319.1325 | 249.5093 | 6.5467 | 48.1361 | 246.0487 | 560.0633 | 10.486 | 0 |  | 57 | 1892.1579 | 240.1112 | 294.5815 | 249.5488 | 6.5467 | 40.5623 | 262.8023 | 495.1563 | 10.1043 | 0 |  | 57 | 1841.2632 | 257.7037 | 281.1491 | 262.0211 | 6.5467 | 57.2131 | 265.097 | 509.0374 | 8.5892 | 0 |  | 57 | 1817.3549 | 210.9636 | 271.5651 | 232.6176 | 6.5467 | 40.5356 | 253.9239 | 343.5831 | 9.1227 | 0 |  | 57 | 1902.9799 | 221.5593 | 260.549 | 248.2378 | 6.5467 | 47.0984 | 254.3253 | 480.6999 | 9.839 | 0
|  | 58 | 2064.364 | 242.7004 | 317.849 | 249.3049 | 6.5467 | 48.0884 | 245.3943 | 557.9277 | 10.486 | 0 |  | 58 | 1882.83 | 239.2297 | 293.6338 | 249.359 | 6.5467 | 40.5247 | 262.1165 | 493.2186 | 10.1043 | 0 |  | 58 | 1832.6094 | 256.7545 | 279.8093 | 261.7931 | 6.5467 | 57.1475 | 264.3942 | 506.9585 | 8.5892 | 0 |  | 58 | 1808.8872 | 210.1541 | 270.2501 | 232.4266 | 6.5467 | 40.4983 | 253.261 | 342.2781 | 9.1227 | 0 |  | 58 | 1894.4358 | 220.5652 | 259.0637 | 248.0264 | 6.5467 | 47.0524 | 253.6622 | 478.8676 | 9.839 | 0
|  | 59 | 2054.5161 | 241.8501 | 316.4298 | 249.1004 | 6.5467 | 48.0414 | 244.7498 | 555.7887 | 10.486 | 0 |  | 59 | 1874.3322 | 238.5623 | 291.6419 | 249.1691 | 6.5467 | 40.4876 | 261.442 | 491.2772 | 10.1043 | 0 |  | 59 | 1823.1965 | 256.1393 | 278.8946 | 261.565 | 6.5467 | 57.0827 | 263.7025 | 504.8783 | 8.5892 | 0 |  | 59 | 1800.2525 | 209.4727 | 268.9629 | 232.2466 | 6.5467 | 40.4616 | 252.6092 | 340.9697 | 9.1227 | 0 |  | 59 | 1885.468 | 219.7609 | 257.8121 | 247.8154 | 6.5467 | 47.0071 | 253.0102 | 477.0324 | 9.839 | 0
|  | 60 | 2044.7596 | 241.0158 | 314.8831 | 248.9159 | 6.5467 | 47.995 | 244.1152 | 553.6477 | 10.486 | 0 |  | 60 | 1865.6963 | 237.4282 | 290.2282 | 249.0059 | 6.5467 | 40.4511 | 260.7785 | 489.3334 | 10.1043 | 0 |  | 60 | 1814.3642 | 255.2507 | 277.6673 | 261.3425 | 6.5467 | 57.0188 | 263.0217 | 502.7978 | 8.5892 | 0 |  | 60 | 1791.8171 | 208.3299 | 267.9378 | 232.0666 | 6.5467 | 40.4254 | 251.9681 | 339.6589 | 9.1227 | 0 |  | 60 | 1876.8361 | 218.5689 | 256.5834 | 247.633 | 6.5467 | 46.9624 | 252.3689 | 475.1954 | 9.839 | 0
|  | 61 | 2034.9523 | 240.0213 | 313.3711 | 248.9078 | 6.5467 | 47.9492 | 243.4901 | 551.5059 | 10.486 | 0 |  | 61 | 1855.9141 | 236.8741 | 289.2732 | 248.9503 | 6.5467 | 40.4151 | 260.1256 | 487.3886 | 10.1043 | 0 |  | 61 | 1805.523 | 254.3739 | 276.3144 | 261.2427 | 6.5467 | 56.9557 | 262.3515 | 500.7184 | 8.5892 | 0 |  | 61 | 1783.3708 | 207.4271 | 266.5377 | 232.0327 | 6.5467 | 40.3898 | 251.3375 | 338.3469 | 9.1227 | 0 |  | 61 | 1866.9677 | 217.8615 | 255.9882 | 247.5692 | 6.5467 | 46.9184 | 251.7381 | 473.3579 | 9.839 | 0
|  | 62 | 2025.4633 | 238.9374 | 311.792 | 248.7379 | 6.5467 | 47.904 | 242.8744 | 549.3649 | 10.486 | 0 |  | 62 | 1847.2656 | 235.6853 | 287.8717 | 248.8422 | 6.5467 | 40.3796 | 259.4831 | 485.4439 | 10.1043 | 0 |  | 62 | 1796.9475 | 253.3602 | 274.9386 | 261.0367 | 6.5467 | 56.8934 | 261.6917 | 498.6412 | 8.5892 | 0 |  | 62 | 1774.3332 | 206.8383 | 265.5427 | 231.8709 | 6.5467 | 40.3546 | 250.7172 | 337.0345 | 9.1227 | 0 |  | 62 | 1858.0196 | 216.9639 | 254.7648 | 247.4034 | 6.5467 | 46.875 | 251.1175 | 471.521 | 9.839 | 0
|  | 63 | 2015.4877 | 237.6208 | 310.7421 | 248.7581 | 6.5467 | 47.8593 | 242.2679 | 547.2258 | 10.486 | 0 |  | 63 | 1838.2683 | 234.3722 | 286.8669 | 248.8105 | 6.5467 | 40.3446 | 258.8509 | 483.5005 | 10.1043 | 0 |  | 63 | 1787.9957 | 252.1272 | 273.9774 | 261.0119 | 6.5467 | 56.8319 | 261.042 | 496.5674 | 8.5892 | 0 |  | 63 | 1765.5944 | 205.8228 | 264.5231 | 231.8616 | 6.5467 | 40.32 | 250.1068 | 335.7231 | 9.1227 | 0 |  | 63 | 1849.2521 | 215.7565 | 253.542 | 247.3661 | 6.5467 | 46.8321 | 250.5069 | 469.686 | 9.839 | 0
|  | 64 | 2005.1717 | 237.062 | 309.4202 | 248.633 | 6.5467 | 47.8152 | 241.6702 | 545.0901 | 10.486 | 0 |  | 64 | 1829.4075 | 233.5391 | 285.3242 | 248.7002 | 6.5467 | 40.31 | 258.2284 | 481.5599 | 10.1043 | 0 |  | 64 | 1779.3114 | 250.9813 | 272.7586 | 260.8901 | 6.5467 | 56.7711 | 260.4022 | 494.4981 | 8.5892 | 0 |  | 64 | 1756.8601 | 205.1475 | 263.3054 | 231.7056 | 6.5467 | 40.2858 | 249.5061 | 334.4135 | 9.1227 | 0 |  | 64 | 1839.9069 | 214.9665 | 252.5882 | 247.2202 | 6.5467 | 46.7898 | 249.9058 | 467.8541 | 9.839 | 0
|  | 65 | 1995.0343 | 236.1844 | 308.2071 | 248.5391 | 6.5467 | 47.7716 | 241.0813 | 542.9592 | 10.486 | 0 |  | 65 | 1820.4001 | 232.5975 | 284.2983 | 248.585 | 6.5467 | 40.2758 | 257.6156 | 479.6232 | 10.1043 | 0 |  | 65 | 1770.5898 | 249.9436 | 271.6305 | 260.7074 | 6.5467 | 56.7111 | 259.7719 | 492.4347 | 8.5892 | 0 |  | 65 | 1747.8286 | 204.5855 | 262.1876 | 231.6337 | 6.5467 | 40.252 | 248.9149 | 333.1068 | 9.1227 | 0 |  | 65 | 1830.7997 | 214.1552 | 251.4513 | 247.1029 | 6.5467 | 46.748 | 249.3142 | 466.0263 | 9.839 | 0
|  | 66 | 1986.7836 | 235.336 | 306.9193 | 248.3792 | 6.5467 | 47.7285 | 240.5008 | 540.8343 | 10.486 | 0 |  | 66 | 1812.7193 | 231.8675 | 283.2189 | 248.4078 | 6.5467 | 40.2421 | 257.0121 | 477.6916 | 10.1043 | 0 |  | 66 | 1762.9432 | 249.4248 | 270.5206 | 260.4922 | 6.5467 | 56.6518 | 259.1511 | 490.3783 | 8.5892 | 0 |  | 66 | 1740.3233 | 203.7905 | 261.3475 | 231.4781 | 6.5467 | 40.2187 | 248.333 | 331.8042 | 9.1227 | 0 |  | 66 | 1823.1246 | 213.5543 | 250.3523 | 246.9122 | 6.5467 | 46.7068 | 248.7316 | 464.2041 | 9.839 | 0
|  | 67 | 1978.314 | 234.8244 | 305.6152 | 248.1977 | 6.5467 | 47.6859 | 239.9285 | 538.7169 | 10.486 | 0 |  | 67 | 1805.1101 | 231.1983 | 282.0207 | 248.2169 | 6.5467 | 40.2087 | 256.4177 | 475.7666 | 10.1043 | 0 |  | 67 | 1755.7612 | 248.4371 | 269.4265 | 260.2653 | 6.5467 | 56.5932 | 258.5393 | 488.3301 | 8.5892 | 0 |  | 67 | 1733.1092 | 202.9998 | 260.3773 | 231.2958 | 6.5467 | 40.1858 | 247.76 | 330.5066 | 9.1227 | 0 |  | 67 | 1815.5835 | 212.6997 | 249.3897 | 246.7046 | 6.5467 | 46.666 | 248.1579 | 462.3884 | 9.839 | 0
|  | 68 | 1969.7324 | 234.3335 | 304.4403 | 247.9781 | 6.5467 | 47.6437 | 239.3643 | 536.6083 | 10.486 | 0 |  | 68 | 1797.1544 | 230.6014 | 281.1341 | 247.9888 | 6.5467 | 40.1757 | 255.8321 | 473.8492 | 10.1043 | 0 |  | 68 | 1748.6231 | 247.4228 | 268.34 | 260.0139 | 6.5467 | 56.5353 | 257.9364 | 486.2912 | 8.5892 | 0 |  | 68 | 1726.1528 | 202.1108 | 259.284 | 231.0773 | 6.5467 | 40.1532 | 247.1956 | 329.2152 | 9.1227 | 0 |  | 68 | 1807.7835 | 212.08 | 248.4808 | 246.4675 | 6.5467 | 46.6257 | 247.5927 | 460.5805 | 9.839 | 0
|  | 69 | 1961.7305 | 233.3765 | 303.1344 | 247.776 | 6.5467 | 47.6019 | 238.8078 | 534.5098 | 10.486 | 0 |  | 69 | 1790.0416 | 229.6678 | 279.7209 | 247.7808 | 6.5467 | 40.1431 | 255.2549 | 471.9408 | 10.1043 | 0 |  | 69 | 1741.2711 | 246.6667 | 267.195 | 259.7763 | 6.5467 | 56.478 | 257.3422 | 484.263 | 8.5892 | 0 |  | 69 | 1718.8466 | 201.4829 | 258.2523 | 230.8857 | 6.5467 | 40.121 | 246.6398 | 327.9309 | 9.1227 | 0 |  | 69 | 1800.0399 | 211.7724 | 247.1854 | 246.2484 | 6.5467 | 46.5858 | 247.0358 | 458.7817 | 9.839 | 0
|  | 70 | 1953.2906 | 232.5418 | 302.1442 | 247.5739 | 6.5467 | 47.5605 | 238.2589 | 532.4229 | 10.486 | 0 |  | 70 | 1782.1805 | 229.1693 | 278.6211 | 247.5728 | 6.5467 | 40.1108 | 254.686 | 470.0426 | 10.1043 | 0 |  | 70 | 1733.9493 | 245.4186 | 266.5119 | 259.5387 | 6.5467 | 56.4213 | 256.7562 | 482.2465 | 8.5892 | 0 |  | 70 | 1711.6198 | 200.6552 | 257.3412 | 230.6941 | 6.5467 | 40.0892 | 246.0921 | 326.6549 | 9.1227 | 0 |  | 70 | 1792.1064 | 211.2453 | 246.2993 | 246.0293 | 6.5467 | 46.5464 | 246.4868 | 456.993 | 9.839 | 0
|  | 71 | 1945.3117 | 231.4521 | 300.9479 | 247.3718 | 6.5467 | 47.5194 | 237.7174 | 530.3488 | 10.486 | 0 |  | 71 | 1774.5362 | 228.5155 | 277.4597 | 247.3648 | 6.5467 | 40.0788 | 254.125 | 468.156 | 10.1043 | 0 |  | 71 | 1726.9319 | 244.3758 | 265.3191 | 259.3011 | 6.5467 | 56.3653 | 256.1784 | 480.243 | 8.5892 | 0 |  | 71 | 1704.5982 | 199.8115 | 256.2408 | 230.5025 | 6.5467 | 40.0577 | 245.5523 | 325.3882 | 9.1227 | 0 |  | 71 | 1784.395 | 210.3619 | 245.5475 | 245.8103 | 6.5467 | 46.5073 | 245.9456 | 455.2158 | 9.839 | 0
|  | 72 | 1937.275 | 230.1952 | 299.9767 | 247.1697 | 6.5467 | 47.4787 | 237.183 | 528.289 | 10.486 | 0 |  | 72 | 1766.7418 | 227.6972 | 276.613 | 247.1569 | 6.5467 | 40.0471 | 253.5718 | 466.2821 | 10.1043 | 0 |  | 72 | 1719.3514 | 243.6327 | 264.3897 | 259.0635 | 6.5467 | 56.3099 | 255.6084 | 478.2536 | 8.5892 | 0 |  | 72 | 1697.0532 | 198.8973 | 255.7344 | 230.3109 | 6.5467 | 40.0265 | 245.0202 | 324.1319 | 9.1227 | 0 |  | 72 | 1776.5035 | 209.4707 | 244.9835 | 245.5912 | 6.5467 | 46.4686 | 245.4118 | 453.4511 | 9.839 | 0
|  | 73 | 1928.415 | 229.5805 | 299.1866 | 246.9676 | 6.5467 | 47.4383 | 236.6555 | 526.2448 | 10.486 | 0 |  | 73 | 1758.8608 | 226.6006 | 276.1311 | 246.9489 | 6.5467 | 40.0156 | 253.0259 | 464.4222 | 10.1043 | 0 |  | 73 | 1711.4054 | 242.9093 | 263.8061 | 258.8259 | 6.5467 | 56.255 | 255.0461 | 476.2796 | 8.5892 | 0 |  | 73 | 1689.2992 | 198.3293 | 255.0906 | 230.1192 | 6.5467 | 39.9956 | 244.4955 | 322.8871 | 9.1227 | 0 |  | 73 | 1768.6535 | 208.458 | 244.4994 | 245.3721 | 6.5467 | 46.4302 | 244.8851 | 451.7002 | 9.839 | 0
|  | 74 | 1919.4872 | 229.0573 | 298.3694 | 246.7689 | 6.5467 | 47.3982 | 236.1347 | 524.2176 | 10.486 | 0 |  | 74 | 1750.9284 | 225.7277 | 275.4676 | 246.7502 | 6.5467 | 39.9845 | 252.4872 | 462.5776 | 10.1043 | 0 |  | 74 | 1703.6833 | 242.1102 | 263.0777 | 258.5849 | 6.5467 | 56.2007 | 254.491 | 474.3222 | 8.5892 | 0 |  | 74 | 1681.7329 | 197.6852 | 254.3254 | 229.9377 | 6.5467 | 39.965 | 243.978 | 321.6547 | 9.1227 | 0 |  | 74 | 1760.5809 | 207.771 | 243.9056 | 245.1598 | 6.5467 | 46.3921 | 244.3654 | 449.9643 | 9.839 | 0
|  | 75 | 1910.4652 | 228.3213 | 297.8615 | 246.5679 | 6.5467 | 47.3584 | 235.6204 | 522.2086 | 10.486 | 0 |  | 75 | 1743.8226 | 224.1371 | 274.7059 | 246.5408 | 6.5467 | 39.9535 | 251.9553 | 460.7495 | 10.1043 | 0 |  | 75 | 1695.7021 | 241.4515 | 262.4672 | 258.3447 | 6.5467 | 56.1468 | 253.9431 | 472.3826 | 8.5892 | 0 |  | 75 | 1674.417 | 196.8836 | 253.4784 | 229.7448 | 6.5467 | 39.9346 | 243.4673 | 320.4359 | 9.1227 | 0 |  | 75 | 1752.7288 | 206.8332 | 243.3493 | 244.9403 | 6.5467 | 46.3543 | 243.8522 | 448.2445 | 9.839 | 0
|  | 76 | 1902.2554 | 227.25 | 296.8818 | 246.3618 | 6.5467 | 47.3188 | 235.1123 | 520.2193 | 10.486 | 0 |  | 76 | 1736.003 | 223.3719 | 273.8327 | 246.3314 | 6.5467 | 39.9228 | 251.43 | 458.9393 | 10.1043 | 0 |  | 76 | 1687.6891 | 240.8085 | 261.873 | 258.1044 | 6.5467 | 56.0935 | 253.402 | 470.4619 | 8.5892 | 0 |  | 76 | 1666.3316 | 196.6359 | 252.8471 | 229.552 | 6.5467 | 39.9044 | 242.9633 | 319.2317 | 9.1227 | 0 |  | 76 | 1745.1148 | 205.957 | 242.4933 | 244.7207 | 6.5467 | 46.3168 | 243.3453 | 446.5421 | 9.839 | 0
|  | 77 | 1893.1962 | 226.5293 | 296.3456 | 246.2109 | 6.5467 | 47.2794 | 234.6102 | 518.2511 | 10.486 | 0 |  | 77 | 1727.2599 | 223.1901 | 273.2783 | 246.1433 | 6.5467 | 39.8923 | 250.9111 | 457.1481 | 10.1043 | 0 |  | 77 | 1679.7344 | 240.0739 | 261.296 | 257.8802 | 6.5467 | 56.0407 | 252.8675 | 468.5613 | 8.5892 | 0 |  | 77 | 1658.6469 | 196.085 | 252.1233 | 229.354 | 6.5467 | 39.8744 | 242.4657 | 318.0432 | 9.1227 | 0 |  | 77 | 1736.4981 | 205.6783 | 242.0322 | 244.5114 | 6.5467 | 46.2795 | 242.8445 | 444.8583 | 9.839 | 0
|  | 78 | 1884.3644 | 225.9614 | 295.4674 | 246.0219 | 6.5467 | 47.2402 | 234.1138 | 516.3052 | 10.486 | 0 |  | 78 | 1718.6111 | 222.9038 | 272.7361 | 245.9533 | 6.5467 | 39.8619 | 250.3981 | 455.3773 | 10.1043 | 0 |  | 78 | 1671.7692 | 239.476 | 260.5881 | 257.6605 | 6.5467 | 55.9883 | 252.3394 | 466.6821 | 8.5892 | 0 |  | 78 | 1650.7588 | 195.6802 | 251.4346 | 229.1784 | 6.5467 | 39.8446 | 241.9743 | 316.8714 | 9.1227 | 0 |  | 78 | 1728.05 | 205.3062 | 241.4868 | 244.3112 | 6.5467 | 46.2425 | 242.3495 | 443.1942 | 9.839 | 0
|  | 79 | 1875.8969 | 225.1746 | 294.4437 | 245.8329 | 6.5467 | 47.2012 | 233.6231 | 514.3831 | 10.486 | 0 |  | 79 | 1710.1491 | 222.4383 | 272.1861 | 245.7633 | 6.5467 | 39.8317 | 249.891 | 453.628 | 10.1043 | 0 |  | 79 | 1664.5881 | 238.2366 | 259.7377 | 257.4407 | 6.5467 | 55.9364 | 251.8173 | 464.8254 | 8.5892 | 0 |  | 79 | 1643.4108 | 194.9441 | 250.5372 | 229.0027 | 6.5467 | 39.815 | 241.4887 | 315.7174 | 9.1227 | 0 |  | 79 | 1720.1388 | 204.7859 | 240.5526 | 244.1111 | 6.5467 | 46.2056 | 241.86 | 441.551 | 9.839 | 0
|  | 80 | 1867.0014 | 224.7111 | 293.4532 | 245.7155 | 6.5467 | 47.1623 | 233.1377 | 512.4861 | 10.486 | 0 |  | 80 | 1702.2503 | 221.6628 | 271.2603 | 245.696 | 6.5467 | 39.8016 | 249.3893 | 451.9016 | 10.1043 | 0 |  | 80 | 1656.9507 | 237.6094 | 258.6331 | 257.3195 | 6.5467 | 55.8849 | 251.3011 | 462.9925 | 8.5892 | 0 |  | 80 | 1635.9596 | 194.1472 | 249.7546 | 228.8761 | 6.5467 | 39.7855 | 241.0087 | 314.5823 | 9.1227 | 0 |  | 80 | 1711.9494 | 204.3584 | 239.7035 | 244.0114 | 6.5467 | 46.1689 | 241.3757 | 439.93 | 9.839 | 0
|  | 81 | 1858.411 | 223.7804 | 292.6213 | 245.6015 | 6.5467 | 47.1236 | 232.6574 | 510.6155 | 10.486 | 0 |  | 81 | 1694.2904 | 221.0463 | 270.3482 | 245.517 | 6.5467 | 39.7717 | 248.8929 | 450.1993 | 10.1043 | 0 |  | 81 | 1648.8424 | 237.1693 | 257.8568 | 257.1536 | 6.5467 | 55.8337 | 250.7904 | 461.1845 | 8.5892 | 0 |  | 81 | 1628.349 | 193.3438 | 249.1241 | 228.7634 | 6.5467 | 39.7562 | 240.534 | 313.4671 | 9.1227 | 0 |  | 81 | 1704.139 | 203.4678 | 239.0064 | 243.8438 | 6.5467 | 46.1323 | 240.8963 | 438.3322 | 9.839 | 0
|  | 82 | 1850.1217 | 223.044 | 291.3789 | 245.4028 | 6.5467 | 47.0849 | 232.182 | 508.7727 | 10.486 | 0 |  | 82 | 1686.6298 | 220.3398 | 269.2457 | 245.3192 | 6.5467 | 39.7418 | 248.4014 | 448.5223 | 10.1043 | 0 |  | 82 | 1641.1808 | 236.3816 | 257.0417 | 256.9273 | 6.5467 | 55.783 | 250.2851 | 459.4026 | 8.5892 | 0 |  | 82 | 1620.8166 | 192.7249 | 248.3022 | 228.5792 | 6.5467 | 39.7269 | 240.0645 | 312.3729 | 9.1227 | 0 |  | 82 | 1696.0917 | 202.8464 | 238.3184 | 243.6347 | 6.5467 | 46.0959 | 240.4216 | 436.759 | 9.839 | 0
|  | 83 | 1841.1003 | 222.3499 | 290.8262 | 245.204 | 6.5467 | 47.0463 | 231.7113 | 506.9592 | 10.486 | 0 |  | 83 | 1678.8951 | 219.505 | 268.3455 | 245.1214 | 6.5467 | 39.712 | 247.9145 | 446.872 | 10.1043 | 0 |  | 83 | 1633.5157 | 235.5905 | 256.2336 | 256.7011 | 6.5467 | 55.7326 | 249.7849 | 457.6481 | 8.5892 | 0 |  | 83 | 1613.0878 | 192.301 | 247.4819 | 228.395 | 6.5467 | 39.6978 | 239.5998 | 311.3008 | 9.1227 | 0 |  | 83 | 1688.1305 | 202.2731 | 237.4964 | 243.4255 | 6.5467 | 46.0596 | 239.9512 | 435.2115 | 9.839 | 0
|  | 84 | 1832.3607 | 221.6985 | 289.9489 | 245.0053 | 6.5467 | 47.0078 | 231.245 | 505.1761 | 10.486 | 0 |  | 84 | 1671.2398 | 218.7253 | 267.3108 | 244.9237 | 6.5467 | 39.6823 | 247.4321 | 445.2496 | 10.1043 | 0 |  | 84 | 1625.7866 | 234.6505 | 255.6383 | 256.4748 | 6.5467 | 55.6825 | 249.2895 | 455.922 | 8.5892 | 0 |  | 84 | 1605.356 | 191.8039 | 246.7376 | 228.2108 | 6.5467 | 39.6687 | 239.1397 | 310.2517 | 9.1227 | 0 |  | 84 | 1681.2039 | 201.1739 | 236.1656 | 243.2163 | 6.5467 | 46.0233 | 239.485 | 433.6909 | 9.839 | 0
|  | 85 | 1824.1554 | 220.8116 | 288.773 | 244.8065 | 6.5467 | 46.9692 | 230.7829 | 503.4249 | 10.486 | 0 |  | 85 | 1663.4954 | 217.8202 | 266.4907 | 244.7259 | 6.5467 | 39.6526 | 246.9538 | 443.6564 | 10.1043 | 0 |  | 85 | 1619.0031 | 233.4686 | 254.3394 | 256.2486 | 6.5467 | 55.6327 | 248.7987 | 454.2257 | 8.5892 | 0 |  | 85 | 1598.3247 | 190.8525 | 245.7472 | 228.0266 | 6.5467 | 39.6396 | 238.684 | 309.2268 | 9.1227 | 0 |  | 85 | 1673.7924 | 200.0828 | 235.3117 | 243.0071 | 6.5467 | 45.9871 | 239.0226 | 432.1984 | 9.839 | 0
|  | 86 | 1816.1784 | 219.5888 | 287.7047 | 244.6078 | 6.5467 | 46.9307 | 230.3249 | 501.707 | 10.486 | 0 |  | 86 | 1656.5883 | 216.8827 | 264.8657 | 244.5281 | 6.5467 | 39.6229 | 246.4793 | 442.0936 | 10.1043 | 0 |  | 86 | 1611.702 | 232.5733 | 253.2715 | 256.0223 | 6.5467 | 55.5833 | 248.3122 | 452.5603 | 8.5892 | 0 |  | 86 | 1591.1301 | 189.9389 | 244.8824 | 227.8424 | 6.5467 | 39.6106 | 238.2323 | 308.2272 | 9.1227 | 0 |  | 86 | 1666.042 | 199.256 | 234.5323 | 242.7979 | 6.5467 | 45.9509 | 238.5638 | 430.7351 | 9.839 | 0
|  | 87 | 1807.4226 | 218.9783 | 286.8028 | 244.409 | 6.5467 | 46.8921 | 229.8707 | 500.0237 | 10.486 | 0 |  | 87 | 1649.0737 | 215.655 | 264.1383 | 244.3303 | 6.5467 | 39.5932 | 246.0084 | 440.5624 | 10.1043 | 0 |  | 87 | 1603.9446 | 231.8063 | 252.5316 | 255.796 | 6.5467 | 55.534 | 247.8297 | 450.927 | 8.5892 | 0 |  | 87 | 1583.8194 | 188.9937 | 244.1652 | 227.6582 | 6.5467 | 39.5815 | 237.7844 | 307.2538 | 9.1227 | 0 |  | 87 | 1657.9625 | 198.6495 | 233.8617 | 242.5888 | 6.5467 | 45.9147 | 238.1083 | 429.3024 | 9.839 | 0
|  | 88 | 1799.5226 | 217.8501 | 285.5628 | 244.2103 | 6.5467 | 46.8535 | 229.42 | 498.3764 | 10.486 | 0 |  | 88 | 1641.6067 | 214.3472 | 263.4434 | 244.1326 | 6.5467 | 39.5635 | 245.5408 | 439.0642 | 10.1043 | 0 |  | 88 | 1596.543 | 230.8343 | 251.6408 | 255.5698 | 6.5467 | 55.4851 | 247.3511 | 449.327 | 8.5892 | 0 |  | 88 | 1576.8012 | 188.2279 | 242.9761 | 227.474 | 6.5467 | 39.5525 | 237.3401 | 306.3078 | 9.1227 | 0 |  | 88 | 1650.767 | 197.4117 | 232.9384 | 242.3796 | 6.5467 | 45.8785 | 237.6557 | 427.9013 | 9.839 | 0
|  | 89 | 1791.2574 | 216.818 | 284.5919 | 244.0115 | 6.5467 | 46.8148 | 228.9726 | 496.7664 | 10.486 | 0 |  | 89 | 1634.2285 | 213.2096 | 262.4895 | 243.9348 | 6.5467 | 39.5338 | 245.0763 | 437.6002 | 10.1043 | 0 |  | 89 | 1589.5129 | 229.4541 | 250.7868 | 255.3435 | 6.5467 | 55.4363 | 246.8761 | 447.7616 | 8.5892 | 0 |  | 89 | 1569.3011 | 187.6417 | 242.0893 | 227.2899 | 6.5467 | 39.5234 | 236.8991 | 305.3902 | 9.1227 | 0 |  | 89 | 1643.0377 | 196.6398 | 232.083 | 242.1704 | 6.5467 | 45.8422 | 237.2059 | 426.533 | 9.839 | 0
|  | 90 | 1782.7598 | 215.8245 | 283.8149 | 243.8128 | 6.5467 | 46.7759 | 228.5283 | 495.195 | 10.486 | 0 |  | 90 | 1625.9927 | 212.4856 | 261.9797 | 243.737 | 6.5467 | 39.5039 | 244.6144 | 436.1717 | 10.1043 | 0 |  | 90 | 1582.1023 | 228.4841 | 249.9031 | 255.1173 | 6.5467 | 55.3878 | 246.4043 | 446.2318 | 8.5892 | 0 |  | 90 | 1562.0026 | 186.6727 | 241.3837 | 227.1057 | 6.5467 | 39.4943 | 236.4611 | 304.502 | 9.1227 | 0 |  | 90 | 1635.0043 | 195.8267 | 231.5729 | 241.9612 | 6.5467 | 45.8058 | 236.7585 | 425.1988 | 9.839 | 0
|  | 91 | 1775.3322 | 214.1142 | 282.6846 | 243.614 | 6.5467 | 46.737 | 228.087 | 493.6637 | 10.486 | 0 |  | 91 | 1618.2089 | 211.8522 | 260.9272 | 243.5393 | 6.5467 | 39.474 | 244.1551 | 434.7799 | 10.1043 | 0 |  | 91 | 1574.9889 | 227.1158 | 249.1204 | 254.891 | 6.5467 | 55.3394 | 245.9357 | 444.7389 | 8.5892 | 0 |  | 91 | 1555.2354 | 185.3966 | 240.4539 | 226.9215 | 6.5467 | 39.4651 | 236.026 | 303.6444 | 9.1227 | 0 |  | 91 | 1627.335 | 194.7254 | 230.987 | 241.752 | 6.5467 | 45.7694 | 236.3133 | 423.8999 | 9.839 | 0
|  | 92 | 1766.9703 | 213.2523 | 281.6402 | 243.4153 | 6.5467 | 46.6979 | 227.6483 | 492.1738 | 10.486 | 0 |  | 92 | 1610.2936 | 210.9946 | 260.2304 | 243.3415 | 6.5467 | 39.444 | 243.698 | 433.4261 | 10.1043 | 0 |  | 92 | 1567.6928 | 225.9998 | 248.2682 | 254.6647 | 6.5467 | 55.2912 | 245.4698 | 443.2841 | 8.5892 | 0 |  | 92 | 1547.8318 | 184.5682 | 239.7127 | 226.7373 | 6.5467 | 39.4358 | 235.5933 | 302.8184 | 9.1227 | 0 |  | 92 | 1619.2663 | 193.9326 | 230.4919 | 241.5429 | 6.5467 | 45.7328 | 235.87 | 422.6374 | 9.839 | 0
|  | 93 | 1758.0679 | 212.7015 | 280.8252 | 243.2165 | 6.5467 | 46.6586 | 227.2121 | 490.7263 | 10.486 | 0 |  | 93 | 1602.321 | 210.1244 | 259.6035 | 243.1437 | 6.5467 | 39.4139 | 243.2428 | 432.1112 | 10.1043 | 0 |  | 93 | 1560.2656 | 224.8293 | 247.6017 | 254.4385 | 6.5467 | 55.2431 | 245.0066 | 441.8682 | 8.5892 | 0 |  | 93 | 1540.0955 | 183.9306 | 239.1136 | 226.5531 | 6.5467 | 39.4064 | 235.163 | 302.0248 | 9.1227 | 0 |  | 93 | 1611.1535 | 193.517 | 229.6637 | 241.3337 | 6.5467 | 45.6961 | 235.4284 | 421.4122 | 9.839 | 0
|  | 94 | 1749.5236 | 211.6756 | 280.1271 | 243.0178 | 6.5467 | 46.6192 | 226.7783 | 489.3209 | 10.486 | 0 |  | 94 | 1594.2354 | 209.6097 | 258.7508 | 242.9293 | 6.5467 | 39.3837 | 242.7896 | 430.8349 | 10.1043 | 0 |  | 94 | 1552.5405 | 223.9034 | 246.9884 | 254.212 | 6.5467 | 55.1951 | 244.5458 | 440.491 | 8.5892 | 0 |  | 94 | 1532.7235 | 183.0652 | 238.378 | 226.3689 | 6.5467 | 39.3768 | 234.7349 | 301.2631 | 9.1227 | 0 |  | 94 | 1603.1563 | 192.7392 | 229.0875 | 241.1192 | 6.5467 | 45.6592 | 234.9883 | 420.224 | 9.839 | 0
|  | 95 | 1740.649 | 210.9155 | 279.532 | 242.7809 | 6.5467 | 46.5796 | 226.3469 | 487.9568 | 10.486 | 0 |  | 95 | 1586.7854 | 208.6711 | 257.6926 | 242.7086 | 6.5467 | 39.3533 | 242.3382 | 429.5964 | 10.1043 | 0 |  | 95 | 1544.7901 | 223.3175 | 246.0666 | 253.9797 | 6.5467 | 55.1473 | 244.0876 | 439.1516 | 8.5892 | 0 |  | 95 | 1525.0019 | 182.4509 | 237.7899 | 226.1356 | 6.5467 | 39.3472 | 234.3091 | 300.5326 | 9.1227 | 0 |  | 95 | 1595.8113 | 191.753 | 228.1025 | 240.8695 | 6.5467 | 45.6222 | 234.5499 | 419.0721 | 9.839 | 0
|  | 96 | 1731.9243 | 210.244 | 278.662 | 242.5801 | 6.5467 | 46.5398 | 225.9178 | 486.6335 | 10.486 | 0 |  | 96 | 1579.6445 | 207.4168 | 256.6188 | 242.5102 | 6.5467 | 39.3228 | 241.8888 | 428.3951 | 10.1043 | 0 |  | 96 | 1537.0896 | 222.4792 | 245.3397 | 253.7547 | 6.5467 | 55.0996 | 243.6319 | 437.8495 | 8.5892 | 0 |  | 96 | 1517.1692 | 181.932 | 237.1693 | 225.9504 | 6.5467 | 39.3174 | 233.8854 | 299.8325 | 9.1227 | 0 |  | 96 | 1588.17 | 190.9472 | 227.1937 | 240.6596 | 6.5467 | 45.5851 | 234.1131 | 417.9557 | 9.839 | 0
|  | 97 | 1723.5492 | 209.4622 | 277.5526 | 242.3794 | 6.5467 | 46.4999 | 225.4912 | 485.3501 | 10.486 | 0 |  | 97 | 1572.2035 | 206.6421 | 255.3655 | 242.3117 | 6.5467 | 39.2923 | 241.4413 | 427.2303 | 10.1043 | 0 |  | 97 | 1529.5626 | 221.7535 | 244.3267 | 253.5298 | 6.5467 | 55.052 | 243.1786 | 436.5838 | 8.5892 | 0 |  | 97 | 1510.0016 | 181.2083 | 236.0885 | 225.7653 | 6.5467 | 39.2876 | 233.464 | 299.1623 | 9.1227 | 0 |  | 97 | 1580.5218 | 190.1269 | 226.3064 | 240.4497 | 6.5467 | 45.5478 | 233.6779 | 416.8743 | 9.839 | 0
|  | 98 | 1715.4281 | 208.475 | 276.3948 | 242.1787 | 6.5467 | 46.4599 | 225.0668 | 484.1061 | 10.486 | 0 |  | 98 | 1564.0551 | 205.8195 | 254.8676 | 242.1133 | 6.5467 | 39.2616 | 240.9956 | 426.1012 | 10.1043 | 0 |  | 98 | 1521.7472 | 221.1225 | 243.5076 | 253.3049 | 6.5467 | 55.0045 | 242.7278 | 435.354 | 8.5892 | 0 |  | 98 | 1502.5896 | 180.3832 | 235.3535 | 225.5802 | 6.5467 | 39.2577 | 233.0446 | 298.5211 | 9.1227 | 0 |  | 98 | 1572.848 | 189.314 | 225.4372 | 240.2398 | 6.5467 | 45.5105 | 233.2444 | 415.8272 | 9.839 | 0
|  | 99 | 1706.8739 | 207.6613 | 275.4764 | 241.998 | 6.5467 | 46.4197 | 224.6448 | 482.9006 | 10.486 | 0 |  | 99 | 1557.1034 | 204.5758 | 253.5854 | 241.9234 | 6.5467 | 39.2308 | 240.5518 | 425.0073 | 10.1043 | 0 |  | 99 | 1514.605 | 219.9644 | 242.5422 | 253.0799 | 6.5467 | 54.9572 | 242.2793 | 434.1592 | 8.5892 | 0 |  | 99 | 1495.3766 | 179.6541 | 234.3235 | 225.395 | 6.5467 | 39.2276 | 232.6274 | 297.9082 | 9.1227 | 0 |  | 99 | 1565.2802 | 188.3562 | 224.5799 | 240.057 | 6.5467 | 45.473 | 232.8124 | 414.8136 | 9.839 | 0
|  | 100 | 1698.9675 | 206.5048 | 274.2711 | 241.7993 | 6.5467 | 46.3793 | 224.2251 | 481.7331 | 10.486 | 0 |  | 100 | 1549.1422 | 203.8013 | 252.8677 | 241.7094 | 6.5467 | 39.2 | 240.1099 | 423.9477 | 10.1043 | 0 |  | 100 | 1507.3124 | 219.0631 | 241.5063 | 252.8191 | 6.5467 | 54.9099 | 241.8333 | 432.9989 | 8.5892 | 0 |  | 100 | 1488.3156 | 178.9286 | 233.1496 | 225.1981 | 6.5467 | 39.1975 | 232.2123 | 297.3229 | 9.1227 | 0 |  | 100 | 1557.5245 | 187.4927 | 223.8629 | 239.8274 | 6.5467 | 45.4354 | 232.3821 | 413.8329 | 9.839 | 0
|  | 101 | 1691.1003 | 205.491 | 272.8974 | 241.5871 | 6.5467 | 46.3389 | 223.8077 | 480.6029 | 10.486 | 0 |  | 101 | 1541.3587 | 203.0458 | 251.9521 | 241.4966 | 6.5467 | 39.169 | 239.6698 | 422.9219 | 10.1043 | 0 |  | 101 | 1500.2123 | 218.1571 | 240.2635 | 252.5774 | 6.5467 | 54.8627 | 241.3896 | 431.8723 | 8.5892 | 0 |  | 101 | 1481.0025 | 178.2872 | 232.1456 | 224.9993 | 6.5467 | 39.1673 | 231.7992 | 296.7645 | 9.1227 | 0 |  | 101 | 1550.3468 | 186.504 | 222.6858 | 239.6053 | 6.5467 | 45.3977 | 231.9534 | 412.8845 | 9.839 | 0
|  | 102 | 1683.1199 | 204.6931 | 271.4238 | 241.372 | 6.5467 | 46.2984 | 223.3925 | 479.5092 | 10.486 | 0 |  | 102 | 1534.3757 | 201.9538 | 250.5661 | 241.2901 | 6.5467 | 39.138 | 239.2316 | 421.9291 | 10.1043 | 0 |  | 102 | 1492.9365 | 217.2772 | 239.1518 | 252.3542 | 6.5467 | 54.8157 | 240.9482 | 430.7787 | 8.5892 | 0 |  | 102 | 1473.7852 | 177.6035 | 231.0923 | 224.7964 | 6.5467 | 39.137 | 231.3882 | 296.2322 | 9.1227 | 0 |  | 102 | 1542.6245 | 185.8106 | 221.7688 | 239.3722 | 6.5467 | 45.3599 | 231.5262 | 411.9676 | 9.839 | 0
|  | 103 | 1674.7255 | 203.8565 | 270.4015 | 241.1584 | 6.5467 | 46.2577 | 222.9795 | 478.4514 | 10.486 | 0 |  | 103 | 1527.0129 | 201.0629 | 249.3608 | 241.0816 | 6.5467 | 39.1069 | 238.7952 | 420.9686 | 10.1043 | 0 |  | 103 | 1485.6771 | 216.3997 | 238.0311 | 252.1212 | 6.5467 | 54.7687 | 240.5091 | 429.7174 | 8.5892 | 0 |  | 103 | 1466.4658 | 176.7622 | 230.2915 | 224.6005 | 6.5467 | 39.1067 | 230.9792 | 295.7254 | 9.1227 | 0 |  | 103 | 1535.0982 | 185.1176 | 220.6413 | 239.1531 | 6.5467 | 45.322 | 231.1007 | 411.0816 | 9.839 | 0
|  | 104 | 1666.486 | 202.9692 | 269.2709 | 240.9489 | 6.5467 | 46.2169 | 222.5687 | 477.4287 | 10.486 | 0 |  | 104 | 1519.6328 | 199.9893 | 248.3488 | 240.88 | 6.5467 | 39.0757 | 238.3606 | 420.0397 | 10.1043 | 0 |  | 104 | 1478.5304 | 215.4226 | 236.8871 | 251.8985 | 6.5467 | 54.7218 | 240.0723 | 428.6878 | 8.5892 | 0 |  | 104 | 1459.3566 | 175.776 | 229.4208 | 224.4094 | 6.5467 | 39.0763 | 230.5722 | 295.2432 | 9.1227 | 0 |  | 104 | 1527.4552 | 184.2783 | 219.7694 | 238.9415 | 6.5467 | 45.284 | 230.6769 | 410.2258 | 9.839 | 0
|  | 105 | 1658.162 | 202.205 | 268.0998 | 240.7412 | 6.5467 | 46.1761 | 222.1602 | 476.4406 | 10.486 | 0 |  | 105 | 1512.2337 | 199.2569 | 247.2635 | 240.667 | 6.5467 | 39.0445 | 237.9278 | 419.1418 | 10.1043 | 0 |  | 105 | 1471.0533 | 214.5277 | 236.0681 | 251.6632 | 6.5467 | 54.675 | 239.6377 | 427.6891 | 8.5892 | 0 |  | 105 | 1452.0442 | 175.2186 | 228.3244 | 224.2183 | 6.5467 | 39.0458 | 230.1672 | 294.7851 | 9.1227 | 0 |  | 105 | 1519.8963 | 183.4981 | 218.9363 | 238.7242 | 6.5467 | 45.2459 | 230.2546 | 409.3996 | 9.839 | 0
|  | 106 | 1650.5481 | 201.4411 | 266.9104 | 240.5014 | 6.5467 | 46.1352 | 221.7538 | 475.4863 | 10.486 | 0 |  | 106 | 1504.9308 | 198.6776 | 246.3436 | 240.4316 | 6.5467 | 39.0131 | 237.4968 | 418.2741 | 10.1043 | 0 |  | 106 | 1464.3704 | 213.6182 | 235.0489 | 251.4066 | 6.5467 | 54.6283 | 239.2053 | 426.7206 | 8.5892 | 0 |  | 106 | 1445.6928 | 174.3532 | 227.1613 | 223.9993 | 6.5467 | 39.0152 | 229.7641 | 294.3502 | 9.1227 | 0 |  | 106 | 1512.621 | 183.0405 | 217.9714 | 238.4763 | 6.5467 | 45.2077 | 229.8339 | 408.6021 | 9.839 | 0
|  | 107 | 1642.6636 | 200.7777 | 265.8837 | 240.2704 | 6.5467 | 46.0942 | 221.3495 | 474.5651 | 10.486 | 0 |  | 107 | 1497.5777 | 197.9159 | 245.6433 | 240.2089 | 6.5467 | 38.9818 | 237.0676 | 417.4359 | 10.1043 | 0 |  | 107 | 1457.3543 | 212.7714 | 234.2884 | 251.1617 | 6.5467 | 54.5816 | 238.7752 | 425.7817 | 8.5892 | 0 |  | 107 | 1438.9864 | 173.6643 | 226.1923 | 223.7898 | 6.5467 | 38.9846 | 229.3629 | 293.9379 | 9.1227 | 0 |  | 107 | 1505.7234 | 182.133 | 217.0629 | 238.2442 | 6.5467 | 45.1695 | 229.4149 | 407.8329 | 9.839 | 0
|  | 108 | 1634.9445 | 200.1377 | 264.6759 | 240.0316 | 6.5467 | 46.0531 | 220.9473 | 473.6763 | 10.486 | 0 |  | 108 | 1490.2759 | 197.2602 | 244.8091 | 239.9632 | 6.5467 | 38.9504 | 236.6402 | 416.6267 | 10.1043 | 0 |  | 108 | 1450.2343 | 212.2716 | 233.3265 | 250.8751 | 6.5467 | 54.535 | 238.3472 | 424.8717 | 8.5892 | 0 |  | 108 | 1431.8975 | 173.0907 | 225.5038 | 223.567 | 6.5467 | 38.9539 | 228.9636 | 293.5473 | 9.1227 | 0 |  | 108 | 1498.1696 | 181.6249 | 216.4366 | 237.9867 | 6.5467 | 45.1312 | 228.9974 | 407.0912 | 9.839 | 0
|  | 109 | 1627.2686 | 199.1341 | 263.8105 | 239.7708 | 6.5467 | 46.0119 | 220.5473 | 472.8192 | 10.486 | 0 |  | 109 | 1482.9647 | 196.7885 | 243.807 | 239.7104 | 6.5467 | 38.9189 | 236.2145 | 415.8455 | 10.1043 | 0 |  | 109 | 1442.9971 | 211.5923 | 232.6502 | 250.5995 | 6.5467 | 54.4885 | 237.9214 | 423.9897 | 8.5892 | 0 |  | 109 | 1424.6736 | 172.5377 | 224.942 | 223.332 | 6.5467 | 38.9232 | 228.5662 | 293.1779 | 9.1227 | 0 |  | 109 | 1490.9822 | 180.7935 | 215.7719 | 237.7243 | 6.5467 | 45.0928 | 228.5816 | 406.3763 | 9.839 | 0
|  | 110 | 1618.9344 | 198.5219 | 263.2146 | 239.5075 | 6.5467 | 45.9707 | 220.1493 | 471.9932 | 10.486 | 0 |  | 110 | 1475.1743 | 196.3289 | 243.2762 | 239.4537 | 6.5467 | 38.8874 | 235.7906 | 415.0919 | 10.1043 | 0 |  | 110 | 1436.221 | 210.4541 | 231.9747 | 250.3211 | 6.5467 | 54.4421 | 237.4976 | 423.1353 | 8.5892 | 0 |  | 110 | 1418.0437 | 171.8271 | 223.9469 | 223.0939 | 6.5467 | 38.8924 | 228.1705 | 292.8288 | 9.1227 | 0 |  | 110 | 1483.3361 | 180.3891 | 215.1429 | 237.4581 | 6.5467 | 45.0543 | 228.1674 | 405.6875 | 9.839 | 0
|  | 111 | 1611.0552 | 197.8202 | 262.2485 | 239.249 | 6.5467 | 45.9295 | 219.7534 | 471.1976 | 10.486 | 0 |  | 111 | 1467.8863 | 195.6862 | 242.4179 | 239.205 | 6.5467 | 38.8558 | 235.3685 | 414.365 | 10.1043 | 0 |  | 111 | 1429.1047 | 209.6613 | 231.2845 | 250.0521 | 6.5467 | 54.3957 | 237.076 | 422.3076 | 8.5892 | 0 |  | 111 | 1411.3679 | 171.1133 | 222.9975 | 222.8591 | 6.5467 | 38.8616 | 227.7767 | 292.4994 | 9.1227 | 0 |  | 111 | 1475.6242 | 180.1187 | 214.438 | 237.1994 | 6.5467 | 45.0158 | 227.7548 | 405.0242 | 9.839 | 0
|  | 112 | 1602.9537 | 197.2282 | 261.3942 | 238.991 | 6.5467 | 45.8882 | 219.3595 | 470.4316 | 10.486 | 0 |  | 112 | 1460.6294 | 194.9089 | 241.6632 | 238.9564 | 6.5467 | 38.8242 | 234.9481 | 413.6642 | 10.1043 | 0 |  | 112 | 1422.1539 | 208.8701 | 230.4272 | 249.7831 | 6.5467 | 54.3493 | 236.6564 | 421.5059 | 8.5892 | 0 |  | 112 | 1404.6001 | 170.1627 | 222.3732 | 222.6281 | 6.5467 | 38.8308 | 227.3847 | 292.1889 | 9.1227 | 0 |  | 112 | 1468.3832 | 179.44 | 213.6706 | 236.9408 | 6.5467 | 44.9773 | 227.3438 | 404.3857 | 9.839 | 0
|  | 113 | 1594.2208 | 196.7231 | 261.0844 | 238.7331 | 6.5467 | 45.8469 | 218.9677 | 469.6947 | 10.486 | 0 |  | 113 | 1453.2972 | 194.1853 | 240.9301 | 238.7077 | 6.5467 | 38.7926 | 234.5294 | 412.9888 | 10.1043 | 0 |  | 113 | 1414.7214 | 208.1637 | 229.9669 | 249.514 | 6.5467 | 54.303 | 236.2389 | 420.7297 | 8.5892 | 0 |  | 113 | 1396.9877 | 169.7065 | 222.0992 | 222.397 | 6.5467 | 38.7999 | 226.9944 | 291.8967 | 9.1227 | 0 |  | 113 | 1461.2455 | 178.5378 | 213.0233 | 236.6822 | 6.5467 | 44.9387 | 226.9344 | 403.7714 | 9.839 | 0
|  | 114 | 1586.7858 | 195.3725 | 260.3224 | 238.4751 | 6.5467 | 45.8056 | 218.5778 | 468.986 | 10.486 | 0 |  | 114 | 1446.1373 | 193.1532 | 240.3331 | 238.4591 | 6.5467 | 38.7609 | 234.1124 | 412.3381 | 10.1043 | 0 |  | 114 | 1407.663 | 207.1578 | 229.432 | 249.245 | 6.5467 | 54.2568 | 235.8234 | 419.9781 | 8.5892 | 0 |  | 114 | 1389.7712 | 168.8987 | 221.7807 | 222.1659 | 6.5467 | 38.7689 | 226.6059 | 291.6219 | 9.1227 | 0 |  | 114 | 1454.1706 | 177.3234 | 212.6256 | 236.4235 | 6.5467 | 44.9001 | 226.5266 | 403.1805 | 9.839 | 0
|  | 115 | 1578.1281 | 194.8913 | 259.9135 | 238.2172 | 6.5467 | 45.7642 | 218.1899 | 468.305 | 10.486 | 0 |  | 115 | 1438.3414 | 192.5716 | 239.9216 | 238.2105 | 6.5467 | 38.7293 | 233.6972 | 411.7115 | 10.1043 | 0 |  | 115 | 1400.0164 | 206.4237 | 229.2134 | 248.976 | 6.5467 | 54.2106 | 235.4098 | 419.2505 | 8.5892 | 0 |  | 115 | 1382.2653 | 168.5332 | 221.3095 | 221.9348 | 6.5467 | 38.738 | 226.2191 | 291.3638 | 9.1227 | 0 |  | 115 | 1446.7781 | 176.5454 | 212.1088 | 236.1649 | 6.5467 | 44.8614 | 226.1205 | 402.6124 | 9.839 | 0
|  | 116 | 1569.8919 | 194.4607 | 259.0326 | 237.9593 | 6.5467 | 45.7228 | 217.804 | 467.6508 | 10.486 | 0 |  | 116 | 1431.5425 | 191.6973 | 238.8089 | 237.9588 | 6.5467 | 38.6976 | 233.2836 | 411.1081 | 10.1043 | 0 |  | 116 | 1392.5862 | 206.0207 | 228.4474 | 248.7069 | 6.5467 | 54.1644 | 234.9983 | 418.5461 | 8.5892 | 0 |  | 116 | 1374.9181 | 168.2185 | 220.6287 | 221.7038 | 6.5467 | 38.707 | 225.8339 | 291.1219 | 9.1227 | 0 |  | 116 | 1439.743 | 176.0623 | 210.9407 | 235.9055 | 6.5467 | 44.8227 | 225.7159 | 402.0663 | 9.839 | 0
|  | 117 | 1562.0458 | 193.8117 | 257.9909 | 237.6905 | 6.5467 | 45.6814 | 217.42 | 467.023 | 10.486 | 0 |  | 117 | 1424.1985 | 191.0752 | 237.9978 | 237.6985 | 6.5467 | 38.6659 | 232.8717 | 410.5273 | 10.1043 | 0 |  | 117 | 1385.6351 | 205.4017 | 227.4275 | 248.4285 | 6.5467 | 54.1182 | 234.5886 | 417.8644 | 8.5892 | 0 |  | 117 | 1368.1055 | 167.5413 | 219.7852 | 221.4633 | 6.5467 | 38.676 | 225.4504 | 290.8952 | 9.1227 | 0 |  | 117 | 1432.246 | 175.4577 | 210.3676 | 235.6344 | 6.5467 | 44.784 | 225.3129 | 401.5417 | 9.839 | 0
|  | 118 | 1553.781 | 193.1317 | 257.3963 | 237.4243 | 6.5467 | 45.6401 | 217.0378 | 466.4206 | 10.486 | 0 |  | 118 | 1416.7547 | 190.5239 | 237.2115 | 237.4422 | 6.5467 | 38.6342 | 232.4615 | 409.9685 | 10.1043 | 0 |  | 118 | 1378.6852 | 204.4493 | 226.7359 | 248.1542 | 6.5467 | 54.0721 | 234.1809 | 417.2045 | 8.5892 | 0 |  | 118 | 1361.1873 | 166.7606 | 219.1492 | 221.2245 | 6.5467 | 38.645 | 225.0685 | 290.6831 | 9.1227 | 0 |  | 118 | 1424.8592 | 174.8934 | 209.6383 | 235.3691 | 6.5467 | 44.7453 | 224.9116 | 401.0379 | 9.839 | 0
|  | 119 | 1546.0714 | 192.1848 | 256.5133 | 237.158 | 6.5467 | 45.5987 | 216.6576 | 465.8431 | 10.486 | 0 |  | 119 | 1409.6869 | 189.5819 | 236.4401 | 237.1858 | 6.5467 | 38.6024 | 232.053 | 409.4309 | 10.1043 | 0 |  | 119 | 1371.4347 | 203.9564 | 225.8854 | 247.8799 | 6.5467 | 54.026 | 233.775 | 416.5659 | 8.5892 | 0 |  | 119 | 1354.0662 | 166.3171 | 218.3787 | 220.9858 | 6.5467 | 38.614 | 224.6882 | 290.4849 | 9.1227 | 0 |  | 119 | 1417.4986 | 174.2815 | 208.9303 | 235.1039 | 6.5467 | 44.7065 | 224.5119 | 400.5541 | 9.839 | 0
|  | 120 | 1537.9603 | 191.6647 | 255.6051 | 236.8918 | 6.5467 | 45.5573 | 216.2793 | 465.2898 | 10.486 | 0 |  | 120 | 1403.1056 | 188.3185 | 235.5072 | 236.9259 | 6.5467 | 38.5707 | 231.6461 | 408.9139 | 10.1043 | 0 |  | 120 | 1364.3675 | 203.0292 | 225.2858 | 247.6056 | 6.5467 | 53.9799 | 233.371 | 415.9477 | 8.5892 | 0 |  | 120 | 1347.5137 | 165.4435 | 217.4699 | 220.747 | 6.5467 | 38.583 | 224.3095 | 290.2998 | 9.1227 | 0 |  | 120 | 1410.1594 | 173.4744 | 208.396 | 234.8386 | 6.5467 | 44.6678 | 224.1137 | 400.0897 | 9.839 | 0
|  | 121 | 1530.4469 | 190.6218 | 254.6642 | 236.5833 | 6.5467 | 45.516 | 215.9027 | 464.76 | 10.486 | 0 |  | 121 | 1395.2432 | 187.94 | 235.0316 | 236.6048 | 6.5467 | 38.539 | 231.2409 | 408.4167 | 10.1043 | 0 |  | 121 | 1357.675 | 201.9948 | 224.4807 | 247.2694 | 6.5467 | 53.9339 | 232.9689 | 415.3493 | 8.5892 | 0 |  | 121 | 1340.586 | 164.7917 | 216.7604 | 220.4623 | 6.5467 | 38.552 | 223.9323 | 290.1271 | 9.1227 | 0 |  | 121 | 1402.8074 | 172.7905 | 207.8194 | 234.5053 | 6.5467 | 44.629 | 223.7172 | 399.644 | 9.839 | 0
|  | 122 | 1522.817 | 189.6016 | 253.7873 | 236.3047 | 6.5467 | 45.4747 | 215.5281 | 464.253 | 10.486 | 0 |  | 122 | 1387.7367 | 187.1415 | 234.5653 | 236.3385 | 6.5467 | 38.5073 | 230.8373 | 407.9387 | 10.1043 | 0 |  | 122 | 1351.066 | 200.7161 | 223.7846 | 246.9848 | 6.5467 | 53.8878 | 232.5685 | 414.7701 | 8.5892 | 0 |  | 122 | 1333.8335 | 163.8905 | 216.1023 | 220.2003 | 6.5467 | 38.5209 | 223.5567 | 289.9662 | 9.1227 | 0 |  | 122 | 1395.4154 | 172.0617 | 207.2692 | 234.2305 | 6.5467 | 44.5902 | 223.3223 | 399.2164 | 9.839 | 0
|  | 123 | 1514.5773 | 188.8333 | 253.2683 | 236.026 | 6.5467 | 45.4335 | 215.1552 | 463.768 | 10.486 | 0 |  | 123 | 1379.7661 | 186.6147 | 234.2763 | 236.0872 | 6.5467 | 38.4756 | 230.4353 | 407.4791 | 10.1043 | 0 |  | 123 | 1343.7845 | 199.9548 | 223.2397 | 246.7043 | 6.5467 | 53.8418 | 232.1699 | 414.2092 | 8.5892 | 0 |  | 123 | 1326.4077 | 163.4166 | 215.6757 | 219.9528 | 6.5467 | 38.4899 | 223.1825 | 289.8162 | 9.1227 | 0 |  | 123 | 1387.6764 | 171.4551 | 206.931 | 233.9686 | 6.5467 | 44.5515 | 222.9289 | 398.8062 | 9.839 | 0
|  | 124 | 1506.8632 | 187.7127 | 252.5658 | 235.7576 | 6.5467 | 45.3922 | 214.784 | 463.3045 | 10.486 | 0 |  | 124 | 1372.8374 | 185.5714 | 233.4894 | 235.8086 | 6.5467 | 38.444 | 230.035 | 407.0373 | 10.1043 | 0 |  | 124 | 1336.31 | 199.2761 | 222.7976 | 246.4311 | 6.5467 | 53.7957 | 231.773 | 413.6661 | 8.5892 | 0 |  | 124 | 1319.3135 | 162.7995 | 215.0616 | 219.7044 | 6.5467 | 38.4589 | 222.8098 | 289.6765 | 9.1227 | 0 |  | 124 | 1380.0037 | 170.9071 | 206.4865 | 233.6879 | 6.5467 | 44.5127 | 222.5372 | 398.4126 | 9.839 | 0
|  | 125 | 1498.3265 | 186.994 | 252.3068 | 235.4664 | 6.5467 | 45.3511 | 214.4147 | 462.8617 | 10.486 | 0 |  | 125 | 1365.7547 | 184.9006 | 232.4839 | 235.53 | 6.5467 | 38.4123 | 229.6362 | 406.6126 | 10.1043 | 0 |  | 125 | 1328.6238 | 198.706 | 222.4788 | 246.1381 | 6.5467 | 53.7497 | 231.3779 | 413.14 | 8.5892 | 0 |  | 125 | 1311.939 | 162.2742 | 214.6459 | 219.4462 | 6.5467 | 38.4279 | 222.4386 | 289.5464 | 9.1227 | 0 |  | 125 | 1373.0488 | 170.0924 | 205.5978 | 233.4005 | 6.5467 | 44.474 | 222.1471 | 398.0351 | 9.839 | 0
|  | 126 | 1489.9179 | 186.4638 | 251.7312 | 235.1752 | 6.5467 | 45.31 | 214.0471 | 462.439 | 10.486 | 0 |  | 126 | 1358.9746 | 183.684 | 231.7216 | 235.2513 | 6.5467 | 38.3807 | 229.2391 | 406.2042 | 10.1043 | 0 |  | 126 | 1321.1231 | 198.2465 | 221.8637 | 245.845 | 6.5467 | 53.7036 | 230.9845 | 412.6302 | 8.5892 | 0 |  | 126 | 1304.6899 | 161.7989 | 214.0548 | 219.188 | 6.5467 | 38.3969 | 222.0687 | 289.425 | 9.1227 | 0 |  | 126 | 1365.5001 | 169.4456 | 205.1351 | 233.113 | 6.5467 | 44.4353 | 221.7586 | 397.6729 | 9.839 | 0
|  | 127 | 1481.6548 | 185.758 | 251.1856 | 234.884 | 6.5467 | 45.269 | 213.6812 | 462.0356 | 10.486 | 0 |  | 127 | 1351.1438 | 183.1266 | 231.351 | 234.9727 | 6.5467 | 38.3492 | 228.8435 | 405.8116 | 10.1043 | 0 |  | 127 | 1313.8397 | 197.482 | 221.3364 | 245.552 | 6.5467 | 53.6575 | 230.5928 | 412.136 | 8.5892 | 0 |  | 127 | 1297.4608 | 161.1161 | 213.6513 | 218.9297 | 6.5467 | 38.3659 | 221.7003 | 289.3117 | 9.1227 | 0 |  | 127 | 1358.1369 | 168.6097 | 204.6758 | 232.8255 | 6.5467 | 44.3966 | 221.3717 | 397.3254 | 9.839 | 0
|  | 128 | 1473.3303 | 185.1984 | 250.5553 | 234.5928 | 6.5467 | 45.228 | 213.3169 | 461.6509 | 10.486 | 0 |  | 128 | 1343.3033 | 182.61 | 230.949 | 234.694 | 6.5467 | 38.3176 | 228.4495 | 405.4339 | 10.1043 | 0 |  | 128 | 1306.7104 | 196.6264 | 220.7462 | 245.2589 | 6.5467 | 53.6114 | 230.2027 | 411.6568 | 8.5892 | 0 |  | 128 | 1289.904 | 160.5883 | 213.4203 | 218.6715 | 6.5467 | 38.335 | 221.3332 | 289.2058 | 9.1227 | 0 |  | 128 | 1350.0232 | 168.2645 | 204.4765 | 232.5381 | 6.5467 | 44.3579 | 220.9864 | 396.9919 | 9.839 | 0
|  | 129 | 1465.7657 | 184.315 | 249.4888 | 234.3015 | 6.5467 | 45.1871 | 212.9544 | 461.2841 | 10.486 | 0 |  | 129 | 1335.9064 | 181.9056 | 230.2915 | 234.4154 | 6.5467 | 38.2861 | 228.0571 | 405.0706 | 10.1043 | 0 |  | 129 | 1300.2595 | 195.4276 | 219.8206 | 244.9659 | 6.5467 | 53.5653 | 229.8142 | 411.1918 | 8.5892 | 0 |  | 129 | 1283.5998 | 159.5776 | 212.4197 | 218.4132 | 6.5467 | 38.3041 | 220.9675 | 289.1066 | 9.1227 | 0 |  | 129 | 1342.8965 | 167.2645 | 203.9449 | 232.2506 | 6.5467 | 44.3193 | 220.6027 | 396.6718 | 9.839 | 0
|  | 130 | 1458.1035 | 183.4822 | 248.4694 | 234.0103 | 6.5467 | 45.1464 | 212.5935 | 460.9347 | 10.486 | 0 |  | 130 | 1328.963 | 180.9305 | 229.451 | 234.1367 | 6.5467 | 38.2547 | 227.6662 | 404.7209 | 10.1043 | 0 |  | 130 | 1293.3221 | 194.5653 | 219.0451 | 244.6728 | 6.5467 | 53.5192 | 229.4273 | 410.7403 | 8.5892 | 0 |  | 130 | 1277.1884 | 158.7613 | 211.332 | 218.155 | 6.5467 | 38.2732 | 220.603 | 289.0133 | 9.1227 | 0 |  | 130 | 1336.2952 | 166.3361 | 202.8163 | 231.9631 | 6.5467 | 44.2807 | 220.2206 | 396.3642 | 9.839 | 0
|  | 131 | 1450.4785 | 182.5245 | 247.5376 | 233.7191 | 6.5467 | 45.1057 | 212.2342 | 460.6018 | 10.486 | 0 |  | 131 | 1321.9215 | 179.9682 | 228.6958 | 233.8581 | 6.5467 | 38.2233 | 227.2769 | 404.3841 | 10.1043 | 0 |  | 131 | 1286.6723 | 193.6005 | 218.0844 | 244.3797 | 6.5467 | 53.473 | 229.042 | 410.3017 | 8.5892 | 0 |  | 131 | 1270.4471 | 158.0742 | 210.4448 | 217.8968 | 6.5467 | 38.2424 | 220.2399 | 288.9251 | 9.1227 | 0 |  | 131 | 1329.3612 | 165.4767 | 201.9513 | 231.6756 | 6.5467 | 44.2422 | 219.8401 | 396.0686 | 9.839 | 0
|  | 132 | 1442.5676 | 181.6363 | 246.8224 | 233.4279 | 6.5467 | 45.0651 | 211.8766 | 460.2849 | 10.486 | 0 |  | 132 | 1314.3994 | 179.3618 | 228.0653 | 233.5794 | 6.5467 | 38.1919 | 226.8891 | 404.0595 | 10.1043 | 0 |  | 132 | 1279.688 | 192.6659 | 217.4281 | 244.0867 | 6.5467 | 53.4268 | 228.6582 | 409.8752 | 8.5892 | 0 |  | 132 | 1263.5074 | 157.2707 | 209.8725 | 217.6385 | 6.5467 | 38.2116 | 219.878 | 288.8415 | 9.1227 | 0 |  | 132 | 1321.919 | 164.8239 | 201.388 | 231.3882 | 6.5467 | 44.2037 | 219.4612 | 395.7844 | 9.839 | 0
|  | 133 | 1435.4561 | 180.5885 | 245.4672 | 233.1367 | 6.5467 | 45.0246 | 211.5205 | 459.9832 | 10.486 | 0 |  | 133 | 1307.9286 | 178.3184 | 226.8206 | 233.3008 | 6.5467 | 38.1607 | 226.5028 | 403.7465 | 10.1043 | 0 |  | 133 | 1273.3178 | 191.6971 | 216.1919 | 243.7936 | 6.5467 | 53.3806 | 228.2759 | 409.4602 | 8.5892 | 0 |  | 133 | 1257.1451 | 156.4329 | 208.757 | 217.3803 | 6.5467 | 38.1808 | 219.5174 | 288.7616 | 9.1227 | 0 |  | 133 | 1314.8144 | 163.9317 | 200.7266 | 231.1007 | 6.5467 | 44.1653 | 219.0839 | 395.5107 | 9.839 | 0
|  | 134 | 1427.6293 | 179.8109 | 244.5572 | 232.8455 | 6.5467 | 44.9843 | 211.166 | 459.696 | 10.486 | 0 |  | 134 | 1300.66 | 177.6285 | 226.0201 | 233.0222 | 6.5467 | 38.1294 | 226.118 | 403.4443 | 10.1043 | 0 |  | 134 | 1266.3668 | 190.8805 | 215.3843 | 243.5006 | 6.5467 | 53.3343 | 227.8952 | 409.056 | 8.5892 | 0 |  | 134 | 1250.3573 | 155.6731 | 207.9892 | 217.1221 | 6.5467 | 38.1501 | 219.1579 | 288.6847 | 9.1227 | 0 |  | 134 | 1307.4932 | 163.3205 | 200.0007 | 230.8132 | 6.5467 | 44.1269 | 218.7082 | 395.247 | 9.839 | 0
|  | 135 | 1419.5121 | 179.2248 | 243.7459 | 232.5543 | 6.5467 | 44.944 | 210.813 | 459.4227 | 10.486 | 0 |  | 135 | 1293.4797 | 177.0393 | 225.0307 | 232.7435 | 6.5467 | 38.0983 | 225.7348 | 403.1522 | 10.1043 | 0 |  | 135 | 1259.3957 | 190.0295 | 214.6312 | 243.2075 | 6.5467 | 53.288 | 227.5159 | 408.6618 | 8.5892 | 0 |  | 135 | 1243.4017 | 155.0661 | 207.2363 | 216.8638 | 6.5467 | 38.1195 | 218.7997 | 288.6102 | 9.1227 | 0 |  | 135 | 1300.7337 | 162.5855 | 198.8368 | 230.5258 | 6.5467 | 44.0886 | 218.3341 | 394.9926 | 9.839 | 0
|  | 136 | 1411.3715 | 178.5771 | 243.0198 | 232.2631 | 6.5467 | 44.9039 | 210.4616 | 459.1625 | 10.486 | 0 |  | 136 | 1286.0197 | 176.3891 | 224.3819 | 232.4649 | 6.5467 | 38.0672 | 225.353 | 402.8696 | 10.1043 | 0 |  | 136 | 1252.4252 | 189.1344 | 213.9215 | 242.9145 | 6.5467 | 53.2416 | 227.138 | 408.2769 | 8.5892 | 0 |  | 136 | 1236.3914 | 154.2009 | 206.7962 | 216.6056 | 6.5467 | 38.0889 | 218.4425 | 288.5372 | 9.1227 | 0 |  | 136 | 1292.9584 | 162.2132 | 198.3262 | 230.2383 | 6.5467 | 44.0504 | 217.9616 | 394.7467 | 9.839 | 0
|  | 137 | 1403.5568 | 177.6992 | 242.198 | 231.9719 | 6.5467 | 44.864 | 210.1116 | 458.9148 | 10.486 | 0 |  | 137 | 1278.9281 | 175.6461 | 223.4576 | 232.1862 | 6.5467 | 38.0362 | 224.9728 | 402.5958 | 10.1043 | 0 |  | 137 | 1245.4847 | 188.2157 | 213.2055 | 242.6214 | 6.5467 | 53.1951 | 226.7615 | 407.9008 | 8.5892 | 0 |  | 137 | 1229.659 | 153.4255 | 205.9885 | 216.3474 | 6.5467 | 38.0584 | 218.0866 | 288.4651 | 9.1227 | 0 |  | 137 | 1285.9115 | 161.3355 | 197.5924 | 229.9508 | 6.5467 | 44.0123 | 217.5907 | 394.5088 | 9.839 | 0
|  | 138 | 1396.2594 | 176.8168 | 240.8633 | 231.6807 | 6.5467 | 44.8242 | 209.7632 | 458.6789 | 10.486 | 0 |  | 138 | 1271.3812 | 174.9566 | 222.9351 | 231.9076 | 6.5467 | 38.0053 | 224.594 | 402.3301 | 10.1043 | 0 |  | 138 | 1238.4867 | 187.702 | 212.142 | 242.3283 | 6.5467 | 53.1486 | 226.3864 | 407.5326 | 8.5892 | 0 |  | 138 | 1222.6769 | 153.1077 | 204.9729 | 216.0891 | 6.5467 | 38.0279 | 217.7317 | 288.3931 | 9.1227 | 0 |  | 138 | 1278.3656 | 160.8613 | 196.9542 | 229.6633 | 6.5467 | 43.9742 | 217.2214 | 394.2781 | 9.839 | 0
|  | 139 | 1388.1912 | 176.1095 | 240.1243 | 231.3895 | 6.5467 | 44.7845 | 209.4162 | 458.454 | 10.486 | 0 |  | 139 | 1264.883 | 174.0218 | 221.6092 | 231.6289 | 6.5467 | 37.9745 | 224.2166 | 402.0717 | 10.1043 | 0 |  | 139 | 1231.157 | 187.0296 | 211.5689 | 242.0353 | 6.5467 | 53.1021 | 226.0127 | 407.1717 | 8.5892 | 0 |  | 139 | 1215.1795 | 152.7194 | 204.5431 | 215.8309 | 6.5467 | 37.9975 | 217.3779 | 288.3206 | 9.1227 | 0 |  | 139 | 1271.5998 | 159.8491 | 196.074 | 229.3759 | 6.5467 | 43.9362 | 216.8538 | 394.054 | 9.839 | 0
|  | 140 | 1379.9785 | 175.4357 | 239.4964 | 231.0983 | 6.5467 | 44.745 | 209.0706 | 458.2396 | 10.486 | 0 |  | 140 | 1257.527 | 173.2032 | 221.0318 | 231.3432 | 6.5467 | 37.9438 | 223.8407 | 401.82 | 10.1043 | 0 |  | 140 | 1223.6181 | 186.5606 | 211 | 241.7438 | 6.5467 | 53.0555 | 225.6403 | 406.8173 | 8.5892 | 0 |  | 140 | 1207.8996 | 152.3732 | 203.8561 | 215.5701 | 6.5467 | 37.9672 | 217.0251 | 288.2467 | 9.1227 | 0 |  | 140 | 1264.196 | 159.2145 | 195.4613 | 229.0813 | 6.5467 | 43.8983 | 216.4877 | 393.8358 | 9.839 | 0
|  | 141 | 1371.312 | 175.0253 | 239.062 | 230.804 | 6.5467 | 44.7057 | 208.7264 | 458.0349 | 10.486 | 0 |  | 141 | 1250.2137 | 172.3911 | 220.3901 | 231.0729 | 6.5467 | 37.9132 | 223.4663 | 401.5743 | 10.1043 | 0 |  | 141 | 1216.1776 | 185.7139 | 210.7034 | 241.4593 | 6.5467 | 53.0088 | 225.2693 | 406.4689 | 8.5892 | 0 |  | 141 | 1200.6997 | 151.8732 | 203.2434 | 215.309 | 6.5467 | 37.9369 | 216.6734 | 288.1709 | 9.1227 | 0 |  | 141 | 1256.7726 | 158.493 | 194.9435 | 228.7981 | 6.5467 | 43.8605 | 216.1231 | 393.6227 | 9.839 | 0
|  | 142 | 1362.8998 | 174.394 | 238.5842 | 230.5196 | 6.5467 | 44.6666 | 208.3837 | 457.8392 | 10.486 | 0 |  | 142 | 1242.8474 | 171.7687 | 219.6257 | 230.7882 | 6.5467 | 37.8826 | 223.0933 | 401.3339 | 10.1043 | 0 |  | 142 | 1208.9522 | 184.8054 | 210.2528 | 241.1756 | 6.5467 | 52.962 | 224.8995 | 406.1257 | 8.5892 | 0 |  | 142 | 1193.2327 | 151.3989 | 202.8658 | 215.0542 | 6.5467 | 37.9068 | 216.3227 | 288.0923 | 9.1227 | 0 |  | 142 | 1249.3522 | 157.9392 | 194.2594 | 228.5106 | 6.5467 | 43.8229 | 215.7602 | 393.4143 | 9.839 | 0
|  | 143 | 1354.6814 | 173.7391 | 237.9405 | 230.2309 | 6.5467 | 44.6276 | 208.0423 | 457.6519 | 10.486 | 0 |  | 143 | 1235.3027 | 170.9939 | 219.1559 | 230.54 | 6.5467 | 37.8522 | 222.7217 | 401.0982 | 10.1043 | 0 |  | 143 | 1201.4623 | 184.2227 | 209.7433 | 240.8893 | 6.5467 | 52.9151 | 224.5309 | 405.7869 | 8.5892 | 0 |  | 143 | 1185.9669 | 150.6306 | 202.5812 | 214.7992 | 6.5467 | 37.8767 | 215.9729 | 288.0102 | 9.1227 | 0 |  | 143 | 1241.8948 | 157.2789 | 193.6851 | 228.2568 | 6.5467 | 43.7853 | 215.3989 | 393.2097 | 9.839 | 0
|  | 144 | 1346.5486 | 173.0576 | 237.2137 | 229.9665 | 6.5467 | 44.5889 | 207.7022 | 457.4722 | 10.486 | 0 |  | 144 | 1227.6499 | 170.3864 | 218.6257 | 230.2929 | 6.5467 | 37.8219 | 222.3515 | 400.8663 | 10.1043 | 0 |  | 144 | 1194.2322 | 183.4268 | 209.1703 | 240.62 | 6.5467 | 52.8682 | 224.1636 | 405.4519 | 8.5892 | 0 |  | 144 | 1179.3974 | 149.8342 | 201.6096 | 214.5629 | 6.5467 | 37.8467 | 215.6241 | 287.9239 | 9.1227 | 0 |  | 144 | 1234.8448 | 156.4766 | 192.8421 | 228.0064 | 6.5467 | 43.7478 | 215.0392 | 393.0083 | 9.839 | 0
|  | 145 | 1338.4524 | 172.239 | 236.5894 | 229.6998 | 6.5467 | 44.5503 | 207.3635 | 457.2995 | 10.486 | 0 |  | 145 | 1219.6003 | 169.9603 | 218.3317 | 230.0249 | 6.5467 | 37.7917 | 221.9828 | 400.6376 | 10.1043 | 0 |  | 145 | 1187.2531 | 182.3844 | 208.5919 | 240.3517 | 6.5467 | 52.8212 | 223.7975 | 405.1201 | 8.5892 | 0 |  | 145 | 1172.6099 | 148.936 | 200.9579 | 214.3266 | 6.5467 | 37.8168 | 215.2762 | 287.8327 | 9.1227 | 0 |  | 145 | 1227.0993 | 155.8866 | 192.5006 | 227.7377 | 6.5467 | 43.7105 | 214.6811 | 392.8094 | 9.839 | 0
|  | 146 | 1330.0834 | 171.594 | 236.0761 | 229.4215 | 6.5467 | 44.5119 | 207.0261 | 457.1331 | 10.486 | 0 |  | 146 | 1211.9234 | 169.2968 | 217.8964 | 229.7631 | 6.5467 | 37.7617 | 221.6154 | 400.4115 | 10.1043 | 0 |  | 146 | 1180.1336 | 181.5865 | 207.917 | 240.0758 | 6.5467 | 52.774 | 223.4326 | 404.7906 | 8.5892 | 0 |  | 146 | 1165.3455 | 148.4111 | 200.4255 | 214.0745 | 6.5467 | 37.787 | 214.9292 | 287.7359 | 9.1227 | 0 |  | 146 | 1219.121 | 155.4138 | 192.282 | 227.4615 | 6.5467 | 43.6732 | 214.3246 | 392.6123 | 9.839 | 0
|  | 147 | 1321.7661 | 170.9844 | 235.4825 | 229.1364 | 6.5467 | 44.4738 | 206.69 | 456.9722 | 10.486 | 0 |  | 147 | 1204.9838 | 168.5362 | 216.8263 | 229.4958 | 6.5467 | 37.7317 | 221.2494 | 400.1872 | 10.1043 | 0 |  | 147 | 1172.6917 | 180.9818 | 207.3778 | 239.7933 | 6.5467 | 52.7268 | 223.0688 | 404.4629 | 8.5892 | 0 |  | 147 | 1158.0842 | 147.8922 | 199.8875 | 213.8189 | 6.5467 | 37.7573 | 214.5831 | 287.6327 | 9.1227 | 0 |  | 147 | 1211.5121 | 154.801 | 191.8296 | 227.1898 | 6.5467 | 43.6362 | 213.9697 | 392.4164 | 9.839 | 0
|  | 148 | 1314.4695 | 169.9249 | 234.3114 | 228.8661 | 6.5467 | 44.4358 | 206.3551 | 456.8163 | 10.486 | 0 |  | 148 | 1197.4498 | 167.9912 | 216.2016 | 229.242 | 6.5467 | 37.7019 | 220.8848 | 399.9641 | 10.1043 | 0 |  | 148 | 1165.7469 | 180.3946 | 206.319 | 239.523 | 6.5467 | 52.6795 | 222.7061 | 404.1362 | 8.5892 | 0 |  | 148 | 1151.0452 | 147.2679 | 199.2226 | 213.5773 | 6.5467 | 37.7277 | 214.2378 | 287.5224 | 9.1227 | 0 |  | 148 | 1204.3789 | 154.0318 | 191.117 | 226.9311 | 6.5467 | 43.5992 | 213.6163 | 392.221 | 9.839 | 0
|  | 149 | 1306.3436 | 169.3733 | 233.4707 | 228.6022 | 6.5467 | 44.3981 | 206.0215 | 456.6646 | 10.486 | 0 |  | 149 | 1189.7917 | 167.5509 | 215.6148 | 228.9862 | 6.5467 | 37.6722 | 220.5215 | 399.7414 | 10.1043 | 0 |  | 149 | 1158.6533 | 179.4638 | 205.7593 | 239.2598 | 6.5467 | 52.632 | 222.3445 | 403.8098 | 8.5892 | 0 |  | 149 | 1144.265 | 146.4158 | 198.5282 | 213.3443 | 6.5467 | 37.6982 | 213.8934 | 287.4043 | 9.1227 | 0 |  | 149 | 1196.5569 | 153.7869 | 190.5911 | 226.671 | 6.5467 | 43.5624 | 213.2646 | 392.0255 | 9.839 | 0
|  | 150 | 1298.2391 | 168.6867 | 232.7517 | 228.3303 | 6.5467 | 44.3606 | 205.6891 | 456.5164 | 10.486 | 0 |  | 150 | 1182.1597 | 166.9562 | 215.1585 | 228.728 | 6.5467 | 37.6427 | 220.1596 | 399.5185 | 10.1043 | 0 |  | 150 | 1151.584 | 178.838 | 204.8797 | 238.9872 | 6.5467 | 52.5845 | 221.984 | 403.483 | 8.5892 | 0 |  | 150 | 1137.0285 | 145.8338 | 198.0305 | 213.1007 | 6.5467 | 37.6689 | 213.5497 | 287.2777 | 9.1227 | 0 |  | 150 | 1188.9657 | 153.3927 | 189.9866 | 226.408 | 6.5467 | 43.5257 | 212.9144 | 391.829 | 9.839 | 0
|  | 151 | 1290.3983 | 168.0285 | 231.7407 | 228.0584 | 6.5467 | 44.3234 | 205.3579 | 456.371 | 10.486 | 0 |  | 151 | 1174.8015 | 166.4559 | 214.3341 | 228.4699 | 6.5467 | 37.6133 | 219.799 | 399.2946 | 10.1043 | 0 |  | 151 | 1144.5042 | 178.18 | 204.0427 | 238.7147 | 6.5467 | 52.5368 | 221.6246 | 403.1552 | 8.5892 | 0 |  | 151 | 1130.5698 | 145.0549 | 196.9521 | 212.857 | 6.5467 | 37.6396 | 213.2068 | 287.1419 | 9.1227 | 0 |  | 151 | 1181.348 | 152.9567 | 189.4504 | 226.1449 | 6.5467 | 43.4891 | 212.5659 | 391.631 | 9.839 | 0
|  | 152 | 1282.7241 | 167.0514 | 230.8818 | 227.7864 | 6.5467 | 44.2864 | 205.0279 | 456.2278 | 10.486 | 0 |  | 152 | 1167.179 | 165.8164 | 213.9132 | 228.2118 | 6.5467 | 37.5841 | 219.4398 | 399.0691 | 10.1043 | 0 |  | 152 | 1137.2204 | 177.421 | 203.5107 | 238.4422 | 6.5467 | 52.4891 | 221.2662 | 402.8256 | 8.5892 | 0 |  | 152 | 1123.1857 | 144.6198 | 196.4551 | 212.6134 | 6.5467 | 37.6105 | 212.8646 | 286.9961 | 9.1227 | 0 |  | 152 | 1174.0372 | 152.3452 | 188.7827 | 225.8819 | 6.5467 | 43.4528 | 212.2189 | 391.4309 | 9.839 | 0
|  | 153 | 1274.186 | 166.6276 | 230.3336 | 227.5145 | 6.5467 | 44.2497 | 204.699 | 456.086 | 10.486 | 0 |  | 153 | 1160.7649 | 164.5436 | 212.9127 | 227.9581 | 6.5467 | 37.555 | 219.0819 | 398.8413 | 10.1043 | 0 |  | 153 | 1130.278 | 176.3707 | 202.9273 | 238.171 | 6.5467 | 52.4411 | 220.9087 | 402.4935 | 8.5892 | 0 |  | 153 | 1116.0185 | 143.8895 | 196.0361 | 212.3702 | 6.5467 | 37.5815 | 212.5231 | 286.8395 | 9.1227 | 0 |  | 153 | 1166.578 | 151.6631 | 188.3293 | 225.6237 | 6.5467 | 43.4165 | 211.8736 | 391.2278 | 9.839 | 0
|  | 154 | 1266.3533 | 165.3162 | 229.9578 | 227.2525 | 6.5467 | 44.2132 | 204.3713 | 455.945 | 10.486 | 0 |  | 154 | 1153.9723 | 163.4177 | 212.1385 | 227.7097 | 6.5467 | 37.526 | 218.7253 | 398.6105 | 10.1043 | 0 |  | 154 | 1123.2007 | 175.2731 | 202.5156 | 237.9103 | 6.5467 | 52.3931 | 220.5522 | 402.1582 | 8.5892 | 0 |  | 154 | 1109.048 | 143.0899 | 195.4782 | 212.1384 | 6.5467 | 37.5526 | 212.1823 | 286.6716 | 9.1227 | 0 |  | 154 | 1159.506 | 150.6666 | 187.7997 | 225.3689 | 6.5467 | 43.3805 | 211.5298 | 391.0211 | 9.839 | 0
|  | 155 | 1258.1298 | 164.537 | 229.4428 | 226.9882 | 6.5467 | 44.1771 | 204.0447 | 455.8041 | 10.486 | 2 |  | 155 | 1147.1427 | 162.2771 | 211.416 | 227.4615 | 6.5467 | 37.4973 | 218.37 | 398.3759 | 10.1043 | 0 |  | 155 | 1115.3946 | 175.0196 | 201.9913 | 237.6469 | 6.5467 | 52.3449 | 220.1967 | 401.8191 | 8.5892 | 0 |  | 155 | 1101.2772 | 142.8991 | 195.1151 | 211.9035 | 6.5467 | 37.5239 | 211.8422 | 286.4915 | 9.1227 | 0 |  | 155 | 1152.7398 | 149.8437 | 186.7907 | 225.1141 | 6.5467 | 43.3446 | 211.1876 | 390.8103 | 9.839 | 0
|  | 156 | 1250.4665 | 163.8461 | 228.2792 | 226.7239 | 6.5467 | 44.1411 | 203.7192 | 455.6626 | 10.486 | 5 |  | 156 | 1140.1331 | 161.4439 | 210.5659 | 227.2132 | 6.5467 | 37.4687 | 218.0159 | 398.137 | 10.1043 | 0 |  | 156 | 1108.2368 | 174.5459 | 201.0389 | 237.3835 | 6.5467 | 52.2966 | 219.8421 | 401.4755 | 8.5892 | 0 |  | 156 | 1094.0979 | 142.4447 | 194.4239 | 211.6686 | 6.5467 | 37.4953 | 211.5027 | 286.2986 | 9.1227 | 1 |  | 156 | 1145.9888 | 148.7723 | 186.0149 | 224.8593 | 6.5467 | 43.3089 | 210.847 | 390.5945 | 9.839 | 0
|  | 157 | 1242.25 | 163.1857 | 227.6375 | 226.4605 | 6.5467 | 44.1055 | 203.3947 | 455.5198 | 10.486 | 8 |  | 157 | 1132.4356 | 161.1334 | 209.8781 | 226.968 | 6.5467 | 37.4402 | 217.6632 | 397.893 | 10.1043 | 0 |  | 157 | 1101.1293 | 173.5732 | 200.5311 | 237.1242 | 6.5467 | 52.2482 | 219.4884 | 401.1266 | 8.5892 | 0 |  | 157 | 1086.9182 | 141.7678 | 193.9526 | 211.4367 | 6.5467 | 37.4668 | 211.1639 | 286.0921 | 9.1227 | 2 |  | 157 | 1138.3825 | 148.2629 | 185.5296 | 224.6073 | 6.5467 | 43.2734 | 210.508 | 390.3731 | 9.839 | 0
|  | 158 | 1233.7147 | 162.58 | 227.2503 | 226.2067 | 6.5467 | 44.0702 | 203.0713 | 455.375 | 10.486 | 12 |  | 158 | 1124.6631 | 160.5982 | 209.4985 | 226.7142 | 6.5467 | 37.412 | 217.3117 | 397.6431 | 10.1043 | 0 |  | 158 | 1093.8012 | 172.7233 | 200.1152 | 236.8708 | 6.5467 | 52.1996 | 219.1355 | 400.7718 | 8.5892 | 0 |  | 158 | 1079.843 | 141.2256 | 193.2408 | 211.2061 | 6.5467 | 37.4385 | 210.8256 | 285.8712 | 9.1227 | 4 |  | 158 | 1130.6096 | 147.8395 | 185.1325 | 224.3479 | 6.5467 | 43.238 | 210.1706 | 390.1455 | 9.839 | 0
|  | 159 | 1225.7375 | 161.934 | 226.3843 | 225.9138 | 6.5467 | 44.0351 | 202.749 | 455.2275 | 10.486 | 15 |  | 159 | 1117.2207 | 160.0175 | 208.8539 | 226.4409 | 6.5467 | 37.3839 | 216.9615 | 397.3868 | 10.1043 | 0 |  | 159 | 1086.7249 | 171.9061 | 199.4452 | 236.587 | 6.5467 | 52.1508 | 218.7835 | 400.4103 | 8.5892 | 0 |  | 159 | 1072.9137 | 140.4032 | 192.6914 | 210.9475 | 6.5467 | 37.4104 | 210.4878 | 285.6354 | 9.1227 | 6 |  | 159 | 1122.966 | 147.2213 | 184.8206 | 224.0685 | 6.5467 | 43.2028 | 209.8348 | 389.9109 | 9.839 | 0
|  | 160 | 1217.1891 | 161.5188 | 225.8591 | 225.6206 | 6.5467 | 44.0004 | 202.4276 | 455.0767 | 10.486 | 18 |  | 160 | 1109.4683 | 159.5651 | 208.3977 | 226.1608 | 6.5467 | 37.356 | 216.6126 | 397.1234 | 10.1043 | 0 |  | 160 | 1079.1124 | 171.4167 | 198.9893 | 236.2976 | 6.5467 | 52.1019 | 218.4323 | 400.0415 | 8.5892 | 0 |  | 160 | 1065.5071 | 140.118 | 192.0821 | 210.6889 | 6.5467 | 37.3823 | 210.1506 | 285.3838 | 9.1227 | 7 |  | 160 | 1115.2587 | 146.5977 | 184.584 | 223.7831 | 6.5467 | 43.1679 | 209.5006 | 389.6687 | 9.839 | 0
|  | 161 | 1209.4018 | 160.7936 | 224.8903 | 225.3198 | 6.5467 | 43.966 | 202.1072 | 454.9219 | 10.486 | 22 |  | 161 | 1102.534 | 158.6548 | 207.5799 | 225.8821 | 6.5467 | 37.3283 | 216.2649 | 396.852 | 10.1043 | 0 |  | 161 | 1072.5354 | 170.317 | 198.1133 | 236.0031 | 6.5467 | 52.0529 | 218.0818 | 399.6647 | 8.5892 | 0 |  | 161 | 1059.1 | 139.1369 | 191.176 | 210.4234 | 6.5467 | 37.3545 | 209.8139 | 285.1157 | 9.1227 | 9 |  | 161 | 1108.1979 | 146.0589 | 183.6172 | 223.4966 | 6.5467 | 43.1331 | 209.1679 | 389.4182 | 9.839 | 0
|  | 162 | 1201.4778 | 159.8904 | 224.2313 | 225.0241 | 6.5467 | 43.9319 | 201.7878 | 454.7623 | 10.486 | 25 |  | 162 | 1095.1161 | 157.837 | 207.1511 | 225.6056 | 6.5467 | 37.3008 | 215.9184 | 396.5722 | 10.1043 | 0 |  | 162 | 1065.3257 | 169.4376 | 197.6452 | 235.7129 | 6.5467 | 52.0037 | 217.7321 | 399.2791 | 8.5892 | 0 |  | 162 | 1052.2682 | 138.2595 | 190.5874 | 210.1615 | 6.5467 | 37.3268 | 209.4777 | 284.8304 | 9.1227 | 10 |  | 162 | 1101.3076 | 145.1285 | 182.8669 | 223.2146 | 6.5467 | 43.0985 | 208.8369 | 389.1588 | 9.839 | 0
|  | 163 | 1193.5276 | 159.0923 | 223.4932 | 224.7283 | 6.5467 | 43.8981 | 201.4694 | 454.5973 | 10.486 | 28 |  | 163 | 1087.5454 | 157.1473 | 206.7469 | 225.3292 | 6.5467 | 37.2735 | 215.5731 | 396.283 | 10.1043 | 0 |  | 163 | 1058.686 | 168.1938 | 196.9714 | 235.4228 | 6.5467 | 51.9543 | 217.3832 | 398.8841 | 8.5892 | 0 |  | 163 | 1045.1944 | 137.4881 | 190.1347 | 209.8996 | 6.5467 | 37.2993 | 209.1419 | 284.5272 | 9.1227 | 12 |  | 163 | 1094.3171 | 144.2502 | 182.1649 | 222.9325 | 6.5467 | 43.0642 | 208.5074 | 388.8897 | 9.839 | 0
|  | 164 | 1185.8712 | 157.9319 | 222.8239 | 224.4326 | 6.5467 | 43.8647 | 201.1518 | 454.4261 | 10.486 | 32 |  | 164 | 1080.1846 | 156.6553 | 205.9351 | 225.0527 | 6.5467 | 37.2464 | 215.2291 | 395.9839 | 10.1043 | 0 |  | 164 | 1051.5086 | 167.4818 | 196.3037 | 235.1327 | 6.5467 | 51.9047 | 217.035 | 398.479 | 8.5892 | 0 |  | 164 | 1038.4823 | 136.6488 | 189.3883 | 209.6377 | 6.5467 | 37.2719 | 208.8065 | 284.2054 | 9.1227 | 14 |  | 164 | 1086.6833 | 143.6681 | 181.8099 | 222.6505 | 6.5467 | 43.03 | 208.1796 | 388.6103 | 9.839 | 0
|  | 165 | 1177.6977 | 157.1906 | 222.2523 | 224.1369 | 6.5467 | 43.8316 | 200.8352 | 454.2482 | 10.486 | 35 |  | 165 | 1072.8833 | 155.6481 | 205.579 | 224.7762 | 6.5467 | 37.2195 | 214.8862 | 395.6742 | 10.1043 | 0 |  | 165 | 1044.4019 | 166.572 | 195.763 | 234.8426 | 6.5467 | 51.855 | 216.6874 | 398.0631 | 8.5892 | 0 |  | 165 | 1031.8855 | 135.6893 | 188.6467 | 209.3758 | 6.5467 | 37.2448 | 208.4716 | 283.8641 | 9.1227 | 15 |  | 165 | 1079.2008 | 143.0724 | 181.3172 | 222.3685 | 6.5467 | 42.9961 | 207.8533 | 388.3199 | 9.839 | 0
|  | 166 | 1170.026 | 156.4155 | 221.2129 | 223.8411 | 6.5467 | 43.7988 | 200.5194 | 454.0628 | 10.486 | 38 |  | 166 | 1065.7856 | 154.8831 | 204.7771 | 224.4998 | 6.5467 | 37.1929 | 214.5446 | 395.3532 | 10.1043 | 0 |  | 166 | 1037.2388 | 166.0189 | 194.9221 | 234.5525 | 6.5467 | 51.8051 | 216.3405 | 397.6357 | 8.5892 | 0 |  | 166 | 1024.7671 | 135.3236 | 187.833 | 209.1139 | 6.5467 | 37.2178 | 208.137 | 283.5028 | 9.1227 | 17 |  | 166 | 1071.718 | 142.5619 | 180.7395 | 222.0865 | 6.5467 | 42.9624 | 207.5286 | 388.0179 | 9.839 | 0
|  | 167 | 1161.805 | 155.8257 | 220.5374 | 223.5454 | 6.5467 | 43.7665 | 200.2045 | 453.8692 | 10.486 | 42 |  | 167 | 1058.5479 | 154.194 | 204.0394 | 224.2233 | 6.5467 | 37.1664 | 214.2041 | 395.0201 | 10.1043 | 0 |  | 167 | 1029.8836 | 165.3632 | 194.3757 | 234.2624 | 6.5467 | 51.755 | 215.9942 | 397.1961 | 8.5892 | 0 |  | 167 | 1017.5175 | 134.7813 | 187.3271 | 208.852 | 6.5467 | 37.1909 | 207.8027 | 283.1207 | 9.1227 | 18 |  | 167 | 1064.6681 | 141.6284 | 180.152 | 221.8044 | 6.5467 | 42.929 | 207.2055 | 387.7035 | 9.839 | 0
|  | 168 | 1153.0295 | 155.397 | 220.2553 | 223.2496 | 6.5467 | 43.7344 | 199.8904 | 453.6667 | 10.486 | 45 |  | 168 | 1051.6465 | 153.0741 | 203.396 | 223.9468 | 6.5467 | 37.1402 | 213.8648 | 394.6743 | 10.1043 | 0 |  | 168 | 1022.1621 | 164.8853 | 194.018 | 233.9723 | 6.5467 | 51.7047 | 215.6485 | 396.7436 | 8.5892 | 3 |  | 168 | 1010.0038 | 134.4886 | 186.8357 | 208.59 | 6.5467 | 37.1643 | 207.4688 | 282.7171 | 9.1227 | 20 |  | 168 | 1057.3329 | 140.8143 | 179.7303 | 221.5224 | 6.5467 | 42.8957 | 206.8839 | 387.3761 | 9.839 | 0
|  | 169 | 1145.5184 | 154.3598 | 219.3174 | 222.9539 | 6.5467 | 43.7028 | 199.5771 | 453.4547 | 10.486 | 48 |  | 169 | 1044.8696 | 152.1794 | 202.4342 | 223.6392 | 6.5467 | 37.1141 | 213.5266 | 394.3152 | 10.1043 | 0 |  | 169 | 1015.0908 | 164.2325 | 193.1988 | 233.6684 | 6.5467 | 51.6542 | 215.3034 | 396.2775 | 8.5892 | 6 |  | 169 | 1002.4612 | 134.1991 | 186.3776 | 208.3205 | 6.5467 | 37.1379 | 207.1352 | 282.2912 | 9.1227 | 22 |  | 169 | 1050.4929 | 139.9786 | 178.864 | 221.2116 | 6.5467 | 42.8627 | 206.564 | 387.035 | 9.839 | 0
|  | 170 | 1137.4885 | 153.7005 | 218.5431 | 222.6353 | 6.5467 | 43.6715 | 199.2647 | 453.2325 | 10.486 | 52 |  | 170 | 1037.8289 | 151.2785 | 201.7491 | 223.3248 | 6.5467 | 37.0884 | 213.1896 | 393.9419 | 10.1043 | 0 |  | 170 | 1008.2488 | 163.1429 | 192.6229 | 233.3285 | 6.5467 | 51.6035 | 214.9589 | 395.797 | 8.5892 | 9 |  | 170 | 995.6917 | 133.2521 | 185.8541 | 208.0007 | 6.5467 | 37.1116 | 206.8018 | 281.8423 | 9.1227 | 23 |  | 170 | 1043.3234 | 139.0549 | 178.4284 | 220.8873 | 6.5467 | 42.83 | 206.2456 | 386.6795 | 9.839 | 1
|  | 171 | 1129.8295 | 152.757 | 217.6584 | 222.3405 | 6.5467 | 43.6406 | 198.953 | 452.9993 | 10.486 | 55 |  | 171 | 1030.7917 | 150.4956 | 200.9016 | 223.0514 | 6.5467 | 37.0628 | 212.8537 | 393.5538 | 10.1043 | 0 |  | 171 | 1001.3142 | 162.3834 | 191.7559 | 233.0423 | 6.5467 | 51.5526 | 214.6149 | 395.3016 | 8.5892 | 12 |  | 171 | 988.7287 | 132.4541 | 185.313 | 207.7429 | 6.5467 | 37.0856 | 206.4687 | 281.3698 | 9.1227 | 25 |  | 171 | 1036.3516 | 138.3594 | 177.5217 | 220.6084 | 6.5467 | 42.7975 | 205.9289 | 386.309 | 9.839 | 4
|  | 172 | 1121.3096 | 152.1164 | 217.3249 | 222.0524 | 6.5467 | 43.6102 | 198.642 | 452.7545 | 10.486 | 58 |  | 172 | 1023.8994 | 149.6727 | 199.9291 | 222.798 | 6.5467 | 37.0375 | 212.519 | 393.1502 | 10.1043 | 0 |  | 172 | 993.7409 | 161.6654 | 191.4773 | 232.765 | 6.5467 | 51.5015 | 214.2713 | 394.7906 | 8.5892 | 15 |  | 172 | 981.3398 | 131.9121 | 184.9369 | 207.4902 | 6.5467 | 37.0597 | 206.1358 | 280.8728 | 9.1227 | 27 |  | 172 | 1029.3011 | 137.6026 | 176.7312 | 220.3532 | 6.5467 | 42.7652 | 205.6137 | 385.9228 | 9.839 | 7
|  | 173 | 1114.1807 | 150.6284 | 216.435 | 221.7773 | 6.5467 | 43.5801 | 198.3318 | 452.4974 | 10.486 | 62 |  | 173 | 1017.2617 | 148.5576 | 199.0084 | 222.5305 | 6.5467 | 37.0125 | 212.1854 | 392.7305 | 10.1043 | 0 |  | 173 | 987.2615 | 160.2201 | 190.8341 | 232.4856 | 6.5467 | 51.4502 | 213.9283 | 394.2631 | 8.5892 | 18 |  | 173 | 974.9857 | 130.6874 | 184.209 | 207.2372 | 6.5467 | 37.0341 | 205.8031 | 280.3506 | 9.1227 | 28 |  | 173 | 1022.0272 | 136.8181 | 176.2078 | 220.0822 | 6.5467 | 42.7333 | 205.3001 | 385.5202 | 9.839 | 10
|  | 174 | 1105.9471 | 150.0728 | 215.7566 | 221.4629 | 6.5467 | 43.5504 | 198.0223 | 452.2274 | 10.486 | 65 |  | 174 | 1009.5751 | 148.1021 | 198.4986 | 222.2414 | 6.5467 | 36.9877 | 211.8529 | 392.2939 | 10.1043 | 0 |  | 174 | 980.2611 | 159.4499 | 190.0601 | 232.1829 | 6.5467 | 51.3987 | 213.5856 | 393.7186 | 8.5892 | 21 |  | 174 | 968.051 | 130.0672 | 183.479 | 206.9623 | 6.5467 | 37.0086 | 205.4705 | 279.8026 | 9.1227 | 30 |  | 174 | 1014.6987 | 136.316 | 175.4807 | 219.7869 | 6.5467 | 42.7016 | 204.9881 | 385.1005 | 9.839 | 13
|  | 175 | 1097.7043 | 149.645 | 214.9595 | 221.1485 | 6.5467 | 43.5211 | 197.7135 | 451.9436 | 10.486 | 68 |  | 175 | 1001.5827 | 147.6888 | 198.2522 | 221.9523 | 6.5467 | 36.9631 | 211.5214 | 391.8397 | 10.1043 | 0 |  | 175 | 972.8715 | 158.7527 | 189.6023 | 231.8802 | 6.5467 | 51.347 | 213.2434 | 393.1563 | 8.5892 | 24 |  | 175 | 960.91 | 129.6678 | 182.7347 | 206.6874 | 6.5467 | 36.9834 | 205.1381 | 279.2281 | 9.1227 | 31 |  | 175 | 1006.9814 | 135.8298 | 175.1265 | 219.4916 | 6.5467 | 42.6701 | 204.6776 | 384.663 | 9.839 | 16
|  | 176 | 1089.2824 | 149.0754 | 214.4833 | 220.8341 | 6.5467 | 43.4923 | 197.4053 | 451.6454 | 10.486 | 72 |  | 176 | 993.6109 | 147.4424 | 197.8185 | 221.6632 | 6.5467 | 36.9388 | 211.1911 | 391.3673 | 10.1043 | 0 |  | 176 | 965.8716 | 157.964 | 188.8463 | 231.5775 | 6.5467 | 51.295 | 212.9016 | 392.5755 | 8.5892 | 27 |  | 176 | 953.8371 | 128.9028 | 182.2877 | 206.4125 | 6.5467 | 36.9584 | 204.8058 | 278.6261 | 9.1227 | 33 |  | 176 | 999.3592 | 135.2606 | 174.7603 | 219.1963 | 6.5467 | 42.6389 | 204.3688 | 384.2072 | 9.839 | 19
|  | 177 | 1081.2784 | 148.5656 | 213.5294 | 220.5197 | 6.5467 | 43.4639 | 197.0978 | 451.3322 | 10.486 | 75 |  | 177 | 985.6815 | 147.1506 | 197.3878 | 221.3742 | 6.5467 | 36.9148 | 210.8619 | 390.8759 | 10.1043 | 0 |  | 177 | 958.8771 | 157.125 | 188.1352 | 231.2748 | 6.5467 | 51.2428 | 212.5602 | 391.9756 | 8.5892 | 30 |  | 177 | 946.8231 | 128.2051 | 181.7145 | 206.1376 | 6.5467 | 36.9337 | 204.4736 | 277.9962 | 9.1227 | 35 |  | 177 | 991.5671 | 134.8442 | 174.4112 | 218.901 | 6.5467 | 42.6081 | 204.0615 | 383.7323 | 9.839 | 22
|  | 178 | 1073.2344 | 147.814 | 212.8575 | 220.2053 | 6.5467 | 43.4359 | 196.7909 | 451.0033 | 10.486 | 78 |  | 178 | 978.188 | 146.5476 | 196.8322 | 221.0851 | 6.5467 | 36.891 | 210.5337 | 390.3649 | 10.1043 | 0 |  | 178 | 951.5807 | 156.5806 | 187.4314 | 230.9721 | 6.5467 | 51.1904 | 212.2191 | 391.3558 | 8.5892 | 33 |  | 178 | 939.8935 | 127.5801 | 180.9843 | 205.8627 | 6.5467 | 36.9091 | 204.1415 | 277.3375 | 9.1227 | 36 |  | 178 | 984.016 | 134.3373 | 173.9116 | 218.6057 | 6.5467 | 42.5774 | 203.7558 | 383.2376 | 9.839 | 25
|  | 179 | 1065.5168 | 146.9282 | 211.9933 | 219.891 | 6.5467 | 43.4084 | 196.4846 | 450.6579 | 10.486 | 82 |  | 179 | 971.2371 | 145.5572 | 196.1216 | 220.796 | 6.5467 | 36.8675 | 210.2065 | 389.8335 | 10.1043 | 0 |  | 179 | 944.5985 | 155.8012 | 186.6485 | 230.6694 | 6.5467 | 51.1377 | 211.8783 | 390.7154 | 8.5892 | 36 |  | 179 | 932.8159 | 127.0932 | 180.264 | 205.5878 | 6.5467 | 36.8848 | 203.8093 | 276.6493 | 9.1227 | 38 |  | 179 | 976.4746 | 133.8347 | 173.3979 | 218.3104 | 6.5467 | 42.5471 | 203.4517 | 382.7224 | 9.839 | 28
|  | 180 | 1057.3392 | 146.1922 | 211.4392 | 219.5766 | 6.5467 | 43.3813 | 196.1789 | 450.2954 | 10.486 | 85 |  | 180 | 964.2155 | 144.7086 | 195.3398 | 220.507 | 6.5467 | 36.8443 | 209.8805 | 389.2811 | 10.1043 | 0 |  | 180 | 937.3771 | 154.9383 | 186.1881 | 230.3667 | 6.5467 | 51.0848 | 211.5378 | 390.0538 | 8.5892 | 39 |  | 180 | 925.9275 | 126.3467 | 179.614 | 205.3129 | 6.5467 | 36.8607 | 203.4772 | 275.931 | 9.1227 | 40 |  | 180 | 969.55 | 133.0051 | 172.5946 | 218.0151 | 6.5467 | 42.5171 | 203.1492 | 382.1861 | 9.839 | 31
|  | 181 | 1049.5765 | 145.3483 | 210.5782 | 219.2622 | 6.5467 | 43.3547 | 195.8737 | 449.9151 | 10.486 | 88 |  | 181 | 957.103 | 143.9007 | 194.6082 | 220.2179 | 6.5467 | 36.8214 | 209.5554 | 388.707 | 10.1043 | 0 |  | 181 | 929.9939 | 154.2127 | 185.7524 | 230.064 | 6.5467 | 51.0317 | 211.1976 | 389.3703 | 8.5892 | 42 |  | 181 | 918.8065 | 125.702 | 179.0948 | 205.038 | 6.5467 | 36.8369 | 203.1451 | 275.1817 | 9.1227 | 41 |  | 181 | 962.8069 | 131.8943 | 171.8959 | 217.7147 | 6.5467 | 42.4874 | 202.8483 | 381.6281 | 9.839 | 35
|  | 182 | 1041.4585 | 145.0189 | 209.6404 | 218.8653 | 6.5467 | 43.3285 | 195.5691 | 449.5163 | 10.486 | 91 |  | 182 | 950.5631 | 143.0989 | 193.3342 | 219.8925 | 6.5467 | 36.7988 | 209.2314 | 388.1105 | 10.1043 | 0 |  | 182 | 923.1287 | 153.3567 | 184.9892 | 229.7011 | 6.5467 | 50.9783 | 210.8576 | 388.6641 | 8.5892 | 45 |  | 182 | 911.4747 | 125.2393 | 178.6376 | 204.7299 | 6.5467 | 36.8133 | 202.8129 | 274.4007 | 9.1227 | 43 |  | 182 | 955.9185 | 131.2454 | 170.9625 | 217.3323 | 6.5467 | 42.458 | 202.5489 | 381.0475 | 9.839 | 38
|  | 183 | 1033.6578 | 144.1115 | 208.8736 | 218.5583 | 6.5467 | 43.3028 | 195.265 | 449.0983 | 10.486 | 95 |  | 183 | 943.6533 | 142.0333 | 192.5726 | 219.6883 | 6.5467 | 36.7764 | 208.9084 | 387.4909 | 10.1043 | 0 |  | 183 | 916.4844 | 152.4507 | 183.9821 | 229.4112 | 6.5467 | 50.9247 | 210.5178 | 387.9346 | 8.5892 | 48 |  | 183 | 904.9759 | 124.3627 | 177.6957 | 204.4876 | 6.5467 | 36.7899 | 202.4807 | 273.5874 | 9.1227 | 44 |  | 183 | 948.7274 | 130.5281 | 170.2423 | 217.1081 | 6.5467 | 42.4289 | 202.2511 | 380.4438 | 9.839 | 41
|  | 184 | 1025.7954 | 143.1212 | 208.1214 | 218.381 | 6.5467 | 43.2776 | 194.9613 | 448.6607 | 10.486 | 98 |  | 184 | 936.2463 | 141.2792 | 191.9443 | 219.5368 | 6.5467 | 36.7544 | 208.5864 | 386.8477 | 10.1043 | 0 |  | 184 | 909.8313 | 151.1294 | 183.3582 | 229.1622 | 6.5467 | 50.8707 | 210.1782 | 387.1813 | 8.5892 | 51 |  | 184 | 898.314 | 123.4211 | 176.887 | 204.3399 | 6.5467 | 36.7668 | 202.1484 | 272.7413 | 9.1227 | 46 |  | 184 | 941.6553 | 129.7318 | 169.4164 | 216.9495 | 6.5467 | 42.4001 | 201.9549 | 379.8166 | 9.839 | 44
|  | 185 | 1018.3017 | 141.9212 | 207.2159 | 218.1983 | 6.5467 | 43.2529 | 194.6583 | 448.2038 | 10.486 | 101 |  | 185 | 930.2116 | 139.7742 | 190.7643 | 219.3154 | 6.5467 | 36.7326 | 208.2655 | 386.1815 | 10.1043 | 2 |  | 185 | 903.2861 | 150.1828 | 182.2509 | 228.914 | 6.5467 | 50.8166 | 209.8388 | 386.4047 | 8.5892 | 54 |  | 185 | 891.6054 | 122.5405 | 176.0809 | 204.1757 | 6.5467 | 36.7439 | 201.816 | 271.863 | 9.1227 | 48 |  | 185 | 934.8416 | 128.5802 | 168.7569 | 216.7214 | 6.5467 | 42.3717 | 201.6603 | 379.1662 | 9.839 | 47
|  | 186 | 1010.8647 | 140.6287 | 206.4551 | 217.9066 | 6.5467 | 43.2286 | 194.3557 | 447.7284 | 10.486 | 105 |  | 186 | 922.9788 | 139.0532 | 190.0504 | 219.0421 | 6.5467 | 36.7111 | 207.9456 | 385.4929 | 10.1043 | 4 |  | 186 | 896.2883 | 149.1218 | 181.7509 | 228.6256 | 6.5467 | 50.7622 | 209.4997 | 385.6057 | 8.5892 | 57 |  | 186 | 885.0666 | 121.4789 | 175.3796 | 203.9175 | 6.5467 | 36.7213 | 201.4837 | 270.9536 | 9.1227 | 49 |  | 186 | 927.9097 | 127.524 | 168.1713 | 216.4421 | 6.5467 | 42.3435 | 201.3673 | 378.4936 | 9.839 | 50
|  | 187 | 1003.4732 | 139.6108 | 205.4621 | 217.527 | 6.5467 | 43.2048 | 194.0538 | 447.2351 | 10.486 | 108 |  | 187 | 915.7831 | 138.3962 | 189.3789 | 218.6253 | 6.5467 | 36.6899 | 207.6268 | 384.7829 | 10.1043 | 6 |  | 187 | 890.0193 | 147.7527 | 180.9222 | 228.2451 | 6.5467 | 50.7076 | 209.161 | 384.7851 | 8.5892 | 60 |  | 187 | 878.4653 | 120.4678 | 174.7899 | 203.5598 | 6.5467 | 36.699 | 201.1515 | 270.014 | 9.1227 | 51 |  | 187 | 920.8837 | 126.6316 | 167.6537 | 216.025 | 6.5467 | 42.3157 | 201.076 | 377.7994 | 9.839 | 53
|  | 188 | 995.5777 | 138.9105 | 204.6211 | 217.1816 | 6.5467 | 43.1815 | 193.7526 | 446.7246 | 10.486 | 111 |  | 188 | 907.6663 | 138.0466 | 189.1718 | 218.3576 | 6.5467 | 36.669 | 207.3092 | 384.052 | 10.1043 | 8 |  | 188 | 882.9683 | 146.8128 | 180.4064 | 227.9045 | 6.5467 | 50.6528 | 208.8227 | 383.9437 | 8.5892 | 63 |  | 188 | 871.379 | 119.75 | 174.3336 | 203.2605 | 6.5467 | 36.6768 | 200.8194 | 269.0452 | 9.1227 | 52 |  | 188 | 913.4902 | 126.0174 | 167.0845 | 215.7491 | 6.5467 | 42.2881 | 200.7863 | 377.0844 | 9.839 | 56
|  | 189 | 987.2504 | 138.2285 | 204.1418 | 216.8882 | 6.5467 | 43.1586 | 193.452 | 446.1975 | 10.486 | 115 |  | 189 | 900.6138 | 137.1796 | 188.4264 | 218.0814 | 6.5467 | 36.6484 | 206.9927 | 383.3011 | 10.1043 | 10 |  | 189 | 875.0976 | 146.4389 | 180.0917 | 227.6165 | 6.5467 | 50.5978 | 208.4848 | 383.0822 | 8.5892 | 66 |  | 189 | 864.1918 | 119.4462 | 173.5241 | 203.0013 | 6.5467 | 36.655 | 200.4876 | 268.0481 | 9.1227 | 54 |  | 189 | 905.9562 | 125.459 | 166.6052 | 215.4679 | 6.5467 | 42.2609 | 200.4983 | 376.3494 | 9.839 | 59
|  | 190 | 978.739 | 137.7413 | 203.6756 | 216.5711 | 6.5467 | 43.1362 | 193.1521 | 445.6544 | 10.486 | 118 |  | 190 | 893.8624 | 136.3379 | 187.3814 | 217.7785 | 6.5467 | 36.6281 | 206.6775 | 382.531 | 10.1043 | 13 |  | 190 | 867.9246 | 145.8201 | 179.35 | 227.3026 | 6.5467 | 50.5426 | 208.1474 | 382.2014 | 8.5892 | 68 |  | 190 | 856.8406 | 118.9134 | 173.1318 | 202.7178 | 6.5467 | 36.6333 | 200.1561 | 267.0237 | 9.1227 | 56 |  | 190 | 899.0575 | 124.6408 | 165.7784 | 215.1587 | 6.5467 | 42.234 | 200.212 | 375.595 | 9.839 | 62
|  | 191 | 971.0523 | 137.3476 | 203.0454 | 216.2171 | 6.5467 | 43.1142 | 192.853 | 445.0962 | 10.486 | 121 |  | 191 | 887.2673 | 135.6793 | 187.0504 | 217.3973 | 6.5467 | 36.608 | 206.3635 | 381.7423 | 10.1043 | 15 |  | 191 | 861.0173 | 145.2757 | 178.8714 | 226.9139 | 6.5467 | 50.4873 | 207.8105 | 381.3022 | 8.5892 | 71 |  | 191 | 850.2691 | 118.3479 | 172.6315 | 202.361 | 6.5467 | 36.6119 | 199.8249 | 265.973 | 9.1227 | 57 |  | 191 | 892.2111 | 124.3261 | 165.4505 | 214.7533 | 6.5467 | 42.2073 | 199.9274 | 374.8222 | 9.839 | 65
|  | 192 | 964.2754 | 136.5562 | 202.3475 | 215.9226 | 6.5467 | 43.0926 | 192.5546 | 444.5233 | 10.486 | 125 |  | 192 | 880.788 | 135.0978 | 186.6103 | 217.1423 | 6.5467 | 36.5883 | 206.0507 | 380.9359 | 10.1043 | 17 |  | 192 | 855.0653 | 144.5289 | 178.0852 | 226.6499 | 6.5467 | 50.4318 | 207.4743 | 380.3854 | 8.5892 | 74 |  | 192 | 843.9852 | 117.7635 | 172.259 | 202.1039 | 6.5467 | 36.5908 | 199.4942 | 264.8969 | 9.1227 | 59 |  | 192 | 885.428 | 124.0561 | 165.0762 | 214.4936 | 6.5467 | 42.181 | 199.6445 | 374.0315 | 9.839 | 68
|  | 193 | 957.3114 | 135.4941 | 202.0879 | 215.6477 | 6.5467 | 43.0714 | 192.2571 | 443.9365 | 10.486 | 128 |  | 193 | 874.6716 | 134.0944 | 186.2263 | 216.89 | 6.5467 | 36.5687 | 205.7393 | 380.1124 | 10.1043 | 19 |  | 193 | 848.4369 | 143.8432 | 177.9144 | 226.386 | 6.5467 | 50.3762 | 207.1387 | 379.4517 | 8.5892 | 77 |  | 193 | 837.8269 | 117.1119 | 171.8091 | 201.8658 | 6.5467 | 36.5699 | 199.164 | 263.7965 | 9.1227 | 60 |  | 193 | 879.0637 | 123.3292 | 164.74 | 214.234 | 6.5467 | 42.155 | 199.3634 | 373.2239 | 9.839 | 71
|  | 194 | 950.7374 | 134.5614 | 201.3088 | 215.3728 | 6.5467 | 43.0507 | 191.9605 | 443.3365 | 10.486 | 131 |  | 194 | 867.9611 | 133.5443 | 185.9832 | 216.6378 | 6.5467 | 36.5495 | 205.4292 | 379.2727 | 10.1043 | 21 |  | 194 | 842.6811 | 142.6797 | 177.3486 | 226.1221 | 6.5467 | 50.3204 | 206.8038 | 378.502 | 8.5892 | 80 |  | 194 | 832.2365 | 116.2939 | 170.9578 | 201.6277 | 6.5467 | 36.5492 | 198.8344 | 262.6726 | 9.1227 | 62 |  | 194 | 872.9858 | 122.36 | 164.3598 | 213.9744 | 6.5467 | 42.1292 | 199.084 | 372.3999 | 9.839 | 74
|  | 195 | 943.8627 | 133.7848 | 200.6744 | 215.0979 | 6.5467 | 43.0304 | 191.6647 | 442.7238 | 10.486 | 134 |  | 195 | 861.9649 | 132.6452 | 185.3779 | 216.3825 | 6.5467 | 36.5305 | 205.1204 | 378.4175 | 10.1043 | 23 |  | 195 | 836.3802 | 141.9805 | 176.8637 | 225.8581 | 6.5467 | 50.2645 | 206.4697 | 377.537 | 8.5892 | 83 |  | 195 | 826.2168 | 115.7474 | 170.2642 | 201.3896 | 6.5467 | 36.5288 | 198.5053 | 261.5262 | 9.1227 | 64 |  | 195 | 866.8514 | 121.7123 | 163.7292 | 213.6999 | 6.5467 | 42.1038 | 198.8065 | 371.5605 | 9.839 | 77
|  | 196 | 937.0194 | 133.0454 | 200.0309 | 214.7635 | 6.5467 | 43.0105 | 191.3699 | 442.0992 | 10.486 | 138 |  | 196 | 855.7603 | 131.882 | 184.9182 | 216.054 | 6.5467 | 36.5118 | 204.8131 | 377.5475 | 10.1043 | 26 |  | 196 | 830.5394 | 140.9853 | 176.2813 | 225.5276 | 6.5467 | 50.2086 | 206.1364 | 376.5575 | 8.5892 | 86 |  | 196 | 820.3343 | 115.023 | 169.672 | 201.0908 | 6.5467 | 36.5085 | 198.177 | 260.3584 | 9.1227 | 65 |  | 196 | 860.602 | 121.1171 | 163.2214 | 213.3653 | 6.5467 | 42.0786 | 198.5307 | 370.7063 | 9.839 | 80
|  | 197 | 930.1639 | 132.3593 | 199.3155 | 214.4598 | 6.5467 | 42.991 | 191.0761 | 441.4633 | 10.486 | 141 |  | 197 | 849.8025 | 130.9565 | 184.3467 | 215.7529 | 6.5467 | 36.4933 | 204.5072 | 376.6635 | 10.1043 | 28 |  | 197 | 825.0848 | 139.9029 | 175.4045 | 225.1925 | 6.5467 | 50.1525 | 205.804 | 375.5644 | 8.5892 | 89 |  | 197 | 814.8269 | 113.9541 | 169.0549 | 200.7863 | 6.5467 | 36.4886 | 197.8495 | 259.1701 | 9.1227 | 67 |  | 197 | 854.5799 | 120.3312 | 162.6278 | 213.0798 | 6.5467 | 42.0538 | 198.2568 | 369.8381 | 9.839 | 83
|  | 198 | 924.017 | 131.2807 | 198.2478 | 214.1924 | 6.5467 | 42.9719 | 190.7833 | 440.8168 | 10.486 | 144 |  | 198 | 844.9589 | 129.9328 | 182.7043 | 215.5066 | 6.5467 | 36.4751 | 204.2027 | 375.7663 | 10.1043 | 30 |  | 198 | 819.25 | 139.2465 | 174.4039 | 224.9353 | 6.5467 | 50.0964 | 205.4725 | 374.5584 | 8.5892 | 92 |  | 198 | 808.6052 | 113.3815 | 168.5822 | 200.5554 | 6.5467 | 36.4688 | 197.5228 | 257.9621 | 9.1227 | 68 |  | 198 | 849.2327 | 119.3228 | 161.5497 | 212.8265 | 6.5467 | 42.0292 | 197.9847 | 368.9567 | 9.839 | 86
|  | 199 | 917.6457 | 130.3523 | 197.2542 | 213.9249 | 6.5467 | 42.9532 | 190.4915 | 440.1603 | 10.486 | 147 |  | 199 | 839.0546 | 128.9466 | 182.0852 | 215.2603 | 6.5467 | 36.4571 | 203.8998 | 374.8566 | 10.1043 | 32 |  | 199 | 813.3791 | 138.2292 | 173.7989 | 224.6796 | 6.5467 | 50.0402 | 205.1419 | 373.5404 | 8.5892 | 95 |  | 199 | 802.9861 | 112.6269 | 167.6889 | 200.3245 | 6.5467 | 36.4493 | 197.197 | 256.7356 | 9.1227 | 70 |  | 199 | 843.5218 | 118.4029 | 160.7467 | 212.5732 | 6.5467 | 42.0049 | 197.7145 | 368.0627 | 9.839 | 89
|  | 200 | 911.0739 | 129.5521 | 196.3331 | 213.6575 | 6.5467 | 42.9349 | 190.2009 | 439.4945 | 10.486 | 151 |  | 200 | 833.2963 | 128.0348 | 181.2456 | 215.014 | 6.5467 | 36.4394 | 203.5984 | 373.9352 | 10.1043 | 34 |  | 200 | 807.542 | 137.4669 | 172.905 | 224.424 | 6.5467 | 49.984 | 204.8124 | 372.5111 | 8.5892 | 98 |  | 200 | 797.1809 | 111.8724 | 166.9816 | 200.0937 | 6.5467 | 36.43 | 196.8721 | 255.4915 | 9.1227 | 71 |  | 200 | 837.5847 | 117.4945 | 160.1585 | 212.3199 | 6.5467 | 41.9809 | 197.4462 | 367.157 | 9.839 | 92
|  | 201 | 904.5583 | 128.7044 | 195.4032 | 213.39 | 6.5467 | 42.917 | 189.9113 | 438.82 | 10.486 | 154 |  | 201 | 827.1778 | 127.3819 | 180.5073 | 214.7677 | 6.5467 | 36.422 | 203.2985 | 373.0028 | 10.1043 | 36 |  | 201 | 801.6604 | 136.6098 | 172.1504 | 224.1683 | 6.5467 | 49.9277 | 204.484 | 371.4714 | 8.5892 | 101 |  | 201 | 791.4484 | 111.1894 | 166.1301 | 199.8628 | 6.5467 | 36.4109 | 196.5483 | 254.2307 | 9.1227 | 73 |  | 201 | 831.8586 | 116.7041 | 159.2413 | 212.0666 | 6.5467 | 41.9571 | 197.1798 | 366.2404 | 9.839 | 95
|  | 202 | 897.8224 | 127.8537 | 194.6966 | 213.1226 | 6.5467 | 42.8994 | 189.6229 | 438.1376 | 10.486 | 157 |  | 202 | 821.336 | 126.6088 | 179.6126 | 214.5214 | 6.5467 | 36.4048 | 203.0003 | 372.0601 | 10.1043 | 38 |  | 202 | 796.1123 | 135.2534 | 171.5617 | 223.9126 | 6.5467 | 49.8714 | 204.1567 | 370.4219 | 8.5892 | 104 |  | 202 | 785.6142 | 110.4652 | 165.4214 | 199.6319 | 6.5467 | 36.3921 | 196.2256 | 252.9542 | 9.1227 | 75 |  | 202 | 825.7612 | 116.0166 | 158.5925 | 211.8133 | 6.5467 | 41.9337 | 196.9153 | 365.3135 | 9.839 | 98
|  | 203 | 890.9276 | 127.245 | 193.9069 | 212.8552 | 6.5467 | 42.8823 | 189.3357 | 437.4479 | 10.486 | 160 |  | 203 | 814.8525 | 126.0112 | 179.184 | 214.2751 | 6.5467 | 36.3878 | 202.7037 | 371.108 | 10.1043 | 40 |  | 203 | 789.923 | 134.5803 | 170.9308 | 223.657 | 6.5467 | 49.8151 | 203.8306 | 369.3636 | 8.5892 | 106 |  | 203 | 779.4452 | 109.9059 | 164.8828 | 199.401 | 6.5467 | 36.3735 | 195.904 | 251.663 | 9.1227 | 76 |  | 203 | 819.3776 | 115.5153 | 158.0436 | 211.5599 | 6.5467 | 41.9105 | 196.6527 | 364.3772 | 9.839 | 101
|  | 204 | 883.9297 | 126.6859 | 193.1706 | 212.5877 | 6.5467 | 42.8654 | 189.0498 | 436.7515 | 10.486 | 164 |  | 204 | 808.5042 | 125.4661 | 178.5677 | 214.0288 | 6.5467 | 36.3711 | 202.4087 | 370.1471 | 10.1043 | 43 |  | 204 | 783.8085 | 134.0143 | 170.118 | 223.4013 | 6.5467 | 49.7588 | 203.5057 | 368.2973 | 8.5892 | 109 |  | 204 | 773.5028 | 109.3307 | 164.1333 | 199.1702 | 6.5467 | 36.3551 | 195.5837 | 250.358 | 9.1227 | 78 |  | 204 | 813.3501 | 114.707 | 157.4456 | 211.3066 | 6.5467 | 41.8876 | 196.3921 | 363.4321 | 9.839 | 104
|  | 205 | 876.7323 | 125.9249 | 192.8514 | 212.3046 | 6.5467 | 42.849 | 188.7651 | 436.0491 | 10.486 | 167 |  | 205 | 802.0626 | 124.6855 | 178.3006 | 213.7622 | 6.5467 | 36.3546 | 202.1155 | 369.1783 | 10.1043 | 45 |  | 205 | 776.764 | 133.7506 | 169.9423 | 223.1362 | 6.5467 | 49.7025 | 203.1821 | 367.2236 | 8.5892 | 112 |  | 205 | 766.9634 | 109.0472 | 163.7023 | 198.9261 | 6.5467 | 36.3369 | 195.2647 | 249.0402 | 9.1227 | 79 |  | 205 | 806.5936 | 114.3761 | 157.1182 | 211.0344 | 6.5467 | 41.8649 | 196.1335 | 362.4791 | 9.839 | 107
|  | 206 | 869.6737 | 125.1512 | 192.3864 | 212.0412 | 6.5467 | 42.8329 | 188.4818 | 435.3414 | 10.486 | 170 |  | 206 | 795.8878 | 124.0322 | 177.624 | 213.5109 | 6.5467 | 36.3383 | 201.8239 | 368.2023 | 10.1043 | 47 |  | 206 | 770.5808 | 132.9265 | 169.4946 | 222.8424 | 6.5467 | 49.6463 | 202.8598 | 366.1435 | 8.5892 | 115 |  | 206 | 760.7589 | 108.5303 | 163.162 | 198.6901 | 6.5467 | 36.319 | 194.947 | 247.7107 | 9.1227 | 81 |  | 206 | 800.1163 | 113.9259 | 156.6331 | 210.76 | 6.5467 | 41.8426 | 195.8769 | 361.5189 | 9.839 | 110
|  | 207 | 862.384 | 124.7089 | 191.7991 | 211.7999 | 6.5467 | 42.8171 | 188.1997 | 434.6289 | 10.486 | 173 |  | 207 | 789.2169 | 123.4773 | 177.3166 | 213.2881 | 6.5467 | 36.3223 | 201.5342 | 367.2198 | 10.1043 | 49 |  | 207 | 764.2458 | 132.2789 | 168.9593 | 222.6115 | 6.5467 | 49.5901 | 202.5389 | 365.0577 | 8.5892 | 118 |  | 207 | 754.7134 | 107.9395 | 162.5091 | 198.4813 | 6.5467 | 36.3012 | 194.6308 | 246.3702 | 9.1227 | 82 |  | 207 | 793.497 | 113.6377 | 156.0847 | 210.5288 | 6.5467 | 41.8204 | 195.6223 | 360.5522 | 9.839 | 113
|  | 208 | 855.9066 | 123.9116 | 190.7545 | 211.5587 | 6.5467 | 42.8017 | 187.9191 | 433.9125 | 10.486 | 176 |  | 208 | 782.8562 | 122.8193 | 176.8022 | 213.0653 | 6.5467 | 36.3064 | 201.2462 | 366.2316 | 10.1043 | 51 |  | 208 | 758.274 | 131.3569 | 168.3351 | 222.3805 | 6.5467 | 49.534 | 202.2195 | 363.967 | 8.5892 | 121 |  | 208 | 748.6569 | 107.3309 | 161.8851 | 198.2726 | 6.5467 | 36.2837 | 194.316 | 245.0199 | 9.1227 | 84 |  | 208 | 787.1637 | 113.1444 | 155.4555 | 210.2976 | 6.5467 | 41.7986 | 195.3698 | 359.5798 | 9.839 | 116
|  | 209 | 848.9856 | 123.2797 | 189.988 | 211.3174 | 6.5467 | 42.7866 | 187.6399 | 433.1927 | 10.486 | 179 |  | 209 | 776.1254 | 122.4323 | 176.3869 | 212.8425 | 6.5467 | 36.2909 | 200.9601 | 365.2385 | 10.1043 | 53 |  | 209 | 752.0057 | 130.6969 | 167.7453 | 222.1496 | 6.5467 | 49.4779 | 201.9016 | 362.8723 | 8.5892 | 124 |  | 209 | 742.6022 | 106.774 | 161.2075 | 198.0639 | 6.5467 | 36.2664 | 194.0029 | 243.6606 | 9.1227 | 85 |  | 209 | 780.7913 | 112.5201 | 154.9963 | 210.0663 | 6.5467 | 41.777 | 195.1193 | 358.6026 | 9.839 | 119
|  | 210 | 841.8203 | 122.8498 | 189.2639 | 211.0761 | 6.5467 | 42.7718 | 187.3621 | 432.4702 | 10.486 | 183 |  | 210 | 770.1599 | 121.83 | 175.4215 | 212.6197 | 6.5467 | 36.2755 | 200.6758 | 364.2412 | 10.1043 | 55 |  | 210 | 745.8993 | 130.2881 | 166.7426 | 221.9186 | 6.5467 | 49.4219 | 201.5852 | 361.7742 | 8.5892 | 126 |  | 210 | 736.6933 | 106.1747 | 160.4265 | 197.8552 | 6.5467 | 36.2493 | 193.6913 | 242.2934 | 9.1227 | 87 |  | 210 | 774.6668 | 111.8928 | 154.2923 | 209.8351 | 6.5467 | 41.7557 | 194.8709 | 357.6211 | 9.839 | 122
|  | 211 | 835.0236 | 122.1944 | 188.3966 | 210.8348 | 6.5467 | 42.7574 | 187.0859 | 431.7457 | 10.486 | 186 |  | 211 | 763.8805 | 121.2128 | 174.785 | 212.3969 | 6.5467 | 36.2604 | 200.3934 | 363.2404 | 10.1043 | 57 |  | 211 | 739.6217 | 129.595 | 166.1953 | 221.6877 | 6.5467 | 49.3661 | 201.2704 | 360.6737 | 8.5892 | 129 |  | 211 | 730.7127 | 105.627 | 159.6656 | 197.6465 | 6.5467 | 36.2324 | 193.3815 | 240.9191 | 9.1227 | 88 |  | 211 | 768.5833 | 111.2148 | 153.598 | 209.6039 | 6.5467 | 41.7346 | 194.6245 | 356.6362 | 9.839 | 125
|  | 212 | 827.9918 | 121.5512 | 187.7522 | 210.5935 | 6.5467 | 42.7433 | 186.8111 | 431.0198 | 10.486 | 189 |  | 212 | 757.3421 | 120.6792 | 174.3238 | 212.1741 | 6.5467 | 36.2454 | 200.1129 | 362.2369 | 10.1043 | 60 |  | 212 | 733.5734 | 128.6932 | 165.6274 | 221.4567 | 6.5467 | 49.3103 | 200.9573 | 359.5715 | 8.5892 | 132 |  | 212 | 724.5173 | 105.0678 | 159.131 | 197.4378 | 6.5467 | 36.2158 | 193.0734 | 239.5389 | 9.1227 | 90 |  | 212 | 762.0505 | 110.7717 | 153.118 | 209.3727 | 6.5467 | 41.7138 | 194.3803 | 355.6486 | 9.839 | 127
|  | 213 | 820.6027 | 121.1411 | 187.2321 | 210.3522 | 6.5467 | 42.7295 | 186.538 | 430.2932 | 10.486 | 192 |  | 213 | 751.0746 | 120.0425 | 173.6948 | 211.9513 | 6.5467 | 36.2307 | 199.8345 | 361.2315 | 10.1043 | 62 |  | 213 | 726.9269 | 128.1567 | 165.2924 | 221.2258 | 6.5467 | 49.2547 | 200.6459 | 358.4684 | 8.5892 | 135 |  | 213 | 717.9975 | 104.7067 | 158.7228 | 197.229 | 6.5467 | 36.1993 | 192.7671 | 238.1536 | 9.1227 | 92 |  | 213 | 755.4175 | 110.3727 | 152.6941 | 209.1415 | 6.5467 | 41.6932 | 194.1383 | 354.6591 | 9.839 | 130
|  | 214 | 813.0449 | 120.6564 | 186.9551 | 210.1109 | 6.5467 | 42.716 | 186.2664 | 429.5665 | 10.486 | 195 |  | 214 | 744.7416 | 119.4604 | 173.0768 | 211.7285 | 6.5467 | 36.2162 | 199.5579 | 360.2249 | 10.1043 | 64 |  | 214 | 720.2074 | 127.7545 | 164.8961 | 220.9948 | 6.5467 | 49.1992 | 200.3363 | 357.3652 | 8.5892 | 138 |  | 214 | 711.3548 | 104.403 | 158.3801 | 197.0203 | 6.5467 | 36.1831 | 192.4627 | 236.7642 | 9.1227 | 93 |  | 214 | 748.8337 | 109.9605 | 152.2344 | 208.9103 | 6.5467 | 41.6729 | 193.8983 | 353.6684 | 9.839 | 133
|  | 215 | 805.8858 | 120.0911 | 186.3601 | 209.8696 | 6.5467 | 42.7028 | 185.9965 | 428.8404 | 10.486 | 198 |  | 215 | 738.1564 | 118.9569 | 172.6323 | 211.5057 | 6.5467 | 36.2019 | 199.2835 | 359.2179 | 10.1043 | 66 |  | 215 | 713.6646 | 127.2631 | 164.4123 | 220.7639 | 6.5467 | 49.1438 | 200.0284 | 356.2627 | 8.5892 | 141 |  | 215 | 704.8606 | 103.9496 | 158.0384 | 196.8116 | 6.5467 | 36.167 | 192.1603 | 235.3717 | 9.1227 | 95 |  | 215 | 742.696 | 109.3306 | 151.5462 | 208.6791 | 6.5467 | 41.6529 | 193.6606 | 352.6774 | 9.839 | 136
|  | 216 | 798.3767 | 119.684 | 185.957 | 209.6284 | 6.5467 | 42.6898 | 185.7283 | 428.1156 | 10.486 | 201 |  | 216 | 731.719 | 118.5217 | 171.9718 | 211.2829 | 6.5467 | 36.1878 | 199.0111 | 358.2112 | 10.1043 | 68 |  | 216 | 707.0084 | 126.9014 | 163.9121 | 220.5329 | 6.5467 | 49.0886 | 199.7225 | 355.1617 | 8.5892 | 143 |  | 216 | 698.5699 | 103.542 | 157.4477 | 196.6029 | 6.5467 | 36.1512 | 191.86 | 233.977 | 9.1227 | 96 |  | 216 | 736.3016 | 108.6193 | 151.196 | 208.4479 | 6.5467 | 41.6331 | 193.425 | 351.6867 | 9.839 | 139
|  | 217 | 791.3466 | 119.2388 | 185.113 | 209.3871 | 6.5467 | 42.6772 | 185.4618 | 427.3928 | 10.486 | 204 |  | 217 | 725.3123 | 118.0003 | 171.3666 | 211.0601 | 6.5467 | 36.1739 | 198.7407 | 357.2056 | 10.1043 | 70 |  | 217 | 700.7344 | 126.0533 | 163.5163 | 220.302 | 6.5467 | 49.0336 | 199.4184 | 354.063 | 8.5892 | 146 |  | 217 | 692.1715 | 103.0406 | 157.0583 | 196.3942 | 6.5467 | 36.1355 | 191.5617 | 232.5811 | 9.1227 | 98 |  | 217 | 729.7719 | 108.2189 | 150.6703 | 208.2167 | 6.5467 | 41.6135 | 193.1917 | 350.6971 | 9.839 | 142
|  | 218 | 784.3236 | 118.6938 | 184.3616 | 209.1458 | 6.5467 | 42.6649 | 185.1971 | 426.6725 | 10.486 | 207 |  | 218 | 719.2434 | 117.4262 | 170.4765 | 210.8373 | 6.5467 | 36.1602 | 198.4725 | 356.2019 | 10.1043 | 72 |  | 218 | 694.5757 | 125.5482 | 162.6622 | 220.071 | 6.5467 | 48.9788 | 199.1163 | 352.9674 | 8.5892 | 149 |  | 218 | 685.9142 | 102.5857 | 156.4813 | 196.1855 | 6.5467 | 36.1201 | 191.2656 | 231.185 | 9.1227 | 99 |  | 218 | 723.5361 | 107.5722 | 150.097 | 207.9855 | 6.5467 | 41.5942 | 192.9606 | 349.7093 | 9.839 | 145
|  | 219 | 776.997 | 118.3271 | 183.7356 | 208.9045 | 6.5467 | 42.6528 | 184.9341 | 425.9555 | 10.486 | 210 |  | 219 | 713.1549 | 116.8695 | 169.5887 | 210.6145 | 6.5467 | 36.1467 | 198.2065 | 355.2007 | 10.1043 | 74 |  | 219 | 688.0397 | 125.1337 | 162.0947 | 219.8401 | 6.5467 | 48.9242 | 198.8163 | 351.8757 | 8.5892 | 152 |  | 219 | 679.6857 | 102.1402 | 155.8661 | 195.9768 | 6.5467 | 36.1049 | 190.9717 | 229.7896 | 9.1227 | 100 |  | 219 | 717.5089 | 106.9214 | 149.3191 | 207.7543 | 6.5467 | 41.5751 | 192.7317 | 348.7242 | 9.839 | 148
|  | 220 | 770.1848 | 117.6833 | 182.8721 | 208.6632 | 6.5467 | 42.641 | 184.673 | 425.2423 | 10.486 | 214 |  | 220 | 706.6868 | 116.3542 | 169.0388 | 210.3917 | 6.5467 | 36.1334 | 197.9426 | 354.2029 | 10.1043 | 76 |  | 220 | 682.0213 | 124.34 | 161.3888 | 219.6092 | 6.5467 | 48.8698 | 198.5183 | 350.7888 | 8.5892 | 154 |  | 220 | 673.6384 | 101.5432 | 155.2212 | 195.768 | 6.5467 | 36.0898 | 190.6801 | 228.396 | 9.1227 | 102 |  | 220 | 710.8543 | 106.4538 | 148.9853 | 207.5231 | 6.5467 | 41.5562 | 192.5051 | 347.7425 | 9.839 | 150
|  | 221 | 763.4255 | 116.9095 | 182.0859 | 208.4219 | 6.5467 | 42.6295 | 184.4138 | 424.5338 | 10.486 | 217 |  | 221 | 700.5647 | 115.6172 | 168.3648 | 210.1689 | 6.5467 | 36.1203 | 197.681 | 353.2091 | 10.1043 | 78 |  | 221 | 676.2562 | 123.4739 | 160.502 | 219.3782 | 6.5467 | 48.8156 | 198.2225 | 349.7073 | 8.5892 | 157 |  | 221 | 667.6286 | 100.9476 | 154.5374 | 195.5593 | 6.5467 | 36.075 | 190.3908 | 227.005 | 9.1227 | 103 |  | 221 | 704.8253 | 105.7566 | 148.2558 | 207.2919 | 6.5467 | 41.5376 | 192.2808 | 346.7648 | 9.839 | 153
|  | 222 | 756.3838 | 116.1817 | 181.5361 | 208.1806 | 6.5467 | 42.6182 | 184.1564 | 423.8305 | 10.486 | 220 |  | 222 | 694.2127 | 115.0149 | 167.7859 | 209.9461 | 6.5467 | 36.1073 | 197.4216 | 352.2202 | 10.1043 | 80 |  | 222 | 670.0894 | 122.7046 | 159.9202 | 219.1473 | 6.5467 | 48.7617 | 197.9288 | 348.6321 | 8.5892 | 160 |  | 222 | 661.6613 | 100.171 | 153.9921 | 195.3506 | 6.5467 | 36.0604 | 190.104 | 225.6177 | 9.1227 | 105 |  | 222 | 698.4674 | 105.228 | 147.6864 | 207.0607 | 6.5467 | 41.5192 | 192.0588 | 345.7921 | 9.839 | 156
|  | 223 | 749.5311 | 115.3734 | 180.8777 | 207.9393 | 6.5467 | 42.6072 | 183.901 | 423.133 | 10.486 | 223 |  | 223 | 687.9372 | 114.2571 | 167.286 | 209.7233 | 6.5467 | 36.0946 | 197.1645 | 351.237 | 10.1043 | 82 |  | 223 | 663.6165 | 122.2512 | 159.3284 | 218.9163 | 6.5467 | 48.7081 | 197.6374 | 347.564 | 8.5892 | 163 |  | 223 | 655.6079 | 99.6561 | 153.2712 | 195.1419 | 6.5467 | 36.0459 | 189.8197 | 224.2349 | 9.1227 | 106 |  | 223 | 692.0981 | 104.5664 | 147.2615 | 206.8295 | 6.5467 | 41.501 | 191.8391 | 344.825 | 9.839 | 159
|  | 224 | 743.4241 | 113.9448 | 180.0732 | 207.7188 | 6.5467 | 42.5965 | 183.6476 | 422.4422 | 10.486 | 226 |  | 224 | 682.1746 | 112.876 | 167.0266 | 209.3706 | 6.5467 | 36.082 | 196.9098 | 350.26 | 10.1043 | 84 |  | 224 | 657.7334 | 121.3676 | 158.7169 | 218.5456 | 6.5467 | 48.6547 | 197.3482 | 346.5037 | 8.5892 | 165 |  | 224 | 649.7114 | 98.8957 | 152.7781 | 194.7941 | 6.5467 | 36.0317 | 189.5379 | 222.8578 | 9.1227 | 108 |  | 224 | 685.469 | 104.242 | 146.8923 | 206.4652 | 6.5467 | 41.4831 | 191.6217 | 343.8643 | 9.839 | 162
|  | 225 | 736.6084 | 113.0929 | 179.3359 | 207.563 | 6.5467 | 42.5859 | 183.3962 | 421.7585 | 10.486 | 229 |  | 225 | 675.9068 | 112.2611 | 166.389 | 209.1349 | 6.5467 | 36.0696 | 196.6573 | 349.2902 | 10.1043 | 86 |  | 225 | 651.7555 | 120.598 | 157.9159 | 218.3452 | 6.5467 | 48.6016 | 197.0614 | 345.4522 | 8.5892 | 168 |  | 225 | 643.5115 | 98.3914 | 152.1602 | 194.6183 | 6.5467 | 36.0176 | 189.2588 | 221.4871 | 9.1227 | 109 |  | 225 | 679.1269 | 103.5554 | 146.4216 | 206.2774 | 6.5467 | 41.4654 | 191.4067 | 342.9107 | 9.839 | 165
|  | 226 | 729.3965 | 112.573 | 178.5563 | 207.5138 | 6.5467 | 42.5756 | 183.1469 | 421.0827 | 10.486 | 232 |  | 226 | 669.3959 | 111.6318 | 165.8276 | 209.0805 | 6.5467 | 36.0574 | 196.4073 | 348.3283 | 10.1043 | 88 |  | 226 | 645.2286 | 119.8914 | 157.4624 | 218.2833 | 6.5467 | 48.5488 | 196.777 | 344.4102 | 8.5892 | 171 |  | 226 | 637.6379 | 97.5976 | 151.3761 | 194.5719 | 6.5467 | 36.0037 | 188.9823 | 220.124 | 9.1227 | 111 |  | 226 | 672.7522 | 103.0263 | 145.7013 | 206.2145 | 6.5467 | 41.4479 | 191.1942 | 341.9651 | 9.839 | 167
|  | 227 | 722.175 | 111.8246 | 178.0146 | 207.4647 | 6.5467 | 42.5656 | 182.8996 | 420.4155 | 10.486 | 234 |  | 227 | 662.8649 | 111.0557 | 165.233 | 209.0262 | 6.5467 | 36.0454 | 196.1597 | 347.375 | 10.1043 | 90 |  | 227 | 639.1418 | 118.7411 | 157.0125 | 218.2213 | 6.5467 | 48.4963 | 196.495 | 343.3784 | 8.5892 | 173 |  | 227 | 631.2732 | 97.0419 | 150.845 | 194.5256 | 6.5467 | 35.9901 | 188.7086 | 218.7694 | 9.1227 | 112 |  | 227 | 666.2862 | 102.2786 | 145.2909 | 206.1515 | 6.5467 | 41.4307 | 190.984 | 341.0281 | 9.839 | 170
|  | 228 | 714.5524 | 111.4826 | 177.4678 | 207.4155 | 6.5467 | 42.5557 | 182.6545 | 419.7574 | 10.486 | 237 |  | 228 | 656.3169 | 110.4115 | 164.7236 | 208.9719 | 6.5467 | 36.0335 | 195.9146 | 346.431 | 10.1043 | 92 |  | 228 | 632.7308 | 117.8852 | 156.6187 | 218.133 | 6.5467 | 48.4441 | 196.2155 | 342.3577 | 8.5892 | 176 |  | 228 | 625.0443 | 96.2695 | 150.4259 | 194.448 | 6.5467 | 35.9766 | 188.4378 | 217.4242 | 9.1227 | 114 |  | 228 | 660.1316 | 101.6445 | 144.4556 | 206.0886 | 6.5467 | 41.4136 | 190.7762 | 340.1005 | 9.839 | 173
|  | 229 | 707.7877 | 110.7007 | 176.72 | 207.1492 | 6.5467 | 42.5461 | 182.4115 | 419.1092 | 10.486 | 240 |  | 229 | 650.1665 | 109.8085 | 163.9206 | 208.7725 | 6.5467 | 36.0218 | 195.6719 | 345.4972 | 10.1043 | 94 |  | 229 | 626.6984 | 117.0491 | 156.0241 | 217.8473 | 6.5467 | 48.3923 | 195.9386 | 341.3489 | 8.5892 | 179 |  | 229 | 619.0473 | 95.6839 | 149.7808 | 194.178 | 6.5467 | 35.9633 | 188.1698 | 216.0894 | 9.1227 | 115 |  | 229 | 654.0722 | 100.7637 | 143.9717 | 205.8256 | 6.5467 | 41.3968 | 190.5708 | 339.183 | 9.839 | 176
|  | 230 | 701.228 | 110.1627 | 175.7561 | 206.6502 | 6.5467 | 42.5367 | 182.1708 | 418.4716 | 10.486 | 243 |  | 230 | 644.0763 | 109.1743 | 163.2933 | 208.3681 | 6.5467 | 36.0103 | 195.4317 | 344.5743 | 10.1043 | 96 |  | 230 | 620.8354 | 116.2239 | 155.3811 | 217.4295 | 6.5467 | 48.3408 | 195.6643 | 340.3528 | 8.5892 | 181 |  | 230 | 613.1239 | 95.1231 | 149.0456 | 193.8994 | 6.5467 | 35.9501 | 187.9048 | 214.766 | 9.1227 | 116 |  | 230 | 648.1496 | 100.2227 | 143.2128 | 205.361 | 6.5467 | 41.3802 | 190.368 | 338.2766 | 9.839 | 178
|  | 231 | 693.5594 | 109.7193 | 175.4353 | 206.5223 | 6.5467 | 42.5275 | 181.9323 | 417.8451 | 10.486 | 246 |  | 231 | 637.6226 | 108.6391 | 162.4481 | 208.4463 | 6.5467 | 35.9989 | 195.1942 | 343.663 | 10.1043 | 98 |  | 231 | 614.0564 | 115.717 | 155.0798 | 217.2679 | 6.5467 | 48.2897 | 195.3926 | 339.3702 | 8.5892 | 184 |  | 231 | 606.3236 | 94.6637 | 148.7298 | 193.977 | 6.5467 | 35.9372 | 187.6428 | 213.4549 | 9.1227 | 118 |  | 231 | 641.7987 | 99.4754 | 142.7143 | 205.2706 | 6.5467 | 41.3638 | 190.1676 | 337.3817 | 9.839 | 181
|  | 232 | 685.9548 | 109.1692 | 174.9952 | 206.5564 | 6.5467 | 42.5185 | 181.696 | 417.2304 | 10.486 | 249 |  | 232 | 631.3159 | 107.9909 | 161.6137 | 208.4797 | 6.5467 | 35.9876 | 194.9591 | 342.7641 | 10.1043 | 100 |  | 232 | 607.3631 | 115.27 | 154.5629 | 217.1761 | 6.5467 | 48.2389 | 195.1237 | 338.4018 | 8.5892 | 187 |  | 232 | 599.9123 | 94.0358 | 148.2626 | 193.9856 | 6.5467 | 35.9244 | 187.3839 | 212.1571 | 9.1227 | 119 |  | 232 | 635.5297 | 98.8487 | 141.9047 | 205.2889 | 6.5467 | 41.3476 | 189.9697 | 336.4994 | 9.839 | 184
|  | 233 | 678.9505 | 108.6606 | 174.0798 | 206.4241 | 6.5467 | 42.5097 | 181.4621 | 416.6282 | 10.486 | 252 |  | 233 | 625.5991 | 106.905 | 160.7874 | 208.3527 | 6.5467 | 35.9766 | 194.7268 | 341.8783 | 10.1043 | 102 |  | 233 | 601.3633 | 114.5333 | 153.6989 | 217.0276 | 6.5467 | 48.1886 | 194.8575 | 337.4485 | 8.5892 | 189 |  | 233 | 593.88 | 93.4634 | 147.4915 | 193.8634 | 6.5467 | 35.9119 | 187.1281 | 210.8736 | 9.1227 | 121 |  | 233 | 629.4304 | 98.156 | 141.1465 | 205.1521 | 6.5467 | 41.3317 | 189.7743 | 335.6302 | 9.839 | 186
|  | 234 | 671.8866 | 108.0607 | 173.3152 | 206.2918 | 6.5467 | 42.5011 | 181.2305 | 416.0392 | 10.486 | 255 |  | 234 | 619.1932 | 106.2795 | 160.1897 | 208.2258 | 6.5467 | 35.9657 | 194.497 | 341.0064 | 10.1043 | 104 |  | 234 | 595.1415 | 113.9227 | 152.9309 | 216.8791 | 6.5467 | 48.1386 | 194.5941 | 336.5111 | 8.5892 | 192 |  | 234 | 587.7087 | 92.9411 | 146.8093 | 193.7413 | 6.5467 | 35.8995 | 186.8756 | 209.6054 | 9.1227 | 122 |  | 234 | 623.0109 | 97.6463 | 140.5254 | 205.0153 | 6.5467 | 41.3159 | 189.5814 | 334.775 | 9.839 | 189
|  | 235 | 664.9357 | 107.4749 | 172.5285 | 206.0545 | 6.5467 | 42.4926 | 181.0013 | 415.4641 | 10.486 | 258 |  | 235 | 613.0238 | 105.7481 | 159.3602 | 208.0001 | 6.5467 | 35.9549 | 194.2699 | 340.1492 | 10.1043 | 106 |  | 235 | 588.9536 | 113.2137 | 152.3499 | 216.6081 | 6.5467 | 48.0891 | 194.3336 | 335.5903 | 8.5892 | 194 |  | 235 | 581.4066 | 92.5968 | 146.2176 | 193.4816 | 6.5467 | 35.8873 | 186.6264 | 208.3533 | 9.1227 | 123 |  | 235 | 616.4756 | 97.3171 | 139.9566 | 204.7616 | 6.5467 | 41.3003 | 189.3911 | 333.9344 | 9.839 | 192
|  | 236 | 658.2177 | 106.7941 | 171.4702 | 205.9511 | 6.5467 | 42.4844 | 180.7746 | 414.9034 | 10.486 | 260 |  | 236 | 606.796 | 105.1116 | 158.5693 | 207.8994 | 6.5467 | 35.9443 | 194.0456 | 339.3074 | 10.1043 | 108 |  | 236 | 583.0022 | 112.3299 | 151.5725 | 216.4717 | 6.5467 | 48.04 | 194.0759 | 334.687 | 8.5892 | 197 |  | 236 | 575.6769 | 91.9538 | 145.1804 | 193.3936 | 6.5467 | 35.8752 | 186.3805 | 207.1184 | 9.1227 | 125 |  | 236 | 610.7617 | 96.5683 | 138.8313 | 204.6625 | 6.5467 | 41.285 | 189.2034 | 333.1093 | 9.839 | 194
|  | 237 | 651.4316 | 106.1294 | 170.4775 | 205.8339 | 6.5467 | 42.4763 | 180.5503 | 414.3578 | 10.486 | 263 |  | 237 | 600.7145 | 104.3389 | 157.7675 | 207.7993 | 6.5467 | 35.9338 | 193.824 | 338.4818 | 10.1043 | 110 |  | 237 | 577.4441 | 111.1396 | 150.7049 | 216.3387 | 6.5467 | 47.9913 | 193.8213 | 333.802 | 8.5892 | 200 |  | 237 | 569.9166 | 91.1413 | 144.3646 | 193.2843 | 6.5467 | 35.8634 | 186.138 | 205.9017 | 9.1227 | 126 |  | 237 | 604.4127 | 95.9018 | 138.2759 | 204.5463 | 6.5467 | 41.2698 | 189.0183 | 332.3005 | 9.839 | 197
|  | 238 | 644.5676 | 105.464 | 169.5633 | 205.7168 | 6.5467 | 42.4684 | 180.3285 | 413.828 | 10.486 | 266 |  | 238 | 594.6825 | 103.6071 | 156.8883 | 207.6864 | 6.5467 | 35.9235 | 193.6052 | 337.6731 | 10.1043 | 112 |  | 238 | 571.5571 | 110.3055 | 149.9399 | 216.076 | 6.5467 | 47.9431 | 193.5697 | 332.936 | 8.5892 | 202 |  | 238 | 564.1251 | 90.39 | 143.6286 | 193.0652 | 6.5467 | 35.8517 | 185.899 | 204.7041 | 9.1227 | 127 |  | 238 | 598.356 | 95.1169 | 137.5536 | 204.4232 | 6.5467 | 41.2549 | 188.8357 | 331.5086 | 9.839 | 200
|  | 239 | 637.795 | 104.91 | 168.6749 | 205.3713 | 6.5467 | 42.4606 | 180.1092 | 413.3148 | 10.486 | 269 |  | 239 | 588.5037 | 103.1014 | 156.1837 | 207.3196 | 6.5467 | 35.9133 | 193.3892 | 336.882 | 10.1043 | 114 |  | 239 | 565.8357 | 109.3869 | 149.1608 | 215.7462 | 6.5467 | 47.8954 | 193.3212 | 332.0899 | 8.5892 | 205 |  | 239 | 558.2803 | 89.5903 | 143.0498 | 192.7907 | 6.5467 | 35.8401 | 185.6636 | 203.5265 | 9.1227 | 129 |  | 239 | 592.4539 | 94.5105 | 136.733 | 204.0653 | 6.5467 | 41.2401 | 188.6558 | 330.7344 | 9.839 | 202
|  | 240 | 632.4722 | 104.2143 | 168.2151 | 205.3443 | 6.5467 | 42.453 | 179.8925 | 412.8186 | 10.486 | 271 |  | 240 | 582.3003 | 102.6143 | 155.8408 | 207.2048 | 6.5467 | 35.9032 | 193.176 | 336.1093 | 10.1043 | 116 |  | 240 | 560.63 | 108.7917 | 148.6627 | 215.657 | 6.5467 | 47.8481 | 193.0758 | 331.2644 | 8.5892 | 207 |  | 240 | 553.3425 | 89.2858 | 142.6196 | 192.7561 | 6.5467 | 35.8288 | 185.4318 | 202.37 | 9.1227 | 130 |  | 240 | 586.6018 | 93.9963 | 136.3302 | 204.0197 | 6.5467 | 41.2255 | 188.4786 | 329.9787 | 9.839 | 205
|  | 241 | 627.4592 | 103.8076 | 168.0513 | 205.1815 | 6.5467 | 42.4456 | 179.6785 | 412.3402 | 10.486 | 274 |  | 241 | 577.8906 | 102.1898 | 155.5406 | 207.0704 | 6.5467 | 35.8933 | 192.9658 | 335.3559 | 10.1043 | 118 |  | 241 | 556.087 | 108.5689 | 148.4586 | 215.3814 | 6.5467 | 47.8014 | 192.8335 | 330.4605 | 8.5892 | 210 |  | 241 | 548.873 | 89.0499 | 142.5177 | 192.513 | 6.5467 | 35.8176 | 185.2037 | 201.2355 | 9.1227 | 131 |  | 241 | 582.0198 | 93.7821 | 136.1028 | 203.823 | 6.5467 | 41.2111 | 188.304 | 329.2423 | 9.839 | 208
|  | 242 | 622.2858 | 103.547 | 167.7487 | 205.1717 | 6.5467 | 42.4383 | 179.467 | 411.8803 | 10.486 | 277 |  | 242 | 573.6888 | 101.7011 | 155.0724 | 206.9601 | 6.5467 | 35.8834 | 192.7584 | 334.6223 | 10.1043 | 120 |  | 242 | 551.3043 | 108.3403 | 148.2704 | 215.3353 | 6.5467 | 47.7551 | 192.5945 | 329.6787 | 8.5892 | 212 |  | 242 | 544.3245 | 88.9229 | 142.1715 | 192.4844 | 6.5467 | 35.8066 | 184.9793 | 200.1239 | 9.1227 | 133 |  | 242 | 577.5238 | 93.4321 | 135.8457 | 203.7061 | 6.5467 | 41.1969 | 188.1321 | 328.5258 | 9.839 | 210
|  | 243 | 617.2678 | 103.2232 | 167.3541 | 205.1618 | 6.5467 | 42.4311 | 179.2583 | 411.4394 | 10.486 | 280 |  | 243 | 569.5653 | 101.2361 | 154.4129 | 206.9393 | 6.5467 | 35.8738 | 192.554 | 333.9095 | 10.1043 | 122 |  | 243 | 546.5761 | 108.1075 | 148.0319 | 215.2893 | 6.5467 | 47.7094 | 192.3588 | 328.92 | 8.5892 | 215 |  | 243 | 539.9328 | 88.6438 | 141.8147 | 192.4617 | 6.5467 | 35.7958 | 184.7588 | 199.0363 | 9.1227 | 134 |  | 243 | 573.3726 | 92.8894 | 135.3524 | 203.673 | 6.5467 | 41.1829 | 187.963 | 327.8301 | 9.839 | 213
|  | 244 | 611.9583 | 103.0252 | 167.125 | 205.152 | 6.5467 | 42.424 | 179.0523 | 411.0184 | 10.486 | 282 |  | 244 | 565.3884 | 100.7581 | 153.8198 | 206.9185 | 6.5467 | 35.8642 | 192.3526 | 333.2181 | 10.1043 | 123 |  | 244 | 541.9162 | 107.897 | 147.7259 | 215.2202 | 6.5467 | 47.6642 | 192.1264 | 328.1852 | 8.5892 | 217 |  | 244 | 535.4037 | 88.3993 | 141.5737 | 192.4259 | 6.5467 | 35.7851 | 184.5422 | 197.9736 | 9.1227 | 135 |  | 244 | 569.2193 | 92.3151 | 134.893 | 203.6399 | 6.5467 | 41.1691 | 187.7965 | 327.1558 | 9.839 | 215
|  | 245 | 607.4367 | 102.4973 | 166.5619 | 205.0183 | 6.5467 | 42.4171 | 178.849 | 410.6177 | 10.486 | 285 |  | 245 | 560.9321 | 100.297 | 153.5492 | 206.8377 | 6.5467 | 35.8548 | 192.1542 | 332.5489 | 10.1043 | 125 |  | 245 | 537.7862 | 107.4587 | 147.2277 | 215.0411 | 6.5467 | 47.6196 | 191.8975 | 327.475 | 8.5892 | 220 |  | 245 | 531.2562 | 88.0817 | 141.1465 | 192.2678 | 6.5467 | 35.7746 | 184.3295 | 196.9368 | 9.1227 | 137 |  | 245 | 565.0621 | 91.812 | 134.477 | 203.496 | 6.5467 | 41.1555 | 187.6328 | 326.5039 | 9.839 | 218
|  | 246 | 602.8107 | 101.9807 | 166.1469 | 204.8295 | 6.5467 | 42.4103 | 178.6486 | 410.2382 | 10.486 | 288 |  | 246 | 556.6564 | 99.9349 | 153.0781 | 206.6778 | 6.5467 | 35.8455 | 191.9588 | 331.9026 | 10.1043 | 127 |  | 246 | 533.8187 | 106.7752 | 146.8625 | 214.8118 | 6.5467 | 47.5755 | 191.6719 | 326.7903 | 8.5892 | 222 |  | 246 | 527.4891 | 87.4178 | 140.7319 | 192.063 | 6.5467 | 35.7642 | 184.1208 | 195.9268 | 9.1227 | 138 |  | 246 | 560.72 | 91.4671 | 134.1266 | 203.3133 | 6.5467 | 41.142 | 187.4719 | 325.8749 | 9.839 | 220
|  | 247 | 598.1949 | 101.5163 | 165.6708 | 204.6395 | 6.5467 | 42.4036 | 178.451 | 409.8804 | 10.486 | 290 |  | 247 | 552.2494 | 99.5564 | 152.7981 | 206.4744 | 6.5467 | 35.8363 | 191.7665 | 331.28 | 10.1043 | 129 |  | 247 | 529.58 | 106.3746 | 146.4885 | 214.5796 | 6.5467 | 47.532 | 191.4499 | 326.1318 | 8.5892 | 224 |  | 247 | 523.4145 | 87.139 | 140.2398 | 191.8582 | 6.5467 | 35.754 | 183.9162 | 194.9447 | 9.1227 | 139 |  | 247 | 556.4603 | 91.2278 | 133.6211 | 203.0977 | 6.5467 | 41.1287 | 187.3137 | 325.2697 | 9.839 | 223
|  | 248 | 593.0476 | 101.1957 | 165.4301 | 204.6017 | 6.5467 | 42.397 | 178.2562 | 409.545 | 10.486 | 293 |  | 248 | 547.7703 | 99.3551 | 152.4132 | 206.2709 | 6.5467 | 35.8272 | 191.5773 | 330.6819 | 10.1043 | 131 |  | 248 | 525.2501 | 105.8929 | 146.2687 | 214.3654 | 6.5467 | 47.489 | 191.2314 | 325.5003 | 8.5892 | 227 |  | 248 | 518.9924 | 86.8792 | 140.025 | 191.7045 | 6.5467 | 35.744 | 183.7157 | 193.9912 | 9.1227 | 140 |  | 248 | 551.8812 | 90.9264 | 133.4284 | 202.9506 | 6.5467 | 41.1156 | 187.1583 | 324.6891 | 9.839 | 225
|  | 249 | 588.2708 | 100.8826 | 164.8053 | 204.5701 | 6.5467 | 42.3906 | 178.0644 | 409.2327 | 10.486 | 295 |  | 249 | 543.1466 | 99.0956 | 152.0926 | 206.2058 | 6.5467 | 35.8182 | 191.3912 | 330.109 | 10.1043 | 133 |  | 249 | 521.0132 | 105.4021 | 145.8272 | 214.2891 | 6.5467 | 47.4467 | 191.0165 | 324.8967 | 8.5892 | 229 |  | 249 | 514.5529 | 86.6314 | 139.7141 | 191.6523 | 6.5467 | 35.7341 | 183.5195 | 193.0676 | 9.1227 | 142 |  | 249 | 547.3012 | 90.6518 | 133.1216 | 202.8919 | 6.5467 | 41.1027 | 187.0058 | 324.1337 | 9.839 | 228
|  | 250 | 583.1142 | 100.6153 | 164.5145 | 204.5384 | 6.5467 | 42.3842 | 177.8755 | 408.9441 | 10.486 | 298 |  | 250 | 538.5787 | 98.7198 | 151.8158 | 206.1575 | 6.5467 | 35.8093 | 191.2084 | 329.562 | 10.1043 | 134 |  | 250 | 516.6806 | 105.0103 | 145.3825 | 214.2127 | 6.5467 | 47.405 | 190.8053 | 324.3217 | 8.5892 | 232 |  | 250 | 510.2005 | 86.2796 | 139.4201 | 191.6002 | 6.5467 | 35.7244 | 183.3276 | 192.1746 | 9.1227 | 143 |  | 250 | 542.6323 | 90.3497 | 132.931 | 202.8333 | 6.5467 | 41.0899 | 186.8561 | 323.6043 | 9.839 | 230
|  | 251 | 578.1929 | 100.2559 | 164.0805 | 204.5068 | 6.5467 | 42.3779 | 177.6896 | 408.6799 | 10.486 | 300 |  | 251 | 534.3047 | 98.2701 | 151.3188 | 206.1093 | 6.5467 | 35.8005 | 191.0287 | 329.0418 | 10.1043 | 136 |  | 251 | 512.2031 | 104.643 | 145.058 | 214.1364 | 6.5467 | 47.364 | 190.5977 | 323.7762 | 8.5892 | 234 |  | 251 | 506.012 | 85.9338 | 138.9562 | 191.548 | 6.5467 | 35.7148 | 183.14 | 191.3133 | 9.1227 | 144 |  | 251 | 538.3417 | 89.8995 | 132.5103 | 202.7747 | 6.5467 | 41.0773 | 186.7093 | 323.1017 | 9.839 | 233
|  | 252 | 573.1225 | 99.9202 | 163.772 | 204.4751 | 6.5467 | 42.3717 | 177.5067 | 408.4408 | 10.486 | 303 |  | 252 | 529.5633 | 97.983 | 151.1268 | 206.061 | 6.5467 | 35.7919 | 190.8523 | 328.549 | 10.1043 | 138 |  | 252 | 507.7303 | 104.1849 | 144.8199 | 214.06 | 6.5467 | 47.3235 | 190.394 | 323.2609 | 8.5892 | 236 |  | 252 | 501.7644 | 85.3751 | 138.7642 | 191.4959 | 6.5467 | 35.7054 | 182.9568 | 190.4847 | 9.1227 | 145 |  | 252 | 533.6848 | 89.6558 | 132.2493 | 202.716 | 6.5467 | 41.0649 | 186.5653 | 322.6267 | 9.839 | 235
|  | 253 | 568.0705 | 99.4998 | 163.5296 | 204.4435 | 6.5467 | 42.3655 | 177.3269 | 408.2274 | 10.486 | 305 |  | 253 | 524.9927 | 97.6136 | 150.8461 | 206.0128 | 6.5467 | 35.7833 | 190.6792 | 328.0845 | 10.1043 | 140 |  | 253 | 503.3294 | 103.7227 | 144.5137 | 213.9837 | 6.5467 | 47.2837 | 190.194 | 322.7766 | 8.5892 | 239 |  | 253 | 497.3781 | 85.0392 | 138.4882 | 191.4437 | 6.5467 | 35.6961 | 182.7781 | 189.6897 | 9.1227 | 147 |  | 253 | 528.8961 | 89.4182 | 132.1142 | 202.6574 | 6.5467 | 41.0526 | 186.4243 | 322.18 | 9.839 | 238
|  | 254 | 563.3344 | 99.0494 | 163.0014 | 204.4118 | 6.5467 | 42.3595 | 177.1501 | 408.0403 | 10.486 | 308 |  | 254 | 520.5582 | 97.1796 | 150.4941 | 205.9646 | 6.5467 | 35.7748 | 190.5093 | 327.6489 | 10.1043 | 142 |  | 254 | 498.9107 | 103.3123 | 144.1736 | 213.9074 | 6.5467 | 47.2446 | 189.9979 | 322.3242 | 8.5892 | 241 |  | 254 | 493.1283 | 84.6541 | 138.1249 | 191.3916 | 6.5467 | 35.687 | 182.604 | 188.9292 | 9.1227 | 148 |  | 254 | 524.3091 | 89.1112 | 131.8466 | 202.5988 | 6.5467 | 41.0405 | 186.2861 | 321.7623 | 9.839 | 240
|  | 255 | 558.5915 | 98.4993 | 162.5797 | 204.3802 | 6.5467 | 42.3535 | 176.9765 | 407.8803 | 10.486 | 310 |  | 255 | 515.938 | 96.8441 | 150.2291 | 205.9163 | 6.5467 | 35.7664 | 190.3428 | 327.2431 | 10.1043 | 143 |  | 255 | 494.8868 | 102.4916 | 143.849 | 213.831 | 6.5467 | 47.2062 | 189.8057 | 321.9043 | 8.5892 | 243 |  | 255 | 488.9413 | 84.2239 | 137.7439 | 191.3395 | 6.5467 | 35.6781 | 182.4345 | 188.2043 | 9.1227 | 149 |  | 255 | 519.9458 | 88.621 | 131.5385 | 202.5401 | 6.5467 | 41.0286 | 186.1509 | 321.3744 | 9.839 | 242
|  | 256 | 553.6883 | 98.0118 | 162.2557 | 204.3485 | 6.5467 | 42.3475 | 176.8061 | 407.748 | 10.486 | 313 |  | 256 | 511.2736 | 96.3913 | 150.1258 | 205.8681 | 6.5467 | 35.7581 | 190.1797 | 326.8678 | 10.1043 | 145 |  | 256 | 490.6309 | 101.8971 | 143.5302 | 213.7547 | 6.5467 | 47.1685 | 189.6175 | 321.518 | 8.5892 | 245 |  | 256 | 484.6804 | 83.8201 | 137.4103 | 191.2873 | 6.5467 | 35.6693 | 182.2697 | 187.5159 | 9.1227 | 150 |  | 256 | 515.4417 | 88.207 | 131.2952 | 202.4815 | 6.5467 | 41.0168 | 186.0187 | 321.0171 | 9.839 | 245
|  | 257 | 548.7774 | 97.5286 | 161.9801 | 204.2719 | 6.5467 | 42.3417 | 176.6389 | 407.644 | 10.486 | 315 |  | 257 | 506.826 | 95.8765 | 149.8836 | 205.8038 | 6.5467 | 35.7499 | 190.02 | 326.5236 | 10.1043 | 147 |  | 257 | 486.2624 | 101.3418 | 143.3061 | 213.6571 | 6.5467 | 47.1314 | 189.4333 | 321.1658 | 8.5892 | 248 |  | 257 | 480.1337 | 83.5821 | 137.2199 | 191.2121 | 6.5467 | 35.6606 | 182.1096 | 186.8649 | 9.1227 | 151 |  | 257 | 510.9246 | 87.8508 | 131.0237 | 202.4061 | 6.5467 | 41.0052 | 185.8894 | 320.6911 | 9.839 | 247
|  | 258 | 543.6159 | 97.1169 | 161.8338 | 204.2451 | 6.5467 | 42.3358 | 176.4749 | 407.5691 | 10.486 | 318 |  | 258 | 502.4862 | 95.3145 | 149.5917 | 205.7287 | 6.5467 | 35.7418 | 189.8637 | 326.2125 | 10.1043 | 149 |  | 258 | 481.5898 | 101.1098 | 143.0666 | 213.5556 | 6.5467 | 47.0951 | 189.2532 | 320.8487 | 8.5892 | 250 |  | 258 | 475.7697 | 83.198 | 136.9673 | 191.1625 | 6.5467 | 35.6521 | 181.9543 | 186.2524 | 9.1227 | 153 |  | 258 | 506.6166 | 87.2125 | 130.8548 | 202.3011 | 6.5467 | 40.9937 | 185.7631 | 320.3972 | 9.839 | 249
|  | 259 | 538.903 | 96.4834 | 161.4559 | 204.223 | 6.5467 | 42.33 | 176.3142 | 407.5249 | 10.486 | 320 |  | 259 | 498.0907 | 94.776 | 149.2952 | 205.6904 | 6.5467 | 35.7337 | 189.7109 | 325.9344 | 10.1043 | 150 |  | 259 | 477.1007 | 100.728 | 142.7608 | 213.4868 | 6.5467 | 47.0596 | 189.0772 | 320.5674 | 8.5892 | 252 |  | 259 | 471.7754 | 82.5645 | 136.5864 | 191.1208 | 6.5467 | 35.6437 | 181.8039 | 185.6793 | 9.1227 | 154 |  | 259 | 502.0998 | 86.8385 | 130.5764 | 202.2501 | 6.5467 | 40.9824 | 185.6398 | 320.1361 | 9.839 | 252
|  | 260 | 534.3671 | 95.816 | 160.9349 | 204.2009 | 6.5467 | 42.3243 | 176.1568 | 407.5127 | 10.486 | 322 |  | 260 | 493.9153 | 94.2601 | 148.7559 | 205.6521 | 6.5467 | 35.7257 | 189.5616 | 325.6899 | 10.1043 | 152 |  | 260 | 472.859 | 100.1583 | 142.3955 | 213.418 | 6.5467 | 47.0247 | 188.9054 | 320.3227 | 8.5892 | 254 |  | 260 | 467.5641 | 82.0725 | 136.281 | 191.0791 | 6.5467 | 35.6355 | 181.6585 | 185.1466 | 9.1227 | 155 |  | 260 | 497.6731 | 86.3523 | 130.32 | 202.1992 | 6.5467 | 40.9712 | 185.5196 | 319.9086 | 9.839 | 254
|  | 261 | 529.6035 | 95.391 | 160.4249 | 204.1532 | 6.5467 | 42.3186 | 176.0028 | 407.5314 | 10.486 | 325 |  | 261 | 489.5899 | 93.6608 | 148.4501 | 205.6138 | 6.5467 | 35.7178 | 189.4159 | 325.4795 | 10.1043 | 154 |  | 261 | 468.5331 | 99.6793 | 142.0831 | 213.2897 | 6.5467 | 46.9907 | 188.7378 | 320.1154 | 8.5892 | 257 |  | 261 | 463.427 | 81.588 | 135.9315 | 190.9999 | 6.5467 | 35.6274 | 181.5181 | 184.6589 | 9.1227 | 156 |  | 261 | 493.3819 | 85.8224 | 129.972 | 202.1482 | 6.5467 | 40.9602 | 185.4024 | 319.7155 | 9.839 | 256
|  | 262 | 524.7064 | 94.9704 | 159.9956 | 204.1539 | 6.5467 | 42.3129 | 175.8522 | 407.5817 | 10.486 | 327 |  | 262 | 485.3688 | 93.1744 | 147.9538 | 205.5488 | 6.5467 | 35.71 | 189.2737 | 325.3041 | 10.1043 | 156 |  | 262 | 464.6643 | 98.8356 | 141.5986 | 213.2412 | 6.5467 | 46.9574 | 188.5746 | 319.9464 | 8.5892 | 259 |  | 262 | 459.0688 | 81.2493 | 135.6017 | 190.9762 | 6.5467 | 35.6212 | 181.3827 | 184.2171 | 9.1227 | 157 |  | 262 | 489.2128 | 85.3603 | 129.4543 | 202.077 | 6.5467 | 40.9493 | 185.2883 | 319.5574 | 9.839 | 259
|  | 263 | 519.7989 | 94.3722 | 159.7541 | 204.1547 | 6.5467 | 42.3072 | 175.705 | 407.6642 | 10.486 | 329 |  | 263 | 481.0942 | 92.6612 | 147.49 | 205.5314 | 6.5467 | 35.7023 | 189.1351 | 325.1644 | 10.1043 | 157 |  | 263 | 460.4203 | 98.222 | 141.2593 | 213.1927 | 6.5467 | 46.9249 | 188.4156 | 319.8164 | 8.5892 | 261 |  | 263 | 455.0336 | 80.6274 | 135.232 | 190.9526 | 6.5467 | 35.6154 | 181.2525 | 183.8183 | 9.1227 | 158 |  | 263 | 484.7432 | 85.0087 | 129.0864 | 202.0458 | 6.5467 | 40.9385 | 185.1772 | 319.4357 | 9.839 | 261
|  | 264 | 515.2613 | 93.5919 | 159.325 | 204.1554 | 6.5467 | 42.3016 | 175.5612 | 407.7795 | 10.486 | 332 |  | 264 | 476.9131 | 91.8833 | 147.1976 | 205.514 | 6.5467 | 35.6946 | 189.0001 | 325.0612 | 10.1043 | 159 |  | 264 | 456.354 | 97.388 | 140.9625 | 213.1442 | 6.5467 | 46.8944 | 188.261 | 319.7262 | 8.5892 | 263 |  | 264 | 450.9189 | 80.0596 | 134.8879 | 190.929 | 6.5467 | 35.6096 | 181.1275 | 183.4651 | 9.1227 | 159 |  | 264 | 480.7961 | 84.2141 | 128.6391 | 202.0147 | 6.5467 | 40.9279 | 185.0693 | 319.3507 | 9.839 | 263
|  | 265 | 510.74 | 92.8363 | 158.8547 | 204.1561 | 6.5467 | 42.2959 | 175.421 | 407.9283 | 10.486 | 334 |  | 265 | 472.876 | 91.0702 | 146.7964 | 205.4966 | 6.5467 | 35.6869 | 188.8689 | 324.9975 | 10.1043 | 161 |  | 265 | 451.9966 | 96.9032 | 140.6078 | 213.0956 | 6.5467 | 46.8693 | 188.1109 | 319.6766 | 8.5892 | 265 |  | 265 | 446.7423 | 79.5934 | 134.5039 | 190.9053 | 6.5467 | 35.6038 | 181.0078 | 183.171 | 9.1227 | 160 |  | 265 | 476.7546 | 83.4121 | 128.2935 | 201.9836 | 6.5467 | 40.9177 | 184.9645 | 319.3031 | 9.839 | 265
|  | 266 | 506.0086 | 92.2987 | 158.3767 | 204.1569 | 6.5467 | 42.2928 | 175.2843 | 408.1113 | 10.486 | 336 |  | 266 | 468.6031 | 90.51 | 146.378 | 205.4792 | 6.5467 | 35.68 | 188.7413 | 324.9728 | 10.1043 | 162 |  | 266 | 447.7884 | 96.3099 | 140.2123 | 213.0471 | 6.5467 | 46.8448 | 187.9653 | 319.6684 | 8.5892 | 267 |  | 266 | 442.7002 | 78.9649 | 134.1478 | 190.8817 | 6.5467 | 35.5981 | 180.8935 | 182.934 | 9.1227 | 161 |  | 266 | 472.1591 | 83.0333 | 128.0789 | 201.9524 | 6.5467 | 40.9113 | 184.8629 | 319.2935 | 9.839 | 267
|  | 267 | 501.3381 | 91.7202 | 157.8786 | 204.1576 | 6.5467 | 42.2909 | 175.1512 | 408.3292 | 10.486 | 338 |  | 267 | 464.2278 | 90.0226 | 145.9893 | 205.4618 | 6.5467 | 35.6742 | 188.6175 | 324.9884 | 10.1043 | 164 |  | 267 | 443.5645 | 95.7696 | 139.7793 | 212.9986 | 6.5467 | 46.8208 | 187.8242 | 319.7024 | 8.5892 | 269 |  | 267 | 438.5253 | 78.4574 | 133.8034 | 190.8581 | 6.5467 | 35.5925 | 180.7845 | 182.7489 | 9.1227 | 163 |  | 267 | 467.8595 | 82.5977 | 127.6249 | 201.9213 | 6.5467 | 40.9048 | 184.7644 | 319.3261 | 9.839 | 270
|  | 268 | 496.6583 | 91.0584 | 157.4731 | 204.1583 | 6.5467 | 42.2889 | 175.0217 | 408.5825 | 10.486 | 340 |  | 268 | 459.9743 | 89.463 | 145.551 | 205.4444 | 6.5467 | 35.6683 | 188.4974 | 325.0433 | 10.1043 | 165 |  | 268 | 439.4266 | 95.204 | 139.2859 | 212.9501 | 6.5467 | 46.7974 | 187.6878 | 319.7794 | 8.5892 | 271 |  | 268 | 434.3208 | 77.9859 | 133.4526 | 190.8344 | 6.5467 | 35.5869 | 180.6811 | 182.613 | 9.1227 | 164 |  | 268 | 463.4501 | 82.1183 | 127.3247 | 201.8902 | 6.5467 | 40.8983 | 184.6691 | 319.3987 | 9.839 | 272
|  | 269 | 491.9452 | 90.5531 | 156.9444 | 204.1591 | 6.5467 | 42.2866 | 174.8959 | 408.872 | 10.486 | 343 |  | 269 | 455.7723 | 88.911 | 145.0535 | 205.427 | 6.5467 | 35.6624 | 188.3811 | 325.1381 | 10.1043 | 167 |  | 269 | 435.3308 | 94.6047 | 138.7839 | 212.9016 | 6.5467 | 46.7746 | 187.5559 | 319.9026 | 8.5892 | 273 |  | 269 | 430.1022 | 77.5863 | 133.0441 | 190.8108 | 6.5467 | 35.5813 | 180.5832 | 182.5264 | 9.1227 | 165 |  | 269 | 459.2317 | 81.5278 | 126.9446 | 201.8591 | 6.5467 | 40.8917 | 184.577 | 319.5115 | 9.839 | 274
|  | 270 | 487.1333 | 90.0267 | 156.5356 | 204.1598 | 6.5467 | 42.2841 | 174.7737 | 409.1983 | 10.486 | 345 |  | 270 | 451.3434 | 88.4813 | 144.6607 | 205.4096 | 6.5467 | 35.6565 | 188.2687 | 325.2736 | 10.1043 | 169 |  | 270 | 431.1339 | 93.9835 | 138.4051 | 212.8531 | 6.5467 | 46.7524 | 187.4288 | 320.0707 | 8.5892 | 275 |  | 270 | 425.9914 | 77.1626 | 132.552 | 190.7872 | 6.5467 | 35.5757 | 180.4909 | 182.4875 | 9.1227 | 166 |  | 270 | 454.828 | 81.0306 | 126.6565 | 201.8279 | 6.5467 | 40.885 | 184.4881 | 319.6653 | 9.839 | 276
|  | 271 | 482.6847 | 89.3735 | 155.8904 | 204.1606 | 6.5467 | 42.2814 | 174.6553 | 409.5621 | 10.486 | 347 |  | 271 | 447.0376 | 87.9517 | 144.2446 | 205.3922 | 6.5467 | 35.6505 | 188.1601 | 325.4506 | 10.1043 | 170 |  | 271 | 426.8713 | 93.539 | 137.9151 | 212.8045 | 6.5467 | 46.7307 | 187.3065 | 320.284 | 8.5892 | 277 |  | 271 | 421.9404 | 76.7011 | 132.0377 | 190.7635 | 6.5467 | 35.5702 | 180.4043 | 182.4971 | 9.1227 | 167 |  | 271 | 450.5105 | 80.5664 | 126.249 | 201.7968 | 6.5467 | 40.8782 | 184.4025 | 319.8612 | 9.839 | 278
|  | 272 | 477.8255 | 88.951 | 155.425 | 204.1613 | 6.5467 | 42.2784 | 174.5407 | 409.964 | 10.486 | 349 |  | 272 | 442.8266 | 87.3726 | 143.7833 | 205.3748 | 6.5467 | 35.6444 | 188.0554 | 325.6725 | 10.1043 | 172 |  | 272 | 422.5151 | 93.1469 | 137.4665 | 212.756 | 6.5467 | 46.7097 | 187.1889 | 320.5433 | 8.5892 | 279 |  | 272 | 417.7344 | 76.275 | 131.643 | 190.7399 | 6.5467 | 35.5647 | 180.3234 | 182.5562 | 9.1227 | 168 |  | 272 | 446.1099 | 80.084 | 125.9431 | 201.7657 | 6.5467 | 40.8714 | 184.3201 | 320.1038 | 9.839 | 280
|  | 273 | 472.9235 | 88.5143 | 155.0166 | 204.162 | 6.5467 | 42.2752 | 174.4298 | 410.4079 | 10.486 | 351 |  | 273 | 438.2267 | 87.0804 | 143.4239 | 205.3575 | 6.5467 | 35.6384 | 187.9547 | 325.9393 | 10.1043 | 173 |  | 273 | 418.4356 | 92.6178 | 136.878 | 212.7075 | 6.5467 | 46.6893 | 187.0762 | 320.8495 | 8.5892 | 281 |  | 273 | 413.3782 | 75.9341 | 131.3135 | 190.7163 | 6.5467 | 35.5592 | 180.2483 | 182.6656 | 9.1227 | 169 |  | 273 | 441.7083 | 79.7405 | 125.4991 | 201.7345 | 6.5467 | 40.8645 | 184.241 | 320.3893 | 9.839 | 282
|  | 274 | 468.1024 | 88.0959 | 154.5091 | 204.1628 | 6.5467 | 42.2718 | 174.3228 | 410.8929 | 10.486 | 353 |  | 274 | 433.8329 | 86.7144 | 142.9323 | 205.3401 | 6.5467 | 35.6322 | 187.8579 | 326.2494 | 10.1043 | 175 |  | 274 | 414.1412 | 92.1469 | 136.4463 | 212.659 | 6.5467 | 46.6695 | 186.9684 | 321.2033 | 8.5892 | 283 |  | 274 | 409.2133 | 75.5538 | 130.8319 | 190.6926 | 6.5467 | 35.5537 | 180.1791 | 182.8263 | 9.1227 | 170 |  | 274 | 437.3482 | 79.3612 | 125.0494 | 201.7034 | 6.5467 | 40.8575 | 184.1652 | 320.7183 | 9.839 | 284
|  | 275 | 463.2825 | 87.7489 | 153.9399 | 204.1524 | 6.5467 | 42.2681 | 174.2196 | 411.4172 | 10.486 | 355 |  | 275 | 429.3465 | 86.4231 | 142.4586 | 205.3227 | 6.5467 | 35.626 | 187.7651 | 326.6033 | 10.1043 | 176 |  | 275 | 409.8715 | 91.7174 | 135.9992 | 212.5597 | 6.5467 | 46.6503 | 186.8656 | 321.605 | 8.5892 | 285 |  | 275 | 405.0013 | 75.2107 | 130.4045 | 190.6247 | 6.5467 | 35.5483 | 180.1158 | 183.0387 | 9.1227 | 171 |  | 275 | 432.9309 | 78.9624 | 124.6765 | 201.6723 | 6.5467 | 40.8504 | 184.0927 | 321.0913 | 9.839 | 286
|  | 276 | 458.6466 | 87.1929 | 153.4274 | 204.1105 | 6.5467 | 42.2641 | 174.12 | 411.9788 | 10.486 | 357 |  | 276 | 425.2028 | 85.9013 | 141.9772 | 205.2007 | 6.5467 | 35.6198 | 187.676 | 326.9991 | 10.1043 | 178 |  | 276 | 405.7211 | 91.1482 | 135.6466 | 212.3864 | 6.5467 | 46.6318 | 186.7674 | 322.0527 | 8.5892 | 287 |  | 276 | 401.0004 | 74.7814 | 129.9292 | 190.48 | 6.5467 | 35.5428 | 180.0581 | 183.3013 | 9.1227 | 172 |  | 276 | 428.6084 | 78.6263 | 124.2574 | 201.5298 | 6.5467 | 40.8432 | 184.0232 | 321.5064 | 9.839 | 288
|  | 277 | 453.7204 | 86.8204 | 152.9727 | 204.1176 | 6.5467 | 42.2598 | 174.0238 | 412.5754 | 10.486 | 359 |  | 277 | 420.9972 | 85.4712 | 141.4652 | 205.0796 | 6.5467 | 35.6134 | 187.5903 | 327.4348 | 10.1043 | 179 |  | 277 | 401.5207 | 90.6071 | 135.2272 | 212.3018 | 6.5467 | 46.6138 | 186.6735 | 322.5441 | 8.5892 | 289 |  | 277 | 396.7064 | 74.4696 | 129.557 | 190.4076 | 6.5467 | 35.5374 | 180.0056 | 183.6122 | 9.1227 | 173 |  | 277 | 424.3561 | 78.1861 | 123.8562 | 201.4033 | 6.5467 | 40.8359 | 183.9565 | 321.9616 | 9.839 | 290
|  | 278 | 448.8503 | 86.4412 | 152.4687 | 204.1246 | 6.5467 | 42.2553 | 173.9306 | 413.2043 | 10.486 | 361 |  | 278 | 416.7539 | 84.9927 | 140.931 | 205.0667 | 6.5467 | 35.6071 | 187.5077 | 327.9083 | 10.1043 | 181 |  | 278 | 397.1142 | 90.2185 | 134.8195 | 212.2591 | 6.5467 | 46.5964 | 186.5836 | 323.0766 | 8.5892 | 291 |  | 278 | 392.4618 | 74.107 | 129.1336 | 190.3878 | 6.5467 | 35.532 | 179.958 | 183.9692 | 9.1227 | 174 |  | 278 | 420.0184 | 77.7961 | 123.39 | 201.3771 | 6.5467 | 40.8285 | 183.8923 | 322.4547 | 9.839 | 292
|  | 279 | 444.0478 | 86.0733 | 151.9034 | 204.1139 | 6.5467 | 42.2505 | 173.8403 | 413.8633 | 10.486 | 363 |  | 279 | 412.3146 | 84.5848 | 140.5223 | 205.0537 | 6.5467 | 35.6006 | 187.428 | 328.4173 | 10.1043 | 182 |  | 279 | 392.8737 | 89.7835 | 134.3301 | 212.1784 | 6.5467 | 46.5796 | 186.4974 | 323.6479 | 8.5892 | 293 |  | 279 | 388.4617 | 73.5775 | 128.667 | 190.3337 | 6.5467 | 35.5265 | 179.915 | 184.3704 | 9.1227 | 174 |  | 279 | 415.5968 | 77.4656 | 122.9483 | 201.3509 | 6.5467 | 40.821 | 183.8303 | 322.9835 | 9.839 | 294
|  | 280 | 439.3337 | 85.6899 | 151.5126 | 203.8558 | 6.5467 | 42.2455 | 173.7525 | 414.5498 | 10.486 | 365 |  | 280 | 408.0938 | 84.1771 | 140.022 | 204.9138 | 6.5467 | 35.5941 | 187.3508 | 328.9597 | 10.1043 | 184 |  | 280 | 388.856 | 89.3569 | 133.9047 | 211.8025 | 6.5467 | 46.5633 | 186.4146 | 324.2555 | 8.5892 | 294 |  | 280 | 384.3671 | 73.3006 | 128.27 | 190.0517 | 6.5467 | 35.5211 | 179.8761 | 184.8138 | 9.1227 | 175 |  | 280 | 411.3898 | 77.0936 | 122.5015 | 201.1564 | 6.5467 | 40.8134 | 183.7702 | 323.5459 | 9.839 | 296
|  | 281 | 434.6714 | 85.2991 | 151.0432 | 203.632 | 6.5467 | 42.2403 | 173.6669 | 415.2615 | 10.486 | 367 |  | 281 | 403.9187 | 83.8793 | 139.4978 | 204.6421 | 6.5467 | 35.5875 | 187.2759 | 329.5334 | 10.1043 | 185 |  | 281 | 384.8445 | 88.8244 | 133.3982 | 211.6075 | 6.5467 | 46.5475 | 186.3348 | 324.8971 | 8.5892 | 296 |  | 281 | 380.2013 | 72.9517 | 127.818 | 189.9681 | 6.5467 | 35.5156 | 179.841 | 185.2974 | 9.1227 | 176 |  | 281 | 407.1407 | 76.7639 | 122.1004 | 200.9162 | 6.5467 | 40.8057 | 183.7118 | 324.1397 | 9.839 | 298
|  | 282 | 430.2982 | 84.8605 | 150.2719 | 203.4687 | 6.5467 | 42.2348 | 173.5834 | 415.9958 | 10.486 | 368 |  | 282 | 399.4669 | 83.5563 | 139.0523 | 204.5935 | 6.5467 | 35.5809 | 187.2029 | 330.1362 | 10.1043 | 187 |  | 282 | 380.5205 | 88.3834 | 132.9375 | 211.5877 | 6.5467 | 46.5322 | 186.2578 | 325.5703 | 8.5892 | 298 |  | 282 | 376.0309 | 72.6195 | 127.2666 | 189.9717 | 6.5467 | 35.5102 | 179.8094 | 185.8191 | 9.1227 | 177 |  | 282 | 402.8116 | 76.4668 | 121.6821 | 200.7405 | 6.5467 | 40.7978 | 183.6548 | 324.7628 | 9.839 | 300
|  | 283 | 425.6317 | 84.4312 | 149.6237 | 203.4664 | 6.5467 | 42.229 | 173.5016 | 416.7504 | 10.486 | 370 |  | 283 | 395.225 | 83.1101 | 138.4558 | 204.6092 | 6.5467 | 35.5741 | 187.1317 | 330.7661 | 10.1043 | 188 |  | 283 | 376.3144 | 87.867 | 132.4343 | 211.5679 | 6.5467 | 46.5174 | 186.1832 | 326.2726 | 8.5892 | 300 |  | 283 | 371.997 | 72.1044 | 126.7615 | 189.9753 | 6.5467 | 35.5047 | 179.781 | 186.3771 | 9.1227 | 178 |  | 283 | 398.5814 | 76.0247 | 121.1674 | 200.7074 | 6.5467 | 40.7899 | 183.5989 | 325.413 | 9.839 | 301
|  | 284 | 420.8936 | 83.8751 | 149.1355 | 203.5025 | 6.5467 | 42.223 | 173.4213 | 417.5228 | 10.486 | 372 |  | 284 | 390.7716 | 82.7112 | 138.0236 | 204.6249 | 6.5467 | 35.5674 | 187.0618 | 331.4207 | 10.1043 | 190 |  | 284 | 372.1825 | 87.3009 | 131.9138 | 211.5409 | 6.5467 | 46.5031 | 186.1106 | 327.0016 | 8.5892 | 302 |  | 284 | 367.8385 | 71.6416 | 126.3289 | 189.979 | 6.5467 | 35.4992 | 179.7553 | 186.9693 | 9.1227 | 179 |  | 284 | 394.1422 | 75.6391 | 120.7685 | 200.7108 | 6.5467 | 40.7819 | 183.5439 | 326.0881 | 9.839 | 303
|  | 285 | 416.1242 | 83.2959 | 148.7199 | 203.5202 | 6.5467 | 42.2168 | 173.3422 | 418.3105 | 10.486 | 374 |  | 285 | 386.5052 | 82.1538 | 137.5628 | 204.6406 | 6.5467 | 35.5605 | 186.993 | 332.0981 | 10.1043 | 191 |  | 285 | 367.8067 | 86.7898 | 131.5915 | 211.5045 | 6.5467 | 46.4892 | 186.0399 | 327.755 | 8.5892 | 303 |  | 285 | 363.5582 | 71.2771 | 125.9294 | 189.9729 | 6.5467 | 35.4937 | 179.732 | 187.5936 | 9.1227 | 180 |  | 285 | 389.9897 | 75.0306 | 120.306 | 200.7142 | 6.5467 | 40.7739 | 183.4894 | 326.786 | 9.839 | 305
|  | 286 | 411.3809 | 82.8475 | 148.191 | 203.4945 | 6.5467 | 42.2103 | 173.264 | 419.1112 | 10.486 | 376 |  | 286 | 382.2734 | 81.5791 | 137.0897 | 204.6513 | 6.5467 | 35.5536 | 186.9251 | 332.796 | 10.1043 | 192 |  | 286 | 363.5322 | 86.3284 | 131.1626 | 211.4238 | 6.5467 | 46.4758 | 185.9706 | 328.5302 | 8.5892 | 305 |  | 286 | 359.4567 | 70.8084 | 125.5129 | 189.9092 | 6.5467 | 35.4882 | 179.7108 | 188.2482 | 9.1227 | 181 |  | 286 | 385.5725 | 74.6373 | 119.9096 | 200.701 | 6.5467 | 40.7657 | 183.4352 | 327.5045 | 9.839 | 307
|  | 287 | 406.6811 | 82.4454 | 147.7091 | 203.332 | 6.5467 | 42.2037 | 173.1865 | 419.9223 | 10.486 | 377 |  | 287 | 377.9226 | 81.2562 | 136.6366 | 204.5093 | 6.5467 | 35.5466 | 186.8577 | 333.5123 | 10.1043 | 194 |  | 287 | 359.3892 | 85.9252 | 130.7313 | 211.1558 | 6.5467 | 46.4627 | 185.9024 | 329.3249 | 8.5892 | 307 |  | 287 | 355.3173 | 70.4762 | 125.137 | 189.7065 | 6.5467 | 35.4826 | 179.6913 | 188.9309 | 9.1227 | 181 |  | 287 | 381.2372 | 74.2769 | 119.5502 | 200.5358 | 6.5467 | 40.7574 | 183.381 | 328.2416 | 9.839 | 309
|  | 288 | 402.0305 | 82.0422 | 147.3343 | 203.0143 | 6.5467 | 42.1967 | 173.1094 | 420.7415 | 10.486 | 379 |  | 288 | 373.3903 | 80.9341 | 136.38 | 204.3515 | 6.5467 | 35.5395 | 186.7905 | 334.2449 | 10.1043 | 195 |  | 288 | 355.5271 | 85.497 | 130.2895 | 210.6424 | 6.5467 | 46.45 | 185.835 | 330.1367 | 8.5892 | 308 |  | 288 | 351.3964 | 70.1461 | 124.7588 | 189.2852 | 6.5467 | 35.477 | 179.6732 | 189.6399 | 9.1227 | 182 |  | 288 | 376.7738 | 74.0576 | 119.2342 | 200.3144 | 6.5467 | 40.749 | 183.3265 | 328.9949 | 9.839 | 310
|  | 289 | 397.5809 | 81.6985 | 146.8874 | 202.508 | 6.5467 | 42.1896 | 173.0325 | 421.5662 | 10.486 | 381 |  | 289 | 369.4462 | 80.482 | 135.9407 | 203.9183 | 6.5467 | 35.5324 | 186.7233 | 334.9915 | 10.1043 | 196 |  | 289 | 351.5146 | 85.1523 | 129.9084 | 210.1352 | 6.5467 | 46.4378 | 185.7681 | 330.9631 | 8.5892 | 310 |  | 289 | 347.5286 | 69.836 | 124.3598 | 188.8119 | 6.5467 | 35.4714 | 179.6561 | 190.373 | 9.1227 | 183 |  | 289 | 372.7332 | 73.7334 | 118.8547 | 199.8386 | 6.5467 | 40.7405 | 183.2715 | 329.7624 | 9.839 | 312
|  | 290 | 392.8482 | 81.3009 | 146.3957 | 202.3837 | 6.5467 | 42.1823 | 172.9554 | 422.3942 | 10.486 | 382 |  | 290 | 365.4974 | 79.9816 | 135.5209 | 203.5184 | 6.5467 | 35.5252 | 186.6557 | 335.7502 | 10.1043 | 198 |  | 290 | 347.2515 | 84.6469 | 129.526 | 210.0406 | 6.5467 | 46.4258 | 185.7014 | 331.8018 | 8.5892 | 311 |  | 290 | 343.2635 | 69.4889 | 123.9933 | 188.7401 | 6.5467 | 35.4657 | 179.6396 | 191.1283 | 9.1227 | 184 |  | 290 | 368.62 | 73.3302 | 118.5021 | 199.4874 | 6.5467 | 40.7319 | 183.2157 | 330.5419 | 9.839 | 314
|  | 291 | 388.4862 | 80.7936 | 145.8287 | 202.3588 | 6.5467 | 42.1747 | 172.878 | 423.2228 | 10.486 | 384 |  | 291 | 361.1715 | 79.5384 | 135.0805 | 203.459 | 6.5467 | 35.5179 | 186.5875 | 336.5186 | 10.1043 | 199 |  | 291 | 343.6534 | 84.114 | 129.0171 | 209.9308 | 6.5467 | 46.4142 | 185.6346 | 332.6504 | 8.5892 | 313 |  | 291 | 339.6604 | 69.1485 | 123.5589 | 188.656 | 6.5467 | 35.4601 | 179.6234 | 191.9038 | 9.1227 | 185 |  | 291 | 364.1655 | 72.9431 | 118.1466 | 199.4643 | 6.5467 | 40.7232 | 183.1588 | 331.3312 | 9.839 | 315
|  | 292 | 384.9502 | 80.5606 | 145.5628 | 202.2827 | 6.5467 | 42.1669 | 172.7998 | 424.0497 | 10.486 | 386 |  | 292 | 357.4784 | 79.1852 | 134.7371 | 203.3848 | 6.5467 | 35.5105 | 186.5184 | 337.2948 | 10.1043 | 200 |  | 292 | 340.6887 | 83.7745 | 128.6741 | 209.8067 | 6.5467 | 46.403 | 185.5672 | 333.5064 | 8.5892 | 315 |  | 292 | 336.8118 | 68.8413 | 123.1886 | 188.5589 | 6.5467 | 35.4543 | 179.6071 | 192.6975 | 9.1227 | 185 |  | 292 | 360.6716 | 72.7117 | 117.84 | 199.3699 | 6.5467 | 40.7144 | 183.1005 | 332.1282 | 9.839 | 317
|  | 293 | 381.4088 | 80.293 | 145.3385 | 202.205 | 6.5467 | 42.159 | 172.7208 | 424.8724 | 10.486 | 387 |  | 293 | 354.4209 | 78.8867 | 134.3714 | 203.3036 | 6.5467 | 35.5031 | 186.4481 | 338.0765 | 10.1043 | 202 |  | 293 | 337.4936 | 83.5382 | 128.4901 | 209.6508 | 6.5467 | 46.392 | 185.4991 | 334.3673 | 8.5892 | 316 |  | 293 | 333.7689 | 68.5824 | 122.9825 | 188.4437 | 6.5467 | 35.4485 | 179.5905 | 193.5074 | 9.1227 | 186 |  | 293 | 357.6173 | 72.3602 | 117.57 | 199.2755 | 6.5467 | 40.7056 | 183.0406 | 332.9307 | 9.839 | 319
|  | 294 | 378.2035 | 79.9379 | 144.8758 | 202.1172 | 6.5467 | 42.1508 | 172.6405 | 425.6885 | 10.486 | 389 |  | 294 | 351.2898 | 78.6196 | 134.0769 | 203.1934 | 6.5467 | 35.4956 | 186.3763 | 338.8615 | 10.1043 | 203 |  | 294 | 334.5293 | 83.2046 | 128.1474 | 209.5202 | 6.5467 | 46.3813 | 185.4299 | 335.2309 | 8.5892 | 318 |  | 294 | 330.7993 | 68.3152 | 122.6716 | 188.3682 | 6.5467 | 35.4427 | 179.5731 | 194.3314 | 9.1227 | 187 |  | 294 | 354.5087 | 72.0771 | 117.3039 | 199.1631 | 6.5467 | 40.6966 | 182.9788 | 333.7367 | 9.839 | 320
|  | 295 | 374.5303 | 79.7246 | 144.668 | 202.1006 | 6.5467 | 42.1424 | 172.5588 | 426.4956 | 10.486 | 390 |  | 295 | 348.0479 | 78.3235 | 133.8635 | 203.142 | 6.5467 | 35.488 | 186.3027 | 339.6478 | 10.1043 | 204 |  | 295 | 331.2203 | 82.9877 | 127.9723 | 209.4498 | 6.5467 | 46.3708 | 185.3592 | 336.0947 | 8.5892 | 319 |  | 295 | 327.6194 | 68.1285 | 122.4608 | 188.3226 | 6.5467 | 35.4368 | 179.5546 | 195.1677 | 9.1227 | 188 |  | 295 | 351.278 | 71.8151 | 117.0686 | 199.1209 | 6.5467 | 40.6875 | 182.9148 | 334.5438 | 9.839 | 322
|  | 296 | 371.1137 | 79.3263 | 144.3262 | 202.1463 | 6.5467 | 42.1338 | 172.4754 | 427.2911 | 10.486 | 392 |  | 296 | 344.7784 | 78.0803 | 133.6008 | 203.1146 | 6.5467 | 35.4804 | 186.227 | 340.4332 | 10.1043 | 205 |  | 296 | 328.1397 | 82.6185 | 127.729 | 209.3715 | 6.5467 | 46.3607 | 185.2869 | 336.9563 | 8.5892 | 321 |  | 296 | 324.4409 | 67.9299 | 122.2557 | 188.2816 | 6.5467 | 35.4308 | 179.5346 | 196.0141 | 9.1227 | 188 |  | 296 | 348.0651 | 71.5173 | 116.831 | 199.0989 | 6.5467 | 40.6783 | 182.8483 | 335.35 | 9.839 | 323
|  | 297 | 367.5415 | 79.0446 | 144.0233 | 202.1921 | 6.5467 | 42.125 | 172.39 | 428.0727 | 10.486 | 393 |  | 297 | 341.7167 | 77.6661 | 133.267 | 203.1214 | 6.5467 | 35.4726 | 186.1489 | 341.2155 | 10.1043 | 206 |  | 297 | 325.033 | 82.2757 | 127.4493 | 209.3295 | 6.5467 | 46.3507 | 185.2124 | 337.8132 | 8.5892 | 322 |  | 297 | 321.2825 | 67.6876 | 122.036 | 188.2789 | 6.5467 | 35.4248 | 179.5128 | 196.8687 | 9.1227 | 189 |  | 297 | 344.8524 | 71.2113 | 116.5644 | 199.1139 | 6.5467 | 40.6691 | 182.779 | 336.1531 | 9.839 | 325
|  | 298 | 364.0834 | 78.7047 | 143.6546 | 202.2478 | 6.5467 | 42.116 | 172.3023 | 428.838 | 10.486 | 394 |  | 298 | 338.5162 | 77.3628 | 132.953 | 203.1364 | 6.5467 | 35.4648 | 186.0682 | 341.9926 | 10.1043 | 208 |  | 298 | 322.0289 | 81.8868 | 127.0846 | 209.3157 | 6.5467 | 46.3409 | 185.1356 | 338.6631 | 8.5892 | 324 |  | 298 | 318.3724 | 67.3178 | 121.6828 | 188.2888 | 6.5467 | 35.4187 | 179.4888 | 197.7295 | 9.1227 | 190 |  | 298 | 341.6177 | 70.9855 | 116.2419 | 199.1269 | 6.5467 | 40.6597 | 182.7068 | 336.9509 | 9.839 | 326
|  | 299 | 360.659 | 78.3255 | 143.2916 | 202.3036 | 6.5467 | 42.1069 | 172.2121 | 429.5844 | 10.486 | 396 |  | 299 | 335.4492 | 76.9497 | 132.6018 | 203.1649 | 6.5467 | 35.4569 | 185.9846 | 342.7624 | 10.1043 | 209 |  | 299 | 318.853 | 81.5818 | 126.8081 | 209.3019 | 6.5467 | 46.3314 | 185.056 | 339.5036 | 8.5892 | 325 |  | 299 | 315.289 | 67.0635 | 121.3873 | 188.2988 | 6.5467 | 35.4126 | 179.4624 | 198.5945 | 9.1227 | 190 |  | 299 | 338.4057 | 70.707 | 115.9455 | 199.1434 | 6.5467 | 40.6503 | 182.6312 | 337.7413 | 9.839 | 328
|  | 300 | 357.1243 | 78.0493 | 142.9357 | 202.3593 | 6.5467 | 42.0975 | 172.119 | 430.3096 | 10.486 | 397 |  | 300 | 332.1637 | 76.7416 | 132.264 | 203.1933 | 6.5467 | 35.449 | 185.8977 | 343.5227 | 10.1043 | 210 |  | 300 | 315.7873 | 81.2428 | 126.4552 | 209.2881 | 6.5467 | 46.322 | 184.9734 | 340.3322 | 8.5892 | 326 |  | 300 | 312.3212 | 66.7025 | 121.083 | 188.3088 | 6.5467 | 35.4064 | 179.433 | 199.4617 | 9.1227 | 191 |  | 300 | 335.0516 | 70.4901 | 115.7297 | 199.16 | 6.5467 | 40.6407 | 182.5521 | 338.5221 | 9.839 | 329
|  | 301 | 353.5938 | 77.7315 | 142.6174 | 202.415 | 6.5467 | 42.088 | 172.023 | 431.011 | 10.486 | 399 |  | 301 | 328.9185 | 76.4551 | 131.9645 | 203.2218 | 6.5467 | 35.4409 | 185.8073 | 344.2714 | 10.1043 | 211 |  | 301 | 312.6528 | 80.8508 | 126.2242 | 209.2743 | 6.5467 | 46.3127 | 184.8875 | 341.1465 | 8.5892 | 328 |  | 301 | 309.1597 | 66.4915 | 120.8224 | 188.3188 | 6.5467 | 35.4001 | 179.4004 | 200.329 | 9.1227 | 192 |  | 301 | 331.8814 | 70.1664 | 115.4369 | 199.1766 | 6.5467 | 40.6311 | 182.4692 | 339.2913 | 9.839 | 331
|  | 302 | 350.146 | 77.351 | 142.3106 | 202.4392 | 6.5467 | 42.0783 | 171.9236 | 431.6863 | 10.486 | 400 |  | 302 | 325.5689 | 76.1946 | 131.7513 | 203.2422 | 6.5467 | 35.4328 | 185.7131 | 345.0063 | 10.1043 | 212 |  | 302 | 309.4912 | 80.5837 | 125.9039 | 209.252 | 6.5467 | 46.3036 | 184.7979 | 341.9441 | 8.5892 | 329 |  | 302 | 306.0636 | 66.2195 | 120.5664 | 188.3197 | 6.5467 | 35.3937 | 179.3642 | 201.1945 | 9.1227 | 192 |  | 302 | 328.4963 | 69.9785 | 115.233 | 199.1831 | 6.5467 | 40.6213 | 182.3821 | 340.0465 | 9.839 | 332
|  | 303 | 346.5713 | 77.0579 | 142.0553 | 202.4513 | 6.5467 | 42.0684 | 171.8206 | 432.3331 | 10.486 | 401 |  | 303 | 322.2382 | 75.927 | 131.5551 | 203.2338 | 6.5467 | 35.4246 | 185.6148 | 345.7252 | 10.1043 | 213 |  | 303 | 306.3027 | 80.2431 | 125.7153 | 209.1983 | 6.5467 | 46.2946 | 184.7043 | 342.7226 | 8.5892 | 330 |  | 303 | 302.897 | 66.0362 | 120.3217 | 188.2911 | 6.5467 | 35.3873 | 179.3241 | 202.0563 | 9.1227 | 193 |  | 303 | 325.2656 | 69.6551 | 115.0365 | 199.1635 | 6.5467 | 40.6115 | 182.2906 | 340.7856 | 9.839 | 334
|  | 304 | 342.9185 | 76.8256 | 141.7845 | 202.4962 | 6.5467 | 42.0584 | 171.7137 | 432.9488 | 10.486 | 402 |  | 304 | 319.1278 | 75.5484 | 131.2496 | 203.2254 | 6.5467 | 35.4163 | 185.5121 | 346.4261 | 10.1043 | 215 |  | 304 | 303.0975 | 79.9775 | 125.4538 | 209.1594 | 6.5467 | 46.2857 | 184.6065 | 343.4796 | 8.5892 | 332 |  | 304 | 299.8165 | 65.7931 | 120.0409 | 188.2725 | 6.5467 | 35.3808 | 179.2797 | 202.9121 | 9.1227 | 194 |  | 304 | 322.0337 | 69.3829 | 114.7882 | 199.1458 | 6.5467 | 40.6016 | 182.1944 | 341.5066 | 9.839 | 335
|  | 305 | 339.4118 | 76.4447 | 141.4996 | 202.5578 | 6.5467 | 42.0481 | 171.6027 | 433.531 | 10.486 | 404 |  | 305 | 316.1286 | 75.1101 | 130.8535 | 203.2562 | 6.5467 | 35.4079 | 185.4047 | 347.1067 | 10.1043 | 216 |  | 305 | 299.8269 | 79.6841 | 125.2562 | 209.1495 | 6.5467 | 46.2769 | 184.5039 | 344.2127 | 8.5892 | 333 |  | 305 | 296.6408 | 65.5037 | 119.8667 | 188.2887 | 6.5467 | 35.3742 | 179.2307 | 203.7602 | 9.1227 | 194 |  | 305 | 319.029 | 68.9665 | 114.4177 | 199.1671 | 6.5467 | 40.5915 | 182.0933 | 342.2072 | 9.839 | 336
|  | 306 | 336.0332 | 76.0489 | 141.1014 | 202.6194 | 6.5467 | 42.0378 | 171.4873 | 434.0773 | 10.486 | 405 |  | 306 | 312.8198 | 74.8638 | 130.571 | 203.2911 | 6.5467 | 35.3994 | 185.2923 | 347.765 | 10.1043 | 217 |  | 306 | 296.8677 | 79.199 | 124.939 | 209.1397 | 6.5467 | 46.2682 | 184.3965 | 344.9194 | 8.5892 | 334 |  | 306 | 293.7479 | 65.0943 | 119.5296 | 188.3049 | 6.5467 | 35.3675 | 179.1766 | 204.5985 | 9.1227 | 195 |  | 306 | 315.698 | 68.6934 | 114.2304 | 199.1883 | 6.5467 | 40.5814 | 181.987 | 342.8853 | 9.839 | 338
|  | 307 | 332.4503 | 75.7562 | 140.8046 | 202.6809 | 6.5467 | 42.0272 | 171.3673 | 434.5853 | 10.486 | 406 |  | 307 | 309.59 | 74.5022 | 130.3246 | 203.3259 | 6.5467 | 35.3909 | 185.1747 | 348.3988 | 10.1043 | 218 |  | 307 | 293.7179 | 78.9092 | 124.6172 | 209.1298 | 6.5467 | 46.2595 | 184.2838 | 345.5974 | 8.5892 | 335 |  | 307 | 290.6674 | 64.8446 | 119.2204 | 188.3211 | 6.5467 | 35.3607 | 179.1173 | 205.4249 | 9.1227 | 195 |  | 307 | 312.3518 | 68.4599 | 114.0185 | 199.2096 | 6.5467 | 40.5712 | 181.8752 | 343.5388 | 9.839 | 339
|  | 308 | 328.8134 | 75.5078 | 140.5174 | 202.7425 | 6.5467 | 42.0165 | 171.2423 | 435.0525 | 10.486 | 407 |  | 308 | 306.2497 | 74.2951 | 130.0343 | 203.3607 | 6.5467 | 35.3822 | 185.0516 | 349.0059 | 10.1043 | 219 |  | 308 | 290.5886 | 78.5754 | 124.3381 | 209.1006 | 6.5467 | 46.2508 | 184.1655 | 346.2443 | 8.5892 | 336 |  | 308 | 287.5369 | 64.588 | 118.9865 | 188.3189 | 6.5467 | 35.3538 | 179.0522 | 206.2375 | 9.1227 | 196 |  | 308 | 309.0843 | 68.1688 | 113.7856 | 199.2309 | 6.5467 | 40.5609 | 181.7576 | 344.1653 | 9.839 | 340
|  | 309 | 325.4485 | 75.1412 | 140.1419 | 202.7385 | 6.5467 | 42.0056 | 171.1121 | 435.4766 | 10.486 | 408 |  | 309 | 303.1332 | 73.8934 | 129.7364 | 203.3741 | 6.5467 | 35.3735 | 184.9226 | 349.5842 | 10.1043 | 220 |  | 309 | 287.5682 | 78.2072 | 124.0272 | 209.0288 | 6.5467 | 46.2421 | 184.0413 | 346.8575 | 8.5892 | 338 |  | 309 | 284.5684 | 64.1886 | 118.776 | 188.2742 | 6.5467 | 35.3468 | 178.9811 | 207.0343 | 9.1227 | 196 |  | 309 | 305.9282 | 67.8256 | 113.5121 | 199.2336 | 6.5467 | 40.5505 | 181.6339 | 344.7629 | 9.839 | 341
|  | 310 | 321.9184 | 74.841 | 139.8678 | 202.732 | 6.5467 | 41.9946 | 170.9765 | 435.8565 | 10.486 | 409 |  | 310 | 299.9941 | 73.5952 | 129.393 | 203.3519 | 6.5467 | 35.3647 | 184.7875 | 350.1316 | 10.1043 | 221 |  | 310 | 284.3016 | 77.9637 | 123.8379 | 208.9569 | 6.5467 | 46.2334 | 183.9109 | 347.4348 | 8.5892 | 339 |  | 310 | 281.4876 | 63.9499 | 118.5171 | 188.2294 | 6.5467 | 35.3397 | 178.9035 | 207.8133 | 9.1227 | 197 |  | 310 | 302.7123 | 67.6096 | 113.2088 | 199.1985 | 6.5467 | 40.54 | 181.504 | 345.3294 | 9.839 | 343
|  | 311 | 318.3797 | 74.5912 | 139.5039 | 202.7734 | 6.5467 | 41.9835 | 170.8351 | 436.1883 | 10.486 | 410 |  | 311 | 296.8159 | 73.3364 | 129.0492 | 203.3298 | 6.5467 | 35.3558 | 184.646 | 350.6459 | 10.1043 | 222 |  | 311 | 281.2849 | 77.6904 | 123.3741 | 208.9394 | 6.5467 | 46.2247 | 183.7739 | 347.9737 | 8.5892 | 340 |  | 311 | 278.4261 | 63.7377 | 118.1407 | 188.2564 | 6.5467 | 35.3325 | 178.8192 | 208.5724 | 9.1227 | 198 |  | 311 | 299.5119 | 67.3899 | 112.8932 | 199.1642 | 6.5467 | 40.5294 | 181.3674 | 345.8625 | 9.839 | 344
|  | 312 | 314.9273 | 74.3023 | 139.0563 | 202.8514 | 6.5467 | 41.9721 | 170.6877 | 436.4695 | 10.486 | 411 |  | 312 | 293.7415 | 73.0869 | 128.5278 | 203.3723 | 6.5467 | 35.3468 | 184.4977 | 351.125 | 10.1043 | 223 |  | 312 | 278.4294 | 77.2526 | 122.891 | 208.9444 | 6.5467 | 46.216 | 183.6301 | 348.4718 | 8.5892 | 341 |  | 312 | 275.4963 | 63.5027 | 117.6534 | 188.2853 | 6.5467 | 35.3252 | 178.7278 | 209.3126 | 9.1227 | 198 |  | 312 | 296.2514 | 67.1866 | 112.5515 | 199.1994 | 6.5467 | 40.5187 | 181.2239 | 346.3602 | 9.839 | 345
|  | 313 | 311.6403 | 73.9666 | 138.49 | 202.9293 | 6.5467 | 41.9607 | 170.5341 | 436.6978 | 10.486 | 412 |  | 313 | 290.5654 | 72.7233 | 128.2152 | 203.4218 | 6.5467 | 35.3378 | 184.3425 | 351.5674 | 10.1043 | 224 |  | 313 | 275.3458 | 76.9589 | 122.4919 | 208.9495 | 6.5467 | 46.2071 | 183.479 | 348.9267 | 8.5892 | 342 |  | 313 | 272.4972 | 63.1893 | 117.3139 | 188.3143 | 6.5467 | 35.3177 | 178.629 | 210.0304 | 9.1227 | 199 |  | 313 | 293.1681 | 66.8666 | 112.1494 | 199.2345 | 6.5467 | 40.508 | 181.0733 | 346.8203 | 9.839 | 346
|  | 314 | 308.1457 | 73.5873 | 138.1751 | 203.0073 | 6.5467 | 41.9491 | 170.3739 | 436.8705 | 10.486 | 413 |  | 314 | 287.3945 | 72.4202 | 127.8367 | 203.4712 | 6.5467 | 35.3286 | 184.18 | 351.9702 | 10.1043 | 225 |  | 314 | 272.3165 | 76.5836 | 122.1202 | 208.9545 | 6.5467 | 46.1982 | 183.3205 | 349.336 | 8.5892 | 343 |  | 314 | 269.4714 | 62.9469 | 116.9299 | 188.3432 | 6.5467 | 35.3102 | 178.5223 | 210.7319 | 9.1227 | 199 |  | 314 | 290.0107 | 66.504 | 111.864 | 199.2697 | 6.5467 | 40.4971 | 180.9153 | 347.2406 | 9.839 | 347
|  | 315 | 304.7116 | 73.362 | 137.6455 | 203.0853 | 6.5467 | 41.9374 | 170.2069 | 436.9854 | 10.486 | 414 |  | 315 | 284.0237 | 72.2542 | 127.5213 | 203.5207 | 6.5467 | 35.3194 | 184.0099 | 352.3314 | 10.1043 | 226 |  | 315 | 269.315 | 76.2083 | 121.7206 | 208.9596 | 6.5467 | 46.1892 | 183.1542 | 349.6972 | 8.5892 | 344 |  | 315 | 266.5353 | 62.6647 | 116.4961 | 188.3722 | 6.5467 | 35.3036 | 178.4074 | 211.4082 | 9.1227 | 199 |  | 315 | 286.7111 | 66.3574 | 111.5048 | 199.3049 | 6.5467 | 40.4861 | 180.7496 | 347.619 | 9.839 | 348
|  | 316 | 301.088 | 73.0686 | 137.3736 | 203.1633 | 6.5467 | 41.9255 | 170.0329 | 437.0398 | 10.486 | 415 |  | 316 | 280.9811 | 71.9201 | 127.0457 | 203.5702 | 6.5467 | 35.31 | 183.832 | 352.6498 | 10.1043 | 227 |  | 316 | 266.1509 | 75.8864 | 121.4302 | 208.9646 | 6.5467 | 46.1817 | 182.9797 | 350.008 | 8.5892 | 345 |  | 316 | 263.4426 | 62.458 | 116.1434 | 188.4011 | 6.5467 | 35.2968 | 178.2841 | 212.0564 | 9.1227 | 200 |  | 316 | 283.5279 | 66.1013 | 111.1386 | 199.3401 | 6.5467 | 40.4751 | 180.5758 | 347.9536 | 9.839 | 349
|  | 317 | 297.8366 | 72.7005 | 136.8042 | 203.2412 | 6.5467 | 41.9149 | 169.8515 | 437.0315 | 10.486 | 416 |  | 317 | 277.9046 | 71.5821 | 126.6079 | 203.6197 | 6.5467 | 35.3009 | 183.6459 | 352.9231 | 10.1043 | 227 |  | 317 | 263.1836 | 75.4563 | 121.0513 | 208.9696 | 6.5467 | 46.1752 | 182.7968 | 350.2659 | 8.5892 | 346 |  | 317 | 260.4936 | 62.134 | 115.7644 | 188.4301 | 6.5467 | 35.2899 | 178.1518 | 212.6758 | 9.1227 | 200 |  | 317 | 280.3897 | 65.7783 | 110.7944 | 199.3753 | 6.5467 | 40.4655 | 180.3939 | 348.2425 | 9.839 | 350
|  | 318 | 294.4892 | 72.3496 | 136.3135 | 203.3192 | 6.5467 | 41.9047 | 169.6626 | 436.958 | 10.486 | 417 |  | 318 | 274.8861 | 71.2013 | 126.1549 | 203.6691 | 6.5467 | 35.2922 | 183.4514 | 353.1488 | 10.1043 | 228 |  | 318 | 260.11 | 75.2286 | 120.5761 | 208.9747 | 6.5467 | 46.1685 | 182.605 | 350.4685 | 8.5892 | 347 |  | 318 | 257.4099 | 61.9125 | 115.4175 | 188.459 | 6.5467 | 35.2829 | 178.0104 | 213.2614 | 9.1227 | 201 |  | 318 | 277.417 | 65.4464 | 110.2937 | 199.4105 | 6.5467 | 40.4561 | 180.2034 | 348.4842 | 9.839 | 351
|  | 319 | 291.4707 | 72.0467 | 135.446 | 203.3972 | 6.5467 | 41.8942 | 169.4657 | 436.8167 | 10.486 | 418 |  | 319 | 271.8643 | 70.9173 | 125.6084 | 203.7186 | 6.5467 | 35.2833 | 183.2481 | 353.3242 | 10.1043 | 229 |  | 319 | 257.556 | 74.8367 | 119.7458 | 208.9797 | 6.5467 | 46.1616 | 182.4042 | 350.6142 | 8.5892 | 348 |  | 319 | 254.651 | 61.5656 | 114.8712 | 188.488 | 6.5467 | 35.2756 | 177.8593 | 213.8121 | 9.1227 | 201 |  | 319 | 274.2955 | 65.1448 | 109.9113 | 199.4457 | 6.5467 | 40.4466 | 180.0041 | 348.6754 | 9.839 | 352
|  | 320 | 288.2997 | 71.6978 | 134.7769 | 203.4751 | 6.5467 | 41.8836 | 169.2608 | 436.6054 | 10.486 | 419 |  | 320 | 269.1399 | 70.6516 | 124.7461 | 203.7681 | 6.5467 | 35.2744 | 183.0358 | 353.4471 | 10.1043 | 230 |  | 320 | 254.7775 | 74.4498 | 119.1347 | 208.9848 | 6.5467 | 46.1545 | 182.194 | 350.7003 | 8.5892 | 349 |  | 320 | 252.0379 | 61.2074 | 114.1903 | 188.5169 | 6.5467 | 35.2683 | 177.6983 | 214.3249 | 9.1227 | 202 |  | 320 | 271.4169 | 64.9331 | 109.1962 | 199.4809 | 6.5467 | 40.4369 | 179.7957 | 348.8137 | 9.839 | 353
|  | 321 | 284.9832 | 71.4206 | 134.1818 | 203.5531 | 6.5467 | 41.8729 | 169.0474 | 436.3214 | 10.486 | 419 |  | 321 | 266.099 | 70.3695 | 124.2168 | 203.8175 | 6.5467 | 35.2654 | 182.8142 | 353.5153 | 10.1043 | 231 |  | 321 | 251.8872 | 74.0676 | 118.6309 | 208.9898 | 6.5467 | 46.147 | 181.974 | 350.7238 | 8.5892 | 350 |  | 321 | 249.0863 | 61.0506 | 113.6467 | 188.5459 | 6.5467 | 35.2607 | 177.5271 | 214.7973 | 9.1227 | 202 |  | 321 | 268.4223 | 64.5826 | 108.736 | 199.516 | 6.5467 | 40.4271 | 179.5779 | 348.8977 | 9.839 | 354
|  | 322 | 281.7986 | 71.0001 | 133.5979 | 203.6311 | 6.5467 | 41.862 | 168.8254 | 435.9628 | 10.486 | 420 |  | 322 | 263.28 | 69.9141 | 123.6388 | 203.867 | 6.5467 | 35.2562 | 182.5831 | 353.5282 | 10.1043 | 232 |  | 322 | 248.8153 | 73.8457 | 118.1483 | 208.9949 | 6.5467 | 46.1393 | 181.7439 | 350.6824 | 8.5892 | 351 |  | 322 | 246.1275 | 60.7406 | 113.2634 | 188.5748 | 6.5467 | 35.253 | 177.3452 | 215.2272 | 9.1227 | 202 |  | 322 | 265.2436 | 64.3442 | 108.3476 | 199.5512 | 6.5467 | 40.4172 | 179.3506 | 348.9261 | 9.839 | 355
|  | 323 | 278.404 | 70.7118 | 133.0919 | 203.7091 | 6.5467 | 41.8509 | 168.5944 | 435.5285 | 10.486 | 421 |  | 323 | 260.2107 | 69.6689 | 123.101 | 203.9165 | 6.5467 | 35.2469 | 182.342 | 353.4827 | 10.1043 | 232 |  | 323 | 245.7612 | 73.5848 | 117.6869 | 208.9999 | 6.5467 | 46.1312 | 181.5035 | 350.5736 | 8.5892 | 351 |  | 323 | 243.1701 | 60.5723 | 112.737 | 188.6038 | 6.5467 | 35.2451 | 177.1523 | 215.6125 | 9.1227 | 203 |  | 323 | 262.2754 | 64.0036 | 107.8509 | 199.5864 | 6.5467 | 40.4071 | 179.1133 | 348.8952 | 9.839 | 356
|  | 324 | 275.1464 | 70.4654 | 132.4069 | 203.787 | 6.5467 | 41.8397 | 168.3543 | 435.0142 | 10.486 | 421 |  | 324 | 257.1431 | 69.3917 | 122.5935 | 203.9659 | 6.5467 | 35.2375 | 182.0908 | 353.376 | 10.1043 | 233 |  | 324 | 242.7573 | 73.4172 | 117.0821 | 209.005 | 6.5467 | 46.1227 | 181.2523 | 350.3951 | 8.5892 | 352 |  | 324 | 240.3155 | 60.3511 | 112.1606 | 188.6327 | 6.5467 | 35.237 | 176.948 | 215.9512 | 9.1227 | 203 |  | 324 | 259.2064 | 63.7672 | 107.351 | 199.6216 | 6.5467 | 40.3968 | 178.8658 | 348.8029 | 9.839 | 357
|  | 325 | 271.5009 | 70.2682 | 132.0607 | 203.865 | 6.5467 | 41.8283 | 168.1047 | 434.4175 | 10.486 | 422 |  | 325 | 254.0864 | 69.1056 | 122.084 | 204.0154 | 6.5467 | 35.2279 | 181.8291 | 353.206 | 10.1043 | 234 |  | 325 | 239.7536 | 73.0706 | 116.656 | 209.01 | 6.5467 | 46.1139 | 180.9902 | 350.1443 | 8.5892 | 353 |  | 325 | 237.2015 | 60.1288 | 111.8449 | 188.6617 | 6.5467 | 35.2287 | 176.7321 | 216.2411 | 9.1227 | 203 |  | 325 | 256.091 | 63.4926 | 106.9355 | 199.6568 | 6.5467 | 40.3864 | 178.6079 | 348.6469 | 9.839 | 358
|  | 326 | 268.4054 | 69.9428 | 131.2926 | 203.943 | 6.5467 | 41.8167 | 167.8453 | 433.7359 | 10.486 | 423 |  | 326 | 251.0691 | 68.8516 | 121.503 | 204.0649 | 6.5467 | 35.2183 | 181.5566 | 352.9706 | 10.1043 | 235 |  | 326 | 237.0377 | 72.6546 | 116.0114 | 209.015 | 6.5467 | 46.1046 | 180.7167 | 349.8189 | 8.5892 | 354 |  | 326 | 234.6023 | 59.8786 | 111.0422 | 188.6906 | 6.5467 | 35.2202 | 176.5041 | 216.4801 | 9.1227 | 204 |  | 326 | 253.2236 | 63.2646 | 106.2255 | 199.692 | 6.5467 | 40.3759 | 178.3392 | 348.425 | 9.839 | 359
|  | 327 | 265.1367 | 69.6957 | 130.6196 | 204.021 | 6.5467 | 41.8049 | 167.5759 | 432.967 | 10.486 | 423 |  | 327 | 248.011 | 68.6594 | 120.901 | 204.1143 | 6.5467 | 35.2085 | 181.2731 | 352.6675 | 10.1043 | 235 |  | 327 | 234.1154 | 72.3696 | 115.4424 | 209.0201 | 6.5467 | 46.0949 | 180.4315 | 349.4166 | 8.5892 | 354 |  | 327 | 231.7402 | 59.5519 | 110.5789 | 188.7196 | 6.5467 | 35.2115 | 176.2637 | 216.6663 | 9.1227 | 204 |  | 327 | 249.8895 | 63.1552 | 105.8636 | 199.7272 | 6.5467 | 40.3651 | 178.0595 | 348.1352 | 9.839 | 359
|  | 328 | 261.9317 | 69.4339 | 129.8975 | 204.0989 | 6.5467 | 41.793 | 167.2963 | 432.1083 | 10.486 | 423 |  | 328 | 245.0342 | 68.3796 | 120.3052 | 204.1638 | 6.5467 | 35.1985 | 180.9783 | 352.2946 | 10.1043 | 236 |  | 328 | 231.1619 | 72.1109 | 114.8782 | 209.0251 | 6.5467 | 46.0847 | 180.1344 | 348.9347 | 8.5892 | 355 |  | 328 | 228.9726 | 59.3204 | 109.926 | 188.7485 | 6.5467 | 35.2026 | 176.0106 | 216.7976 | 9.1227 | 204 |  | 328 | 246.904 | 62.8325 | 105.3664 | 199.7624 | 6.5467 | 40.3542 | 177.7686 | 347.7753 | 9.839 | 360
|  | 329 | 258.6367 | 69.0301 | 129.4074 | 204.1769 | 6.5467 | 41.7809 | 167.0061 | 431.1573 | 10.486 | 424 |  | 329 | 241.9416 | 67.983 | 119.9421 | 204.2133 | 6.5467 | 35.1885 | 180.6718 | 351.8497 | 10.1043 | 237 |  | 329 | 228.1323 | 71.7793 | 114.4632 | 209.0302 | 6.5467 | 46.0741 | 179.825 | 348.371 | 8.5892 | 356 |  | 329 | 225.9993 | 58.9181 | 109.6494 | 188.7775 | 6.5467 | 35.1935 | 175.7443 | 216.8718 | 9.1227 | 204 |  | 329 | 243.9315 | 62.4159 | 104.9502 | 199.7976 | 6.5467 | 40.3432 | 177.4661 | 347.343 | 9.839 | 361
|  | 330 | 255.3151 | 68.6331 | 128.9369 | 204.2549 | 6.5467 | 41.7686 | 166.7052 | 430.1117 | 10.486 | 424 |  | 330 | 238.9423 | 67.5929 | 119.4792 | 204.2627 | 6.5467 | 35.1782 | 180.3535 | 351.3308 | 10.1043 | 237 |  | 330 | 225.319 | 71.3171 | 113.9621 | 209.0352 | 6.5467 | 46.0629 | 179.5029 | 347.723 | 8.5892 | 356 |  | 330 | 223.1236 | 58.6451 | 109.1461 | 188.8064 | 6.5467 | 35.1842 | 175.4646 | 216.8869 | 9.1227 | 204 |  | 330 | 240.8349 | 62.1787 | 104.4785 | 199.8327 | 6.5467 | 40.3319 | 177.1517 | 346.8362 | 9.839 | 362
|  | 331 | 251.9129 | 68.3256 | 128.4577 | 204.3329 | 6.5467 | 41.7562 | 166.3932 | 428.969 | 10.486 | 424 |  | 331 | 235.8539 | 67.2873 | 119.0209 | 204.3122 | 6.5467 | 35.1679 | 180.0229 | 350.7355 | 10.1043 | 238 |  | 331 | 222.2493 | 71.002 | 113.5706 | 209.0403 | 6.5467 | 46.0511 | 179.1679 | 346.9884 | 8.5892 | 357 |  | 331 | 220.08 | 58.3865 | 108.7961 | 188.8354 | 6.5467 | 35.1746 | 175.1711 | 216.8409 | 9.1227 | 204 |  | 331 | 237.6219 | 61.9357 | 104.1292 | 199.8679 | 6.5467 | 40.3204 | 176.8253 | 346.2527 | 9.839 | 362
|  | 332 | 248.9059 | 67.953 | 127.6485 | 204.4108 | 6.5467 | 41.7435 | 166.0698 | 427.7266 | 10.486 | 424 |  | 332 | 233.1596 | 66.9275 | 118.2226 | 204.3617 | 6.5467 | 35.1574 | 179.6799 | 350.0618 | 10.1043 | 239 |  | 332 | 219.5839 | 70.6328 | 112.8288 | 209.0453 | 6.5467 | 46.0388 | 178.8197 | 346.1646 | 8.5892 | 358 |  | 332 | 217.3619 | 58.1103 | 108.1384 | 188.8643 | 6.5467 | 35.1647 | 174.8634 | 216.7316 | 9.1227 | 204 |  | 332 | 234.7947 | 61.5682 | 103.5184 | 199.9031 | 6.5467 | 40.3088 | 176.4864 | 345.5904 | 9.839 | 363
|  | 333 | 245.5435 | 67.5792 | 127.1957 | 204.4888 | 6.5467 | 41.7307 | 165.7348 | 426.3822 | 10.486 | 425 |  | 333 | 230.0736 | 66.5778 | 117.806 | 204.4111 | 6.5467 | 35.1467 | 179.3241 | 349.3074 | 10.1043 | 239 |  | 333 | 216.8244 | 70.0164 | 112.4284 | 209.0503 | 6.5467 | 46.0258 | 178.4579 | 345.2493 | 8.5892 | 358 |  | 333 | 214.6989 | 57.703 | 107.5565 | 188.8933 | 6.5467 | 35.1547 | 174.5412 | 216.557 | 9.1227 | 205 |  | 333 | 231.9886 | 61.1943 | 102.8929 | 199.9383 | 6.5467 | 40.2969 | 176.1349 | 344.8471 | 9.839 | 364
|  | 334 | 242.5045 | 67.2397 | 126.3852 | 204.5668 | 6.5467 | 41.7176 | 165.388 | 424.9333 | 10.486 | 425 |  | 334 | 227.3572 | 66.1999 | 117.0481 | 204.4606 | 6.5467 | 35.1359 | 178.9552 | 348.4703 | 10.1043 | 240 |  | 334 | 214.1202 | 69.6559 | 111.7166 | 209.0554 | 6.5467 | 46.0123 | 178.0821 | 344.2401 | 8.5892 | 359 |  | 334 | 212.1444 | 57.2911 | 106.8709 | 188.9222 | 6.5467 | 35.1443 | 174.2041 | 216.315 | 9.1227 | 205 |  | 334 | 229.1485 | 60.769 | 102.353 | 199.9735 | 6.5467 | 40.2848 | 175.7704 | 344.0206 | 9.839 | 364
|  | 335 | 239.4448 | 66.7429 | 125.7529 | 204.6448 | 6.5467 | 41.7044 | 165.029 | 423.3774 | 10.486 | 425 |  | 335 | 224.5117 | 65.7149 | 116.5261 | 204.5101 | 6.5467 | 35.1249 | 178.5729 | 347.5483 | 10.1043 | 241 |  | 335 | 211.1886 | 69.2516 | 111.2762 | 209.0604 | 6.5467 | 45.998 | 177.6922 | 343.1345 | 8.5892 | 359 |  | 335 | 209.1452 | 56.9917 | 106.5173 | 188.9512 | 6.5467 | 35.1338 | 173.8518 | 216.0035 | 9.1227 | 205 |  | 335 | 226.0891 | 60.459 | 101.917 | 200.0087 | 6.5467 | 40.2726 | 175.3928 | 343.1088 | 9.839 | 365
|  | 336 | 236.3898 | 66.3286 | 125.0333 | 204.7227 | 6.5467 | 41.691 | 164.6576 | 421.7122 | 10.486 | 425 |  | 336 | 221.644 | 65.3151 | 115.9414 | 204.5596 | 6.5467 | 35.1138 | 178.177 | 346.5391 | 10.1043 | 241 |  | 336 | 208.5836 | 68.6609 | 110.6956 | 209.0655 | 6.5467 | 45.9831 | 177.2877 | 341.9301 | 8.5892 | 360 |  | 336 | 206.4617 | 56.5517 | 105.9888 | 188.9801 | 6.5467 | 35.1229 | 173.4839 | 215.6205 | 9.1227 | 205 |  | 336 | 223.2006 | 59.9613 | 101.4978 | 200.0439 | 6.5467 | 40.2601 | 175.0016 | 342.1094 | 9.839 | 365
|  | 337 | 233.1587 | 65.8536 | 124.5505 | 204.8007 | 6.5467 | 41.6774 | 164.2736 | 419.935 | 10.486 | 426 |  | 337 | 218.8169 | 64.865 | 115.3662 | 204.609 | 6.5467 | 35.1025 | 177.7672 | 345.4407 | 10.1043 | 242 |  | 337 | 205.7879 | 68.1625 | 110.2132 | 209.0705 | 6.5467 | 45.9675 | 176.8684 | 340.6245 | 8.5892 | 360 |  | 337 | 203.7005 | 56.1915 | 105.4581 | 189.0091 | 6.5467 | 35.1118 | 173.1001 | 215.1639 | 9.1227 | 205 |  | 337 | 220.5662 | 59.4822 | 100.8058 | 200.0791 | 6.5467 | 40.2473 | 174.5967 | 341.0203 | 9.839 | 366
|  | 338 | 229.9506 | 65.3747 | 124.0485 | 204.8787 | 6.5467 | 41.6636 | 163.8766 | 418.0436 | 10.486 | 426 |  | 338 | 216.0581 | 64.3627 | 114.775 | 204.6585 | 6.5467 | 35.091 | 177.3432 | 344.2509 | 10.1043 | 242 |  | 338 | 203.0361 | 67.5707 | 109.7805 | 209.0756 | 6.5467 | 45.9511 | 176.4338 | 339.2154 | 8.5892 | 361 |  | 338 | 200.9694 | 55.7319 | 104.9967 | 189.038 | 6.5467 | 35.1004 | 172.7 | 214.6316 | 9.1227 | 205 |  | 338 | 217.457 | 59.1196 | 100.4722 | 200.1142 | 6.5467 | 40.2344 | 174.1777 | 339.8394 | 9.839 | 366
|  | 339 | 226.8503 | 65.0261 | 123.3084 | 204.9567 | 6.5467 | 41.6495 | 163.4664 | 416.0354 | 10.486 | 426 |  | 339 | 213.2662 | 64.0035 | 114.0738 | 204.708 | 6.5467 | 35.0794 | 176.9046 | 342.9675 | 10.1043 | 243 |  | 339 | 200.3393 | 67.1202 | 109.1515 | 209.0806 | 6.5467 | 45.934 | 175.9838 | 337.7002 | 8.5892 | 361 |  | 339 | 198.1762 | 55.3772 | 104.4925 | 189.067 | 6.5467 | 35.0887 | 172.2832 | 214.0216 | 9.1227 | 205 |  | 339 | 214.4569 | 58.8212 | 99.9654 | 200.1494 | 6.5467 | 40.2212 | 173.7445 | 338.5644 | 9.839 | 367
|  | 340 | 224.0566 | 64.6971 | 122.2422 | 205.0346 | 6.5467 | 41.6353 | 163.0428 | 413.9079 | 10.486 | 426 |  | 340 | 210.61 | 63.6098 | 113.2714 | 204.7574 | 6.5467 | 35.0676 | 176.4512 | 341.5883 | 10.1043 | 243 |  | 340 | 197.9918 | 66.6927 | 108.15 | 209.0857 | 6.5467 | 45.9161 | 175.518 | 336.0766 | 8.5892 | 361 |  | 340 | 195.8281 | 54.9523 | 103.6133 | 189.0959 | 6.5467 | 35.0768 | 171.8495 | 213.3318 | 9.1227 | 205 |  | 340 | 211.9455 | 58.3326 | 99.16 | 200.1846 | 6.5467 | 40.2078 | 173.2966 | 337.1932 | 9.839 | 367
|  | 341 | 221.131 | 64.1545 | 121.5215 | 205.1126 | 6.5467 | 41.6209 | 162.6054 | 411.6588 | 10.486 | 427 |  | 341 | 207.8071 | 63.2016 | 112.6302 | 204.8069 | 6.5467 | 35.0556 | 175.9828 | 340.1112 | 10.1043 | 244 |  | 341 | 195.1685 | 66.2798 | 107.6099 | 209.0907 | 6.5467 | 45.8973 | 175.036 | 334.3421 | 8.5892 | 362 |  | 341 | 193.1789 | 54.6151 | 102.9477 | 189.1249 | 6.5467 | 35.0645 | 171.3984 | 212.56 | 9.1227 | 205 |  | 341 | 209.0893 | 58.0106 | 98.5328 | 200.2198 | 6.5467 | 40.1941 | 172.8338 | 335.7236 | 9.839 | 368
|  | 342 | 218.0429 | 63.7136 | 120.8615 | 205.1906 | 6.5467 | 41.6063 | 162.154 | 409.2856 | 10.486 | 427 |  | 342 | 204.9901 | 62.759 | 112.0375 | 204.8564 | 6.5467 | 35.0434 | 175.499 | 338.534 | 10.1043 | 244 |  | 342 | 192.4423 | 65.9511 | 106.8884 | 209.0957 | 6.5467 | 45.8778 | 174.5376 | 332.4944 | 8.5892 | 362 |  | 342 | 190.4404 | 54.2706 | 102.3786 | 189.1538 | 6.5467 | 35.0519 | 170.9296 | 211.7043 | 9.1227 | 205 |  | 342 | 206.2013 | 57.5852 | 98.0408 | 200.255 | 6.5467 | 40.1802 | 172.356 | 334.1535 | 9.839 | 368
|  | 343 | 214.715 | 63.4256 | 120.2885 | 205.2686 | 6.5467 | 41.5914 | 161.6884 | 406.7857 | 10.486 | 427 |  | 343 | 202.0795 | 62.409 | 111.4458 | 204.9058 | 6.5467 | 35.0311 | 174.9994 | 336.8546 | 10.1043 | 245 |  | 343 | 189.5724 | 65.5502 | 106.3829 | 209.1008 | 6.5467 | 45.8573 | 174.0224 | 330.531 | 8.5892 | 362 |  | 343 | 187.6767 | 53.9829 | 101.7778 | 189.1828 | 6.5467 | 35.0391 | 170.4428 | 210.7626 | 9.1227 | 206 |  | 343 | 203.3118 | 57.3045 | 97.4056 | 200.2902 | 6.5467 | 40.166 | 171.8627 | 332.4807 | 9.839 | 368
|  | 344 | 211.6298 | 63.1311 | 119.4793 | 205.3465 | 6.5467 | 41.5764 | 161.2082 | 404.1569 | 10.486 | 427 |  | 344 | 199.2026 | 62.1738 | 110.7056 | 204.9553 | 6.5467 | 35.0186 | 174.484 | 335.0708 | 10.1043 | 245 |  | 344 | 186.6779 | 65.2311 | 105.82 | 209.1058 | 6.5467 | 45.8359 | 173.4901 | 328.4495 | 8.5892 | 362 |  | 344 | 184.81 | 53.7319 | 101.2435 | 189.2117 | 6.5467 | 35.0259 | 169.9376 | 209.7327 | 9.1227 | 206 |  | 344 | 200.3459 | 56.9947 | 96.8758 | 200.3254 | 6.5467 | 40.1515 | 171.3537 | 330.7029 | 9.839 | 369
|  | 345 | 208.8479 | 62.8262 | 118.3772 | 205.4245 | 6.5467 | 41.5611 | 160.7132 | 401.3965 | 10.486 | 427 |  | 345 | 196.6279 | 61.8938 | 109.7079 | 205.0048 | 6.5467 | 35.0058 | 173.9523 | 333.1805 | 10.1043 | 245 |  | 345 | 184.3331 | 64.8607 | 104.7589 | 209.1109 | 6.5467 | 45.8137 | 172.9404 | 326.2475 | 8.5892 | 363 |  | 345 | 182.4231 | 53.4815 | 100.2288 | 189.2407 | 6.5467 | 35.0124 | 169.4137 | 208.6127 | 9.1227 | 206 |  | 345 | 197.7545 | 56.6736 | 95.983 | 200.3606 | 6.5467 | 40.1368 | 170.8287 | 328.8181 | 9.839 | 369
|  | 346 | 206.0776 | 62.3503 | 117.4344 | 205.5025 | 6.5467 | 41.5456 | 160.2031 | 398.5022 | 10.486 | 427 |  | 346 | 194.1321 | 61.4366 | 108.8086 | 205.0542 | 6.5467 | 34.9929 | 173.404 | 331.1814 | 10.1043 | 246 |  | 346 | 181.8114 | 64.5568 | 103.808 | 209.1159 | 6.5467 | 45.7904 | 172.3729 | 323.9226 | 8.5892 | 363 |  | 346 | 179.8999 | 53.1592 | 99.4222 | 189.2696 | 6.5467 | 34.9985 | 168.8706 | 207.4004 | 9.1227 | 206 |  | 346 | 194.9513 | 56.318 | 95.3363 | 200.3958 | 6.5467 | 40.1218 | 170.2875 | 326.8241 | 9.839 | 369
|  | 347 | 203.032 | 61.9357 | 116.7058 | 205.5805 | 6.5467 | 41.5299 | 159.6777 | 395.4716 | 10.486 | 428 |  | 347 | 191.2192 | 61.0052 | 108.3006 | 205.1037 | 6.5467 | 34.9798 | 172.8389 | 329.0714 | 10.1043 | 246 |  | 347 | 179.0543 | 64.1938 | 103.1518 | 209.121 | 6.5467 | 45.7662 | 171.7874 | 321.4723 | 8.5892 | 363 |  | 347 | 177.1164 | 52.8456 | 98.8671 | 189.2986 | 6.5467 | 34.9844 | 168.3081 | 206.0937 | 9.1227 | 206 |  | 347 | 192.098 | 55.9725 | 94.7297 | 200.4309 | 6.5467 | 40.1066 | 169.7298 | 324.7186 | 9.839 | 370
|  | 348 | 200.2333 | 61.5142 | 115.737 | 205.6584 | 6.5467 | 41.5139 | 159.1367 | 392.302 | 10.486 | 428 |  | 348 | 188.8158 | 60.6452 | 107.2117 | 205.1532 | 6.5467 | 34.9665 | 172.2567 | 326.8484 | 10.1043 | 246 |  | 348 | 176.6031 | 63.7127 | 102.3078 | 209.126 | 6.5467 | 45.741 | 171.1836 | 318.8942 | 8.5892 | 363 |  | 348 | 174.7918 | 52.4786 | 97.9065 | 189.3275 | 6.5467 | 34.9699 | 167.7257 | 204.6907 | 9.1227 | 206 |  | 348 | 189.7581 | 55.5667 | 93.67 | 200.4661 | 6.5467 | 40.091 | 169.1552 | 322.4996 | 9.839 | 370
|  | 349 | 197.1505 | 61.0955 | 115.0496 | 205.7364 | 6.5467 | 41.4978 | 158.5798 | 388.9912 | 10.486 | 428 |  | 349 | 186.0395 | 60.1481 | 106.6327 | 205.2026 | 6.5467 | 34.953 | 171.6571 | 324.5102 | 10.1043 | 247 |  | 349 | 173.868 | 63.2275 | 101.7517 | 209.1311 | 6.5467 | 45.7147 | 170.561 | 316.186 | 8.5892 | 363 |  | 349 | 172.0301 | 52.0714 | 97.4235 | 189.3565 | 6.5467 | 34.955 | 167.1232 | 203.1892 | 9.1227 | 206 |  | 349 | 186.8449 | 55.1413 | 93.2032 | 200.5013 | 6.5467 | 40.0752 | 168.5636 | 320.1648 | 9.839 | 370
|  | 350 | 194.0461 | 60.6286 | 114.432 | 205.8144 | 6.5467 | 41.4814 | 158.0067 | 385.5366 | 10.486 | 428 |  | 350 | 183.1767 | 59.7563 | 106.0351 | 205.2521 | 6.5467 | 34.9393 | 171.0398 | 322.0545 | 10.1043 | 247 |  | 350 | 171.1196 | 62.8107 | 101.1405 | 209.1361 | 6.5467 | 45.6874 | 169.9194 | 313.3452 | 8.5892 | 363 |  | 350 | 169.4105 | 51.6459 | 96.8165 | 189.3854 | 6.5467 | 34.9398 | 166.5002 | 201.5872 | 9.1227 | 206 |  | 350 | 183.9337 | 54.7516 | 92.6987 | 200.5365 | 6.5467 | 40.059 | 167.9547 | 317.7121 | 9.839 | 370
|  | 351 | 190.9588 | 60.2656 | 113.6933 | 205.8923 | 6.5467 | 41.4648 | 157.4173 | 381.9358 | 10.486 | 428 |  | 351 | 180.4008 | 59.3521 | 105.3629 | 205.3016 | 6.5467 | 34.9253 | 170.4046 | 319.4794 | 10.1043 | 247 |  | 351 | 168.4876 | 62.2751 | 100.5317 | 209.1411 | 6.5467 | 45.659 | 169.2585 | 310.3694 | 8.5892 | 363 |  | 351 | 166.7714 | 51.2397 | 96.2096 | 189.4144 | 6.5467 | 34.9242 | 165.8563 | 199.8826 | 9.1227 | 206 |  | 351 | 181.0514 | 54.3791 | 92.1481 | 200.5717 | 6.5467 | 40.0426 | 167.3281 | 315.1393 | 9.839 | 370
|  | 352 | 187.7027 | 59.8444 | 113.1817 | 205.9703 | 6.5467 | 41.4479 | 156.8112 | 378.1863 | 10.486 | 428 |  | 352 | 177.4712 | 58.9587 | 104.8336 | 205.3511 | 6.5467 | 34.9112 | 169.751 | 316.7825 | 10.1043 | 248 |  | 352 | 165.5481 | 61.8359 | 100.134 | 209.1462 | 6.5467 | 45.6295 | 168.5779 | 307.2561 | 8.5892 | 363 |  | 352 | 163.8612 | 50.8969 | 95.8105 | 189.4433 | 6.5467 | 34.9083 | 165.1912 | 198.0732 | 9.1227 | 206 |  | 352 | 178.0475 | 54.0638 | 91.6618 | 200.6069 | 6.5467 | 40.0259 | 166.6837 | 312.4442 | 9.839 | 370
|  | 353 | 184.5255 | 59.4243 | 112.5901 | 206.0483 | 6.5467 | 41.4308 | 156.1882 | 374.2857 | 10.486 | 428 |  | 353 | 174.5021 | 58.538 | 104.3709 | 205.4005 | 6.5467 | 34.8968 | 169.0789 | 313.9618 | 10.1043 | 248 |  | 353 | 162.7737 | 61.3253 | 99.6427 | 209.1512 | 6.5467 | 45.5989 | 167.8773 | 304.0031 | 8.5892 | 363 |  | 353 | 161.0661 | 50.5302 | 95.3201 | 189.4723 | 6.5467 | 34.892 | 164.5045 | 196.1571 | 9.1227 | 206 |  | 353 | 175.096 | 53.6688 | 91.203 | 200.6421 | 6.5467 | 40.0088 | 166.021 | 309.6247 | 9.839 | 370
|  | 354 | 181.3531 | 58.9252 | 112.0726 | 206.1263 | 6.5467 | 41.4135 | 155.5479 | 370.2316 | 10.486 | 428 |  | 354 | 171.5414 | 58.126 | 103.8913 | 205.45 | 6.5467 | 34.8823 | 168.3879 | 311.0151 | 10.1043 | 248 |  | 354 | 159.9932 | 60.8384 | 99.1337 | 209.1563 | 6.5467 | 45.567 | 167.1565 | 300.6077 | 8.5892 | 363 |  | 354 | 158.2845 | 50.1113 | 94.8686 | 189.5013 | 6.5467 | 34.8753 | 163.7958 | 194.1322 | 9.1227 | 206 |  | 354 | 172.0308 | 53.3398 | 90.7918 | 200.6773 | 6.5467 | 39.9914 | 165.3399 | 306.6786 | 9.839 | 370
|  | 355 | 178.3847 | 58.3959 | 111.3814 | 206.2042 | 6.5467 | 41.3959 | 154.8902 | 366.0225 | 10.486 | 428 |  | 355 | 168.8674 | 57.553 | 103.286 | 205.4995 | 6.5467 | 34.8675 | 167.6778 | 307.9412 | 10.1043 | 248 |  | 355 | 157.2459 | 60.4088 | 98.5342 | 209.1613 | 6.5467 | 45.5344 | 166.415 | 297.0677 | 8.5892 | 364 |  | 355 | 155.5957 | 49.7046 | 94.3121 | 189.5302 | 6.5467 | 34.8588 | 163.0649 | 191.9991 | 9.1227 | 206 |  | 355 | 169.2622 | 52.8633 | 90.2315 | 200.7124 | 6.5467 | 39.9737 | 164.6401 | 303.6038 | 9.839 | 370
|  | 356 | 175.6004 | 57.8533 | 110.5193 | 206.2822 | 6.5467 | 41.3813 | 154.2148 | 361.6572 | 10.486 | 428 |  | 356 | 166.3465 | 57.0588 | 102.4488 | 205.5489 | 6.5467 | 34.8537 | 166.9483 | 304.742 | 10.1043 | 248 |  | 356 | 154.6421 | 59.9121 | 97.8583 | 209.1664 | 6.5467 | 45.5054 | 165.6527 | 293.382 | 8.5892 | 364 |  | 356 | 153.0381 | 49.3276 | 93.5946 | 189.5592 | 6.5467 | 34.8433 | 162.3114 | 189.7836 | 9.1227 | 206 |  | 356 | 166.8373 | 52.2867 | 89.4276 | 200.7476 | 6.5467 | 39.959 | 163.9213 | 300.4019 | 9.839 | 370
|  | 357 | 172.3055 | 57.3665 | 110.1121 | 206.3602 | 6.5467 | 41.3669 | 153.5213 | 357.1347 | 10.486 | 429 |  | 357 | 163.3096 | 56.5514 | 102.1408 | 205.5984 | 6.5467 | 34.84 | 166.199 | 301.4143 | 10.1043 | 249 |  | 357 | 151.8074 | 59.4786 | 97.3501 | 209.1714 | 6.5467 | 45.4756 | 164.869 | 289.5477 | 8.5892 | 364 |  | 357 | 150.2373 | 48.8686 | 93.2022 | 189.5881 | 6.5467 | 34.8276 | 161.5349 | 187.4634 | 9.1227 | 206 |  | 357 | 163.7629 | 51.8423 | 89.1409 | 200.7828 | 6.5467 | 39.9443 | 163.1832 | 297.0709 | 9.839 | 370
|  | 358 | 169.2721 | 56.835 | 109.4819 | 206.4444 | 6.5467 | 41.3525 | 152.8095 | 352.4497 | 10.486 | 429 |  | 358 | 160.5212 | 56.0495 | 101.5788 | 205.6479 | 6.5467 | 34.8262 | 165.4298 | 297.9527 | 10.1043 | 249 |  | 358 | 149.0385 | 58.8991 | 96.9222 | 209.1765 | 6.5467 | 45.4448 | 164.0638 | 285.5618 | 8.5892 | 364 |  | 358 | 147.5181 | 48.4456 | 92.6923 | 189.6171 | 6.5467 | 34.8116 | 160.735 | 185.0342 | 9.1227 | 206 |  | 358 | 160.8643 | 51.3281 | 88.7484 | 200.818 | 6.5467 | 39.9295 | 162.4256 | 293.6052 | 9.839 | 370
|  | 359 | 167.111 | 56.2948 | 107.9405 | 206.576 | 6.5467 | 41.3381 | 152.0793 | 347.5993 | 10.486 | 429 |  | 359 | 158.4245 | 55.5146 | 100.358 | 205.6973 | 6.5467 | 34.8123 | 164.6402 | 294.3551 | 10.1043 | 249 |  | 359 | 147.084 | 58.3647 | 95.6347 | 209.1815 | 6.5467 | 45.4132 | 163.2367 | 281.4239 | 8.5892 | 364 |  | 359 | 145.4744 | 47.9953 | 91.5342 | 189.646 | 6.5467 | 34.7953 | 159.9114 | 182.4892 | 9.1227 | 206 |  | 359 | 158.6136 | 50.8624 | 87.6593 | 200.8532 | 6.5467 | 39.9146 | 161.6481 | 290.0026 | 9.839 | 371
|  | 360 | 164.4911 | 55.831 | 106.7817 | 206.7077 | 6.5467 | 41.3238 | 151.3302 | 342.5812 | 10.486 | 429 |  | 360 | 156.1799 | 55.1345 | 99.1305 | 205.7468 | 6.5467 | 34.7983 | 163.8301 | 290.6192 | 10.1043 | 249 |  | 360 | 144.9953 | 57.8697 | 94.4421 | 209.1865 | 6.5467 | 45.3806 | 162.3874 | 277.1352 | 8.5892 | 364 |  | 360 | 143.2942 | 47.6565 | 90.4011 | 189.675 | 6.5467 | 34.7787 | 159.0638 | 179.8264 | 9.1227 | 206 |  | 360 | 156.3701 | 50.4941 | 86.4657 | 200.8884 | 6.5467 | 39.8996 | 160.8505 | 286.2611 | 9.839 | 371
|  | 361 | 161.5106 | 55.315 | 106.0357 | 206.8393 | 6.5467 | 41.3094 | 150.562 | 337.3929 | 10.486 | 429 |  | 361 | 153.6587 | 54.6597 | 98.2741 | 205.7963 | 6.5467 | 34.7841 | 162.999 | 286.7429 | 10.1043 | 249 |  | 361 | 142.3937 | 57.2988 | 93.8382 | 209.1916 | 6.5467 | 45.3471 | 161.5155 | 272.6879 | 8.5892 | 364 |  | 361 | 140.8788 | 47.0704 | 89.7506 | 189.7039 | 6.5467 | 34.7619 | 158.1918 | 177.0437 | 9.1227 | 206 |  | 361 | 153.7821 | 49.9679 | 85.7745 | 200.9236 | 6.5467 | 39.8846 | 160.0326 | 282.3783 | 9.839 | 371
|  | 362 | 158.5401 | 54.6896 | 105.389 | 206.9709 | 6.5467 | 41.2951 | 149.7745 | 332.032 | 10.486 | 429 |  | 362 | 150.974 | 54.0649 | 97.7013 | 205.8457 | 6.5467 | 34.7698 | 162.1469 | 282.7241 | 10.1043 | 249 |  | 362 | 139.9288 | 56.6289 | 93.1967 | 209.1966 | 6.5467 | 45.3127 | 160.6208 | 268.0797 | 8.5892 | 364 |  | 362 | 138.3724 | 46.5402 | 89.1351 | 189.7329 | 6.5467 | 34.7448 | 157.2951 | 174.1769 | 9.1227 | 206 |  | 362 | 151.0932 | 49.3782 | 85.2477 | 200.9588 | 6.5467 | 39.8695 | 159.194 | 278.3583 | 9.839 | 371
|  | 363 | 155.3398 | 54.0546 | 104.9817 | 207.1025 | 6.5467 | 41.2808 | 148.9674 | 326.4994 | 10.486 | 429 |  | 363 | 148.1415 | 53.3547 | 97.3916 | 205.8952 | 6.5467 | 34.7554 | 161.2732 | 278.5606 | 10.1043 | 249 |  | 363 | 137.2216 | 55.8558 | 92.9005 | 209.2017 | 6.5467 | 45.2772 | 159.7029 | 263.308 | 8.5892 | 364 |  | 363 | 135.6005 | 45.9553 | 88.8398 | 189.7618 | 6.5467 | 34.7275 | 156.3732 | 171.2011 | 9.1227 | 206 |  | 363 | 148.1099 | 48.8395 | 84.9643 | 200.994 | 6.5467 | 39.8543 | 158.3344 | 274.1955 | 9.839 | 371
|  | 364 | 152.1503 | 53.4751 | 104.5082 | 207.2341 | 6.5467 | 41.2665 | 148.1404 | 320.794 | 10.486 | 429 |  | 364 | 145.32 | 52.7414 | 96.9741 | 205.9447 | 6.5467 | 34.7408 | 160.3778 | 274.2553 | 10.1043 | 249 |  | 364 | 134.4251 | 55.2723 | 92.5041 | 209.2067 | 6.5467 | 45.2408 | 158.7615 | 258.3706 | 8.5892 | 364 |  | 364 | 132.8241 | 45.4834 | 88.4359 | 189.7908 | 6.5467 | 34.7098 | 155.4259 | 168.1021 | 9.1227 | 206 |  | 364 | 145.1265 | 48.3802 | 84.6016 | 201.0291 | 6.5467 | 39.839 | 157.4537 | 269.8856 | 9.839 | 371
|  | 365 | 148.8627 | 52.9348 | 104.0935 | 207.3657 | 6.5467 | 41.2522 | 147.2933 | 314.909 | 10.486 | 429 |  | 365 | 142.267 | 52.3181 | 96.5982 | 205.9941 | 6.5467 | 34.7262 | 159.4604 | 269.8056 | 10.1043 | 249 |  | 365 | 131.519 | 54.7521 | 92.1365 | 209.2293 | 6.5467 | 45.2033 | 157.7964 | 253.2649 | 8.5892 | 364 |  | 365 | 129.9733 | 45.0386 | 88.0796 | 189.8197 | 6.5467 | 34.6919 | 154.4528 | 164.8778 | 9.1227 | 206 |  | 365 | 142.0914 | 47.8841 | 84.3274 | 201.0643 | 6.5467 | 39.8236 | 156.5515 | 265.4263 | 9.839 | 371

## 2028-2029 Severe Load Curve
2028-2029 Severe Load Curve
| A5.1U - 2028/29 Load curve (1-in-50) - Falling Short | [11 empty] | A5.1V - 2028/29 Load curve (1-in-50) - System Transformation | [11 empty] | A5.1W - 2028/29 Load curve (1-in-50) - Consumer Transformation | [11 empty] | A5.1X - 2028/29 Load curve (1-in-50) - Leading the Way
| Source: National Grid | [11 empty] | Source: National Grid | [11 empty] | Source: National Grid | [11 empty] | Source: National Grid
|  | Day number | NDM 0 - 73.2 MWh | NDM 73.2-732 MWh | NDM > 732 MWh | Total DM | LDZ Shrinkage | NTS Industrial | Exports to Ireland | NTS Power | NTS Shrinkage | IUK & BBL |  | Day number | NDM 0 - 73.2 MWh | NDM 73.2-732 MWh | NDM > 732 MWh | Total DM | LDZ Shrinkage | NTS Industrial | Exports to Ireland | NTS Power | NTS Shrinkage | IUK & BBL |  | Day number | NDM 0 - 73.2 MWh | NDM 73.2-732 MWh | NDM > 732 MWh | Total DM | LDZ Shrinkage | NTS Industrial | Exports to Ireland | NTS Power | NTS Shrinkage | IUK & BBL |  | Day number | NDM 0 - 73.2 MWh | NDM 73.2-732 MWh | NDM > 732 MWh | Total DM | LDZ Shrinkage | NTS Industrial | Exports to Ireland | NTS Power | NTS Shrinkage | IUK & BBL
|  | 1 | 3128.9012 | 405.0106 | 428.0919 | 282.8474 | 6.3945 | 62.765 | 296.3061 | 507.3441 | 9.2706 | 0 |  | 1 | 2991.0182 | 375.6767 | 356.6226 | 249.6751 | 6.3945 | 124.7797 | 336.6104 | 409.1219 | 8.0814 | 0 |  | 1 | 2483.8476 | 314.0569 | 350.2179 | 290.3016 | 6.5425 | 55.2656 | 301.9422 | 407.7864 | 6.9556 | 0 |  | 1 | 2399.6996 | 290.8516 | 341.0296 | 254.6011 | 6.3945 | 68.9602 | 307.6144 | 230.6406 | 6.1252 | 0
|  | 2 | 3038.6084 | 395.9501 | 419.962 | 278.5382 | 6.3945 | 62.6347 | 294.7044 | 506.5755 | 9.2706 | 0 |  | 2 | 2904.4938 | 367.6005 | 350.1876 | 246.1606 | 6.3945 | 124.1121 | 334.7364 | 407.7854 | 8.0814 | 0 |  | 2 | 2412.3501 | 307.6331 | 344.2207 | 284.5139 | 6.5425 | 55.1402 | 300.2585 | 406.3485 | 6.9556 | 0 |  | 2 | 2330.2042 | 284.5678 | 335.0875 | 250.5919 | 6.3945 | 68.7212 | 305.9192 | 230.8202 | 6.1252 | 0
|  | 3 | 2957.2762 | 386.1047 | 413.5365 | 274.3725 | 6.3945 | 62.5064 | 293.127 | 505.7627 | 9.2706 | 0 |  | 3 | 2828.29 | 358.0945 | 344.1391 | 242.6691 | 6.3945 | 123.4706 | 332.8919 | 406.4328 | 8.0814 | 0 |  | 3 | 2349.2938 | 299.9525 | 338.5379 | 279.1866 | 6.5425 | 55.0165 | 298.6013 | 404.8974 | 6.9556 | 0 |  | 3 | 2268.6333 | 277.4317 | 329.5404 | 246.7016 | 6.3945 | 68.4898 | 304.2502 | 230.9655 | 6.1252 | 0
|  | 4 | 2884.7623 | 378.9921 | 404.8867 | 270.3612 | 6.3945 | 62.3801 | 291.5736 | 504.9065 | 9.2706 | 0 |  | 4 | 2758.5981 | 351.643 | 337.2821 | 239.2206 | 6.3945 | 122.8546 | 331.0767 | 405.0643 | 8.0814 | 0 |  | 4 | 2292.7582 | 294.1954 | 331.5033 | 274.3022 | 6.5425 | 54.8945 | 296.9703 | 403.4335 | 6.9556 | 0 |  | 4 | 2213.1091 | 272.2024 | 323.0927 | 242.9418 | 6.3945 | 68.2659 | 302.607 | 231.0768 | 6.1252 | 0
|  | 5 | 2818.315 | 372.2854 | 398.5377 | 266.5153 | 6.3945 | 62.2557 | 290.0441 | 504.0079 | 9.2706 | 0 |  | 5 | 2693.2487 | 346.3884 | 333.1242 | 235.8348 | 6.3945 | 122.2638 | 329.2904 | 403.6805 | 8.0814 | 0 |  | 5 | 2240.0114 | 289.3882 | 326.4164 | 269.8434 | 6.5425 | 54.7743 | 295.3651 | 401.9573 | 6.9556 | 0 |  | 5 | 2163.1046 | 267.2538 | 317.4828 | 239.3243 | 6.3945 | 68.0494 | 300.9893 | 231.1548 | 6.1252 | 0
|  | 6 | 2759.4201 | 365.5513 | 392.8834 | 262.8458 | 6.3945 | 62.1332 | 288.5381 | 503.0675 | 9.2706 | 0 |  | 6 | 2638.8966 | 339.4402 | 327.3822 | 232.5319 | 6.3945 | 121.6978 | 327.5327 | 402.2816 | 8.0814 | 0 |  | 6 | 2193.6048 | 284.5292 | 321.3213 | 265.7924 | 6.5425 | 54.6557 | 293.7856 | 400.469 | 6.9556 | 0 |  | 6 | 2118.2973 | 262.7677 | 312.4374 | 235.8606 | 6.3945 | 67.8401 | 299.3969 | 231.2001 | 6.1252 | 0
|  | 7 | 2708.423 | 359.2839 | 386.531 | 259.3636 | 6.3945 | 62.0126 | 287.0554 | 502.0863 | 9.2706 | 0 |  | 7 | 2589.3549 | 333.5217 | 323 | 229.3316 | 6.3945 | 121.1561 | 325.8033 | 400.868 | 8.0814 | 0 |  | 7 | 2153.2445 | 279.5204 | 316.2034 | 262.132 | 6.5425 | 54.5389 | 292.2314 | 398.969 | 6.9556 | 0 |  | 7 | 2079.6224 | 258.0391 | 307.3117 | 232.5626 | 6.3945 | 67.6379 | 297.8296 | 231.2131 | 6.1252 | 0
|  | 8 | 2660.4775 | 354.3731 | 382.8832 | 256.0798 | 6.3945 | 61.8939 | 285.5958 | 501.065 | 9.2706 | 0 |  | 8 | 2542.6053 | 329.5261 | 320.5837 | 226.2539 | 6.3945 | 120.6384 | 324.1019 | 399.4402 | 8.0814 | 0 |  | 8 | 2114.5075 | 276.1928 | 313.2488 | 258.8446 | 6.5425 | 54.4237 | 290.7022 | 397.4576 | 6.9556 | 0 |  | 8 | 2041.9276 | 255.2034 | 304.708 | 229.4419 | 6.3945 | 67.4427 | 296.2871 | 231.1944 | 6.1252 | 0
|  | 9 | 2617.7276 | 350.3878 | 379.6736 | 253.0053 | 6.3945 | 61.7771 | 284.1591 | 500.0047 | 9.2706 | 0 |  | 9 | 2503.8682 | 324.8423 | 317.0044 | 223.3188 | 6.3945 | 120.1441 | 322.4283 | 397.9984 | 8.0814 | 0 |  | 9 | 2080.5491 | 272.712 | 310.73 | 255.9127 | 6.5425 | 54.3101 | 289.1979 | 395.9351 | 6.9556 | 0 |  | 9 | 2009.3137 | 251.9858 | 302.3861 | 226.5102 | 6.3945 | 67.2544 | 294.7691 | 231.1445 | 6.1252 | 0
|  | 10 | 2584.942 | 345.15 | 373.7579 | 250.151 | 6.3945 | 61.6621 | 282.7449 | 498.906 | 9.2706 | 0 |  | 10 | 2470.6947 | 321.0957 | 312.5665 | 220.5461 | 6.3945 | 119.673 | 320.782 | 396.5431 | 8.0814 | 0 |  | 10 | 2051.2727 | 269.3567 | 308.0591 | 253.3189 | 6.5425 | 54.1982 | 287.7181 | 394.4019 | 6.9556 | 0 |  | 10 | 1981.1424 | 248.9918 | 299.9644 | 223.7791 | 6.3945 | 67.0729 | 293.2753 | 231.064 | 6.1252 | 0
|  | 11 | 2550.3539 | 343.3358 | 371.6734 | 247.528 | 6.3945 | 61.5489 | 281.3531 | 497.7698 | 9.2706 | 0 |  | 11 | 2439.5123 | 318.0454 | 310.5641 | 217.9558 | 6.3945 | 119.2245 | 319.1628 | 395.0747 | 8.0814 | 0 |  | 11 | 2025.8457 | 266.8962 | 304.8928 | 251.0456 | 6.5425 | 54.0879 | 286.2625 | 392.8584 | 6.9556 | 0 |  | 11 | 1957.5004 | 246.1652 | 296.9978 | 221.2603 | 6.3945 | 66.8981 | 291.8055 | 230.9534 | 6.1252 | 0
|  | 12 | 2522.8808 | 339.397 | 369.4974 | 245.1472 | 6.3945 | 61.4375 | 279.9834 | 496.5969 | 9.2706 | 0 |  | 12 | 2412.1884 | 315.6017 | 308.7 | 215.5679 | 6.3945 | 118.7983 | 317.5705 | 393.5935 | 8.0814 | 0 |  | 12 | 2004.4916 | 263.8539 | 302.0782 | 249.0754 | 6.5425 | 53.9792 | 284.8309 | 391.3048 | 6.9556 | 0 |  | 12 | 1937.2114 | 243.4301 | 294.3243 | 218.9655 | 6.3945 | 66.7298 | 290.3595 | 230.8133 | 6.1252 | 0
|  | 13 | 2498.6663 | 336.78 | 367.0862 | 243.0196 | 6.3945 | 61.3279 | 278.6356 | 495.3883 | 9.2706 | 0 |  | 13 | 2389.466 | 312.5331 | 306.9438 | 213.4021 | 6.3945 | 118.394 | 316.0046 | 392.0999 | 8.0814 | 0 |  | 13 | 1983.9018 | 262.085 | 300.6624 | 247.3907 | 6.5425 | 53.8721 | 283.4231 | 389.7416 | 6.9556 | 0 |  | 13 | 1918.5398 | 241.7131 | 292.3384 | 216.9065 | 6.3945 | 66.5679 | 288.937 | 230.6441 | 6.1252 | 0
|  | 14 | 2477.7565 | 334.7028 | 364.6224 | 241.1562 | 6.3945 | 61.22 | 277.3093 | 494.1447 | 9.2706 | 0 |  | 14 | 2369.5745 | 310.0583 | 305.3277 | 211.4785 | 6.3945 | 118.011 | 314.465 | 390.5943 | 8.0814 | 0 |  | 14 | 1966.813 | 260.7397 | 298.3523 | 245.9742 | 6.5425 | 53.7665 | 282.0387 | 388.169 | 6.9556 | 0 |  | 14 | 1902.2611 | 240.3627 | 290.5016 | 215.0948 | 6.3945 | 66.4124 | 287.5376 | 230.4465 | 6.1252 | 0
|  | 15 | 2458.898 | 332.8444 | 363.1268 | 239.5679 | 6.3945 | 61.1138 | 276.0045 | 492.867 | 9.2706 | 0 |  | 15 | 2351.9114 | 308.5059 | 303.6065 | 209.817 | 6.3945 | 117.6491 | 312.9512 | 389.077 | 8.0814 | 0 |  | 15 | 1951.9271 | 259.0208 | 296.8369 | 244.8082 | 6.5425 | 53.6624 | 280.6774 | 386.5874 | 6.9556 | 0 |  | 15 | 1887.6153 | 239.1915 | 289.347 | 213.5422 | 6.3945 | 66.263 | 286.1613 | 230.2209 | 6.1252 | 0
|  | 16 | 2443.3351 | 330.8054 | 361.2011 | 238.2656 | 6.3945 | 61.0094 | 274.7208 | 491.556 | 9.2706 | 0 |  | 16 | 2337.0008 | 306.7829 | 301.8297 | 208.4375 | 6.3945 | 117.3078 | 311.463 | 387.5485 | 8.0814 | 0 |  | 16 | 1939.0946 | 257.2948 | 295.493 | 243.8754 | 6.5425 | 53.5599 | 279.3391 | 384.9972 | 6.9556 | 0 |  | 16 | 1875.7178 | 237.7137 | 287.8306 | 212.2603 | 6.3945 | 66.1197 | 284.8076 | 229.968 | 6.1252 | 0
|  | 17 | 2429.9571 | 328.6078 | 359.3802 | 237.2605 | 6.3945 | 60.9066 | 273.4579 | 490.2125 | 9.2706 | 0 |  | 17 | 2323.0733 | 305.3936 | 300.7432 | 207.3599 | 6.3945 | 116.9866 | 310.0002 | 386.0092 | 8.0814 | 0 |  | 17 | 1927.4984 | 256.1375 | 294.1558 | 243.1583 | 6.5425 | 53.4589 | 278.0234 | 383.3986 | 6.9556 | 0 |  | 17 | 1865.3498 | 236.2628 | 286.4232 | 211.2608 | 6.3945 | 65.9823 | 283.4764 | 229.6881 | 6.1252 | 0
|  | 18 | 2415.6733 | 327.8853 | 358.5681 | 236.5634 | 6.3945 | 60.8055 | 272.2157 | 488.8375 | 9.2706 | 0 |  | 18 | 2310.3563 | 304.148 | 299.7902 | 206.6042 | 6.3945 | 116.6852 | 308.5623 | 384.4593 | 8.0814 | 0 |  | 18 | 1916.4924 | 255.3927 | 293.2212 | 242.6393 | 6.5425 | 53.3594 | 276.73 | 381.792 | 6.9556 | 0 |  | 18 | 1854.9822 | 235.5038 | 285.5745 | 210.5554 | 6.3945 | 65.8508 | 282.1673 | 229.382 | 6.1252 | 0
|  | 19 | 2403.42 | 326.517 | 357.3956 | 236.1853 | 6.3945 | 60.706 | 270.9939 | 487.4317 | 9.2706 | 0 |  | 19 | 2298.2289 | 303.1689 | 298.9497 | 206.1902 | 6.3945 | 116.4031 | 307.1491 | 382.8993 | 8.0814 | 0 |  | 19 | 1906.8284 | 254.1426 | 292.4491 | 242.3009 | 6.5425 | 53.2613 | 275.4587 | 380.1778 | 6.9556 | 0 |  | 19 | 1845.4374 | 234.7923 | 284.692 | 210.1559 | 6.3945 | 65.725 | 280.8802 | 229.0501 | 6.1252 | 0
|  | 20 | 2391.5809 | 324.9974 | 356.431 | 236.1373 | 6.3945 | 60.6082 | 269.7923 | 485.996 | 9.2706 | 0 |  | 20 | 2286.6965 | 302.2037 | 297.9493 | 206.138 | 6.3945 | 116.14 | 305.7603 | 381.3295 | 8.0814 | 0 |  | 20 | 1898.0602 | 253.1814 | 291.0853 | 242.1258 | 6.5425 | 53.1647 | 274.2093 | 378.5563 | 6.9556 | 0 |  | 20 | 1836.5571 | 233.8829 | 283.7653 | 210.0738 | 6.3945 | 65.6048 | 279.6147 | 228.693 | 6.1252 | 0
|  | 21 | 2379.5147 | 323.3774 | 355.7112 | 236.4301 | 6.3945 | 60.5119 | 268.6106 | 484.5312 | 9.2706 | 0 |  | 21 | 2275.8001 | 300.4804 | 297.0009 | 206.4674 | 6.3945 | 115.8953 | 304.3956 | 379.7504 | 8.0814 | 0 |  | 21 | 1888.9041 | 252.1687 | 290.3475 | 242.0964 | 6.5425 | 53.0695 | 272.9814 | 376.9279 | 6.9556 | 0 |  | 21 | 1827.8737 | 232.7082 | 282.9147 | 210.3208 | 6.3945 | 65.4901 | 278.3707 | 228.3111 | 6.1252 | 0
|  | 22 | 2367.1446 | 322.1691 | 354.2475 | 237.0749 | 6.3945 | 60.4173 | 267.4486 | 483.0382 | 9.2706 | 0 |  | 22 | 2264.2077 | 298.9385 | 295.9777 | 207.1983 | 6.3945 | 115.6688 | 303.0546 | 378.1623 | 8.0814 | 0 |  | 22 | 1879.6234 | 251.0317 | 289.6392 | 242.1952 | 6.5425 | 52.9758 | 271.7747 | 375.2928 | 6.9556 | 0 |  | 22 | 1818.947 | 231.5584 | 281.8758 | 210.9087 | 6.3945 | 65.3808 | 277.1477 | 227.9051 | 6.1252 | 0
|  | 23 | 2354.4778 | 320.2465 | 352.6718 | 238.0159 | 6.3945 | 60.3241 | 266.3059 | 481.5178 | 9.2706 | 0 |  | 23 | 2251.6166 | 297.5081 | 294.7744 | 208.3092 | 6.3945 | 115.4599 | 301.7372 | 376.5656 | 8.0814 | 0 |  | 23 | 1870.4885 | 249.8461 | 288.2114 | 242.401 | 6.5425 | 52.8834 | 270.5891 | 373.6514 | 6.9556 | 0 |  | 23 | 1809.1538 | 230.5254 | 280.7908 | 211.824 | 6.3945 | 65.2767 | 275.9457 | 227.4755 | 6.1252 | 0
|  | 24 | 2340.5864 | 318.7642 | 351.0928 | 238.6814 | 6.3945 | 60.2325 | 265.1825 | 479.9708 | 9.2706 | 0 |  | 24 | 2238.3243 | 296.2228 | 293.3148 | 209.1839 | 6.3945 | 115.2683 | 300.4429 | 374.9606 | 8.0814 | 0 |  | 24 | 1860.4818 | 248.6684 | 286.8774 | 242.4857 | 6.5425 | 52.7924 | 269.4242 | 372.0041 | 6.9556 | 0 |  | 24 | 1798.822 | 229.3657 | 279.6363 | 212.6208 | 6.3945 | 65.1778 | 274.7642 | 227.0228 | 6.1252 | 0
|  | 25 | 2327.0672 | 316.9621 | 349.6731 | 239.0144 | 6.3945 | 60.1424 | 264.078 | 478.3981 | 9.2706 | 0 |  | 25 | 2225.4767 | 294.1545 | 292.2621 | 209.7603 | 6.3945 | 115.0935 | 299.1715 | 373.3478 | 8.0814 | 0 |  | 25 | 1850.2017 | 247.233 | 285.9793 | 242.3621 | 6.5425 | 52.7028 | 268.2798 | 370.3512 | 6.9556 | 0 |  | 25 | 1788.6134 | 228.0396 | 278.6014 | 212.9651 | 6.3945 | 65.0839 | 273.6032 | 226.5476 | 6.1252 | 0
|  | 26 | 2313.6591 | 316.0132 | 348.6939 | 239.0236 | 6.3945 | 60.0538 | 262.9922 | 476.8005 | 9.2706 | 0 |  | 26 | 2212.755 | 293.0389 | 291.3421 | 209.8153 | 6.3945 | 114.9351 | 297.9227 | 371.7276 | 8.0814 | 0 |  | 26 | 1839.3473 | 246.5562 | 285.0103 | 242.2423 | 6.5425 | 52.6146 | 267.1555 | 368.6931 | 6.9556 | 0 |  | 26 | 1777.9039 | 227.3771 | 277.7106 | 213.0267 | 6.3945 | 64.9949 | 272.4622 | 226.0503 | 6.1252 | 0
|  | 27 | 2302.3245 | 314.5741 | 347.3396 | 238.7725 | 6.3945 | 59.9667 | 261.9249 | 475.1789 | 9.2706 | 0 |  | 27 | 2201.4131 | 292.0667 | 290.4481 | 209.6291 | 6.3945 | 114.7928 | 296.6961 | 370.1002 | 8.0814 | 0 |  | 27 | 1829.5509 | 245.4939 | 284.392 | 241.9123 | 6.5425 | 52.5276 | 266.0512 | 367.03 | 6.9556 | 0 |  | 27 | 1768.7301 | 226.2939 | 276.8604 | 212.7811 | 6.3945 | 64.9106 | 271.341 | 225.5316 | 6.1252 | 0
|  | 28 | 2290.1467 | 313.4098 | 346.318 | 238.7572 | 6.3945 | 59.8809 | 260.8758 | 473.5342 | 9.2706 | 0 |  | 28 | 2190.0388 | 290.9647 | 289.4572 | 209.702 | 6.3945 | 114.666 | 295.4916 | 368.4661 | 8.0814 | 0 |  | 28 | 1820.1677 | 244.4227 | 283.1353 | 241.8163 | 6.5425 | 52.442 | 264.9665 | 365.3623 | 6.9556 | 0 |  | 28 | 1759.3689 | 225.4014 | 275.7319 | 212.8105 | 6.3945 | 64.8311 | 270.2395 | 224.992 | 6.1252 | 0
|  | 29 | 2278.0046 | 312.4361 | 344.8746 | 238.9374 | 6.3945 | 59.7967 | 259.8446 | 471.867 | 9.2706 | 0 |  | 29 | 2178.6811 | 289.8454 | 288.1913 | 210.0507 | 6.3945 | 114.5544 | 294.3087 | 366.8257 | 8.0814 | 0 |  | 29 | 1810.2858 | 243.5341 | 282.03 | 241.8851 | 6.5425 | 52.3576 | 263.9012 | 363.6904 | 6.9556 | 0 |  | 29 | 1749.4964 | 224.6632 | 274.8278 | 212.9725 | 6.3945 | 64.756 | 269.1572 | 224.4319 | 6.1252 | 0
|  | 30 | 2266.8524 | 311.0642 | 343.3447 | 238.6124 | 6.3945 | 59.7138 | 258.8312 | 470.1784 | 9.2706 | 0 |  | 30 | 2167.628 | 288.8842 | 286.9675 | 209.8947 | 6.3945 | 114.4575 | 293.1471 | 365.1794 | 8.0814 | 0 |  | 30 | 1800.8664 | 242.7436 | 280.7456 | 241.5724 | 6.5425 | 52.2746 | 262.855 | 362.0147 | 6.9556 | 0 |  | 30 | 1740.4358 | 223.7722 | 273.5696 | 212.8293 | 6.3945 | 64.6855 | 268.0941 | 223.8521 | 6.1252 | 0
|  | 31 | 2256.2813 | 309.9797 | 341.2925 | 238.279 | 6.3945 | 59.6322 | 257.8352 | 468.469 | 9.2706 | 0 |  | 31 | 2156.4686 | 287.9896 | 286.0951 | 209.6486 | 6.3945 | 114.375 | 292.0067 | 363.5274 | 8.0814 | 0 |  | 31 | 1791.7609 | 241.5611 | 279.7978 | 241.1898 | 6.5425 | 52.1928 | 261.8276 | 360.3353 | 6.9556 | 0 |  | 31 | 1731.5011 | 222.839 | 272.4902 | 212.5887 | 6.3945 | 64.6192 | 267.0497 | 223.2529 | 6.1252 | 0
|  | 32 | 2245.1078 | 308.2122 | 339.9387 | 238.6103 | 6.3945 | 59.5521 | 256.8565 | 466.7399 | 9.2706 | 0 |  | 32 | 2146.8176 | 285.9533 | 284.578 | 209.847 | 6.3945 | 114.3064 | 290.887 | 361.8703 | 8.0814 | 0 |  | 32 | 1782.3703 | 240.556 | 278.8051 | 241.1508 | 6.5425 | 52.1122 | 260.8188 | 358.6528 | 6.9556 | 0 |  | 32 | 1722.5338 | 221.8691 | 271.3817 | 212.6828 | 6.3945 | 64.5571 | 266.0238 | 222.6349 | 6.1252 | 0
|  | 33 | 2233.8848 | 306.4049 | 338.2046 | 239.4114 | 6.3945 | 59.4732 | 255.8948 | 464.9918 | 9.2706 | 0 |  | 33 | 2135.785 | 284.6542 | 283.2061 | 210.5445 | 6.3945 | 114.2513 | 289.7877 | 360.2083 | 8.0814 | 0 |  | 33 | 1773.7201 | 239.2745 | 277.224 | 241.2361 | 6.5425 | 52.0329 | 259.8283 | 356.9673 | 6.9556 | 0 |  | 33 | 1714.7132 | 220.2545 | 269.6456 | 212.9025 | 6.3945 | 64.4992 | 265.0163 | 221.9988 | 6.1252 | 0
|  | 34 | 2222.6236 | 305.3349 | 336.1069 | 239.8769 | 6.3945 | 59.3957 | 254.9498 | 463.2255 | 9.2706 | 0 |  | 34 | 2125.8142 | 283.3061 | 281.0658 | 210.9978 | 6.3945 | 114.2092 | 288.7087 | 358.5419 | 8.0814 | 0 |  | 34 | 1764.3612 | 238.2418 | 276.0121 | 241.412 | 6.5425 | 51.9547 | 258.8558 | 355.2794 | 6.9556 | 0 |  | 34 | 1705.7243 | 219.2443 | 268.439 | 213.1567 | 6.3945 | 64.4451 | 264.0267 | 221.3449 | 6.1252 | 0
|  | 35 | 2212.2373 | 303.5446 | 334.2805 | 239.9165 | 6.3945 | 59.3195 | 254.0213 | 461.4419 | 9.2706 | 0 |  | 35 | 2115.8004 | 281.7781 | 279.5544 | 211.0449 | 6.3945 | 114.1799 | 287.6495 | 356.8714 | 8.0814 | 0 |  | 35 | 1756.2551 | 236.6127 | 274.392 | 241.34 | 6.5425 | 51.8777 | 257.901 | 353.5892 | 6.9556 | 0 |  | 35 | 1697.8829 | 217.9063 | 266.7263 | 213.0972 | 6.3945 | 64.395 | 263.0549 | 220.6739 | 6.1252 | 0
|  | 36 | 2201.4783 | 301.6217 | 333.4995 | 240.0264 | 6.3945 | 59.2445 | 253.1091 | 459.6418 | 9.2706 | 0 |  | 36 | 2105.6671 | 279.9361 | 278.7013 | 211.1929 | 6.3945 | 114.1627 | 286.6098 | 355.1972 | 8.0814 | 0 |  | 36 | 1747.8093 | 235.1479 | 273.0365 | 241.3706 | 6.5425 | 51.802 | 256.9637 | 351.8972 | 6.9556 | 0 |  | 36 | 1689.6074 | 216.6447 | 265.5012 | 213.1166 | 6.3945 | 64.3485 | 262.1006 | 219.9862 | 6.1252 | 0
|  | 37 | 2190.5491 | 300.0638 | 332.4361 | 240.2548 | 6.3945 | 59.1708 | 252.213 | 457.8262 | 9.2706 | 0 |  | 37 | 2095.3641 | 278.1121 | 277.9796 | 211.5333 | 6.3945 | 114.1575 | 285.5894 | 353.5197 | 8.0814 | 0 |  | 37 | 1738.884 | 234.0781 | 271.8396 | 241.4038 | 6.5425 | 51.7273 | 256.0437 | 350.2036 | 6.9556 | 0 |  | 37 | 1680.5338 | 215.6824 | 264.8507 | 213.1853 | 6.3945 | 64.3057 | 261.1636 | 219.2825 | 6.1252 | 0
|  | 38 | 2180.5277 | 298.2787 | 330.4602 | 240.7149 | 6.3945 | 59.0982 | 251.3326 | 455.9957 | 9.2706 | 0 |  | 38 | 2084.5241 | 277.0692 | 276.9484 | 211.9391 | 6.3945 | 114.1636 | 284.588 | 351.8393 | 8.0814 | 0 |  | 38 | 1729.6689 | 233.0874 | 270.754 | 241.5366 | 6.5425 | 51.6538 | 255.1406 | 348.5089 | 6.9556 | 0 |  | 38 | 1672.0469 | 214.5539 | 263.6239 | 213.4099 | 6.3945 | 64.2664 | 260.2435 | 218.5633 | 6.1252 | 0
|  | 39 | 2169.8404 | 296.6294 | 329.3813 | 240.8084 | 6.3945 | 59.0269 | 250.4677 | 454.1513 | 9.2706 | 0 |  | 39 | 2073.8452 | 275.8917 | 275.9702 | 212.2652 | 6.3945 | 114.1807 | 283.6052 | 350.1563 | 8.0814 | 0 |  | 39 | 1720.8458 | 232.0419 | 269.4512 | 241.5494 | 6.5425 | 51.5814 | 254.2541 | 346.8134 | 6.9556 | 0 |  | 39 | 1663.5108 | 213.4761 | 262.467 | 213.563 | 6.3945 | 64.2305 | 259.3402 | 217.829 | 6.1252 | 0
|  | 40 | 2158.0929 | 295.8522 | 328.6056 | 240.7867 | 6.3945 | 58.9568 | 249.6181 | 452.2938 | 9.2706 | 0 |  | 40 | 2063.2477 | 275.0019 | 274.976 | 212.2384 | 6.3945 | 114.2084 | 282.6407 | 348.4712 | 8.0814 | 0 |  | 40 | 1711.8999 | 230.7327 | 268.8151 | 241.282 | 6.5425 | 51.5101 | 253.384 | 345.1174 | 6.9556 | 0 |  | 40 | 1654.9415 | 212.4243 | 261.6565 | 213.377 | 6.3945 | 64.1978 | 258.4533 | 217.0803 | 6.1252 | 0
|  | 41 | 2146.5023 | 294.6525 | 327.0866 | 240.8179 | 6.3945 | 58.8878 | 248.7836 | 450.424 | 9.2706 | 0 |  | 41 | 2052.9987 | 273.3415 | 273.7789 | 212.2311 | 6.3945 | 114.2463 | 281.6943 | 346.7843 | 8.0814 | 0 |  | 41 | 1703.0008 | 229.6103 | 267.7759 | 241.0341 | 6.5425 | 51.4399 | 252.5301 | 343.4212 | 6.9556 | 0 |  | 41 | 1646.3556 | 211.451 | 260.5733 | 213.2247 | 6.3945 | 64.1683 | 257.5826 | 216.3177 | 6.1252 | 0
|  | 42 | 2134.9156 | 293.2076 | 325.7798 | 240.7186 | 6.3945 | 58.82 | 247.9639 | 448.5428 | 9.2706 | 0 |  | 42 | 2041.7644 | 272.1206 | 272.6521 | 212.1871 | 6.3945 | 114.2939 | 280.7657 | 345.0959 | 8.0814 | 0 |  | 42 | 1693.6232 | 228.8462 | 266.886 | 240.7235 | 6.5425 | 51.3707 | 251.692 | 341.7252 | 6.9556 | 0 |  | 42 | 1637.5067 | 210.5478 | 259.6421 | 213.0334 | 6.3945 | 64.1418 | 256.7278 | 215.5417 | 6.1252 | 0
|  | 43 | 2123.653 | 291.6904 | 324.2251 | 240.6153 | 6.3945 | 58.7532 | 247.1587 | 446.651 | 9.2706 | 0 |  | 43 | 2030.6059 | 270.9204 | 271.5156 | 212.0564 | 6.3945 | 114.3509 | 279.8545 | 343.4065 | 8.0814 | 0 |  | 43 | 1684.7395 | 227.5107 | 266.1191 | 240.3673 | 6.5425 | 51.3026 | 250.8695 | 340.0297 | 6.9556 | 0 |  | 43 | 1628.6271 | 209.4416 | 259.0174 | 212.7692 | 6.3945 | 64.1182 | 255.8887 | 214.7529 | 6.1252 | 0
|  | 44 | 2112.1001 | 290.3457 | 322.6735 | 240.6269 | 6.3945 | 58.6876 | 246.3679 | 444.7495 | 9.2706 | 0 |  | 44 | 2020.3028 | 269.3924 | 269.6932 | 212.084 | 6.3945 | 114.4167 | 278.9604 | 341.7165 | 8.0814 | 0 |  | 44 | 1676.2999 | 226.177 | 264.6172 | 240.3003 | 6.5425 | 51.2356 | 250.0623 | 338.3351 | 6.9556 | 0 |  | 44 | 1620.4094 | 208.2826 | 257.574 | 212.7146 | 6.3945 | 64.0974 | 255.0651 | 213.9517 | 6.1252 | 0
|  | 45 | 2101.4174 | 288.8366 | 320.9367 | 240.4925 | 6.3945 | 58.623 | 245.5911 | 442.839 | 9.2706 | 0 |  | 45 | 2009.3632 | 268.0064 | 268.5111 | 211.9657 | 6.3945 | 114.4911 | 278.0832 | 340.0261 | 8.0814 | 0 |  | 45 | 1667.5121 | 225.5441 | 262.9426 | 240.0534 | 6.5425 | 51.1695 | 249.2701 | 336.6417 | 6.9556 | 0 |  | 45 | 1611.769 | 207.5205 | 256.2992 | 212.5174 | 6.3945 | 64.0793 | 254.2566 | 213.1388 | 6.1252 | 0
|  | 46 | 2092.0595 | 287.5527 | 319.6031 | 240.4316 | 6.3945 | 58.5594 | 244.8281 | 440.9206 | 9.2706 | 0 |  | 46 | 1999.6692 | 267.0202 | 267.6038 | 211.864 | 6.3945 | 114.5735 | 277.2225 | 338.3359 | 8.0814 | 0 |  | 46 | 1659.6955 | 224.9322 | 261.9372 | 239.8786 | 6.5425 | 51.1044 | 248.4927 | 334.9499 | 6.9556 | 0 |  | 46 | 1604.2525 | 207.0224 | 255.0548 | 212.3366 | 6.3945 | 64.0637 | 253.463 | 212.3147 | 6.1252 | 0
|  | 47 | 2082.8114 | 286.2975 | 317.9924 | 240.5094 | 6.3945 | 58.4969 | 244.0788 | 438.9949 | 9.2706 | 0 |  | 47 | 1990.6464 | 266.0018 | 266.1929 | 211.9723 | 6.3945 | 114.6636 | 276.3781 | 336.6461 | 8.0814 | 0 |  | 47 | 1652.4627 | 223.8317 | 260.6671 | 239.8781 | 6.5425 | 51.0403 | 247.7298 | 333.26 | 6.9556 | 0 |  | 47 | 1597.2478 | 206.1194 | 253.721 | 212.3544 | 6.3945 | 64.0506 | 252.684 | 211.4799 | 6.1252 | 0
|  | 48 | 2073.4186 | 284.9179 | 316.8521 | 240.3858 | 6.3945 | 58.4354 | 243.3428 | 437.0628 | 9.2706 | 0 |  | 48 | 1981.5991 | 265.159 | 264.7907 | 211.9208 | 6.3945 | 114.7609 | 275.5496 | 334.9572 | 8.0814 | 0 |  | 48 | 1645.4134 | 223.0049 | 259.0644 | 239.7531 | 6.5425 | 50.9771 | 246.9811 | 331.5723 | 6.9556 | 0 |  | 48 | 1590.3444 | 205.304 | 252.294 | 212.2769 | 6.3945 | 64.0398 | 251.9194 | 210.635 | 6.1252 | 0
|  | 49 | 2064.206 | 283.9686 | 315.1348 | 240.2289 | 6.3945 | 58.3749 | 242.6199 | 435.1251 | 9.2706 | 0 |  | 49 | 1973.3331 | 263.6769 | 263.3155 | 211.8002 | 6.3945 | 114.8651 | 274.7367 | 333.2696 | 8.0814 | 0 |  | 49 | 1638.0888 | 222.1513 | 257.8208 | 239.5712 | 6.5425 | 50.9149 | 246.2464 | 329.8871 | 6.9556 | 0 |  | 49 | 1583.3829 | 204.5121 | 250.9797 | 212.121 | 6.3945 | 64.0312 | 251.1689 | 209.7804 | 6.1252 | 0
|  | 50 | 2054.2128 | 282.9713 | 314.2459 | 240.072 | 6.3945 | 58.3153 | 241.9098 | 433.1828 | 9.2706 | 0 |  | 50 | 1964.0153 | 262.6912 | 262.3957 | 211.6797 | 6.3945 | 114.9756 | 273.9392 | 331.5835 | 8.0814 | 0 |  | 50 | 1630.1515 | 221.4716 | 257.0159 | 239.3892 | 6.5425 | 50.8536 | 245.5253 | 328.2049 | 6.9556 | 0 |  | 50 | 1575.8249 | 203.8844 | 250.0977 | 211.9652 | 6.3945 | 64.0248 | 250.4323 | 208.9168 | 6.1252 | 0
|  | 51 | 2045.0347 | 282.1255 | 312.3865 | 239.919 | 6.3945 | 58.2567 | 241.2124 | 431.2367 | 9.2706 | 0 |  | 51 | 1955.2233 | 261.43 | 261.2256 | 211.5591 | 6.3945 | 115.0922 | 273.1567 | 329.8994 | 8.0814 | 0 |  | 51 | 1622.9502 | 220.6125 | 255.6545 | 239.2072 | 6.5425 | 50.7932 | 244.8177 | 326.5259 | 6.9556 | 0 |  | 51 | 1568.9035 | 203.0821 | 248.7506 | 211.8125 | 6.3945 | 64.0203 | 249.7093 | 208.0446 | 6.1252 | 0
|  | 52 | 2035.0156 | 281.3123 | 311.3219 | 239.7797 | 6.3945 | 58.1989 | 240.5273 | 429.2875 | 9.2706 | 0 |  | 52 | 1945.5986 | 260.8234 | 260.2084 | 211.4637 | 6.3945 | 115.2143 | 272.3889 | 328.2177 | 8.0814 | 0 |  | 52 | 1615.5185 | 219.8169 | 254.4674 | 239.0178 | 6.5425 | 50.7337 | 244.1232 | 324.8505 | 6.9556 | 0 |  | 52 | 1561.6817 | 202.2291 | 247.7406 | 211.6737 | 6.3945 | 64.0176 | 248.9996 | 207.1645 | 6.1252 | 0
|  | 53 | 2025.502 | 280.2502 | 310.0428 | 239.5983 | 6.3945 | 58.1421 | 239.8543 | 427.3361 | 9.2706 | 0 |  | 53 | 1936.6802 | 259.5053 | 259.2379 | 211.3269 | 6.3945 | 115.3416 | 271.6355 | 326.5388 | 8.0814 | 0 |  | 53 | 1607.9611 | 218.6746 | 253.7712 | 238.8098 | 6.5425 | 50.6751 | 243.4416 | 323.1791 | 6.9556 | 0 |  | 53 | 1554.3702 | 201.2318 | 246.9935 | 211.5062 | 6.3945 | 64.0167 | 248.303 | 206.2769 | 6.1252 | 0
|  | 54 | 2016.2991 | 279.0581 | 308.5831 | 239.4169 | 6.3945 | 58.0861 | 239.1933 | 425.3834 | 9.2706 | 0 |  | 54 | 1926.9118 | 258.908 | 258.3966 | 211.1901 | 6.3945 | 115.4736 | 270.8963 | 324.8629 | 8.0814 | 0 |  | 54 | 1600.0638 | 217.8508 | 253.0964 | 238.6019 | 6.5425 | 50.6173 | 242.7725 | 321.5119 | 6.9556 | 0 |  | 54 | 1547.0542 | 200.4321 | 246.0531 | 211.3387 | 6.3945 | 64.0174 | 247.6192 | 205.3824 | 6.1252 | 0
|  | 55 | 2006.4356 | 277.9679 | 307.682 | 239.2355 | 6.3945 | 58.031 | 238.5439 | 423.4302 | 9.2706 | 0 |  | 55 | 1917.28 | 257.9254 | 257.8039 | 211.0533 | 6.3945 | 115.61 | 270.1709 | 323.1906 | 8.0814 | 0 |  | 55 | 1592.0546 | 217.2556 | 252.3049 | 238.394 | 6.5425 | 50.5603 | 242.1158 | 319.8493 | 6.9556 | 0 |  | 55 | 1539.6779 | 199.3689 | 245.4367 | 211.1712 | 6.3945 | 64.0197 | 246.948 | 204.4816 | 6.1252 | 0
|  | 56 | 1996.563 | 276.6686 | 306.999 | 239.054 | 6.3945 | 57.9767 | 237.9058 | 421.4774 | 9.2706 | 0 |  | 56 | 1907.5655 | 257.1549 | 257.082 | 210.9164 | 6.3945 | 115.7502 | 269.459 | 321.5222 | 8.0814 | 0 |  | 56 | 1584.3328 | 216.5593 | 251.3272 | 238.186 | 6.5425 | 50.5042 | 241.4712 | 318.1917 | 6.9556 | 0 |  | 56 | 1531.916 | 198.8282 | 244.6832 | 211.0037 | 6.3945 | 64.0233 | 246.2891 | 203.5749 | 6.1252 | 0
|  | 57 | 1987.107 | 275.8456 | 305.457 | 238.8388 | 6.3945 | 57.9232 | 237.279 | 419.5257 | 9.2706 | 0 |  | 57 | 1898.9818 | 256.1527 | 255.4742 | 210.7663 | 6.3945 | 115.8939 | 268.7603 | 319.858 | 8.0814 | 0 |  | 57 | 1576.7016 | 215.5407 | 250.5889 | 237.9702 | 6.5425 | 50.4488 | 240.8383 | 316.5394 | 6.9556 | 0 |  | 57 | 1524.2344 | 198.2892 | 243.8535 | 210.8306 | 6.3945 | 64.0282 | 245.6422 | 202.6629 | 6.1252 | 0
|  | 58 | 1977.4134 | 275.0575 | 304.0948 | 238.6465 | 6.3945 | 57.8705 | 236.663 | 417.5761 | 9.2706 | 0 |  | 58 | 1889.7954 | 255.1721 | 254.481 | 210.5825 | 6.3945 | 116.0408 | 268.0746 | 318.1984 | 8.0814 | 0 |  | 58 | 1569.2872 | 215.0491 | 249.1586 | 237.7028 | 6.5425 | 50.3942 | 240.217 | 314.8928 | 6.9556 | 0 |  | 58 | 1516.7306 | 197.8073 | 242.8418 | 210.6045 | 6.3945 | 64.0342 | 245.0071 | 201.7461 | 6.1252 | 0
|  | 59 | 1967.5776 | 273.9858 | 303.1583 | 238.4542 | 6.3945 | 57.8185 | 236.0577 | 415.6293 | 9.2706 | 0 |  | 59 | 1880.4754 | 254.3561 | 253.4227 | 210.433 | 6.3945 | 116.1902 | 267.4015 | 316.5439 | 8.0814 | 0 |  | 59 | 1561.8246 | 214.3423 | 247.9426 | 237.4844 | 6.5425 | 50.3404 | 239.6069 | 313.2521 | 6.9556 | 0 |  | 59 | 1509.7644 | 197.0335 | 241.5508 | 210.412 | 6.3945 | 64.0413 | 244.3835 | 200.8252 | 6.1252 | 0
|  | 60 | 1957.4963 | 272.881 | 302.3667 | 238.3958 | 6.3945 | 57.7673 | 235.4628 | 413.6863 | 9.2706 | 0 |  | 60 | 1871.3325 | 253.0412 | 252.646 | 210.3237 | 6.3945 | 116.3419 | 266.7406 | 314.8948 | 8.0814 | 0 |  | 60 | 1554.0594 | 213.6544 | 246.953 | 237.3233 | 6.5425 | 50.2873 | 239.0077 | 311.6177 | 6.9556 | 0 |  | 60 | 1502.4984 | 196.2248 | 240.5535 | 210.2604 | 6.3945 | 64.0493 | 243.7711 | 199.9005 | 6.1252 | 0
|  | 61 | 1947.2789 | 272.054 | 301.5078 | 238.2628 | 6.3945 | 57.7168 | 234.8781 | 411.7478 | 9.2706 | 0 |  | 61 | 1861.8113 | 252.3047 | 251.6032 | 210.2803 | 6.3945 | 116.4954 | 266.0918 | 313.2514 | 8.0814 | 0 |  | 61 | 1546.1491 | 212.7071 | 246.3528 | 237.1772 | 6.5425 | 50.235 | 238.4193 | 309.99 | 6.9556 | 0 |  | 61 | 1494.9563 | 195.4114 | 239.7618 | 210.1841 | 6.3945 | 64.0582 | 243.1698 | 198.9728 | 6.1252 | 0
|  | 62 | 1937.8597 | 270.7674 | 300.3002 | 238.14 | 6.3945 | 57.667 | 234.3034 | 409.8147 | 9.2706 | 0 |  | 62 | 1852.2588 | 251.5136 | 250.7256 | 210.1576 | 6.3945 | 116.6504 | 265.4547 | 311.6142 | 8.0814 | 0 |  | 62 | 1538.5894 | 211.9426 | 245.2849 | 236.9656 | 6.5425 | 50.1834 | 237.8413 | 308.3692 | 6.9556 | 0 |  | 62 | 1487.7554 | 194.4927 | 238.8301 | 210.0119 | 6.3945 | 64.0677 | 242.5792 | 198.0424 | 6.1252 | 0
|  | 63 | 1927.9102 | 269.6831 | 299.2702 | 238.1676 | 6.3945 | 57.6179 | 233.7383 | 407.8878 | 9.2706 | 0 |  | 63 | 1842.9932 | 250.2522 | 249.8922 | 210.1742 | 6.3945 | 116.8063 | 264.829 | 309.9835 | 8.0814 | 0 |  | 63 | 1530.554 | 211.2908 | 244.4755 | 236.8584 | 6.5425 | 50.1324 | 237.2735 | 306.7558 | 6.9556 | 0 |  | 63 | 1479.598 | 194.0699 | 238.2311 | 209.9676 | 6.3945 | 64.0777 | 241.9991 | 197.11 | 6.1252 | 0
|  | 64 | 1918.5326 | 268.3762 | 297.9934 | 238.0927 | 6.3945 | 57.5694 | 233.1827 | 405.968 | 9.2706 | 0 |  | 64 | 1833.5425 | 249.2859 | 249.0615 | 210.0781 | 6.3945 | 116.9627 | 264.2145 | 308.3598 | 8.0814 | 0 |  | 64 | 1522.9078 | 210.5546 | 243.4027 | 236.7097 | 6.5425 | 50.0821 | 236.7155 | 305.1501 | 6.9556 | 0 |  | 64 | 1473.1023 | 193.183 | 236.5312 | 209.8266 | 6.3945 | 64.0883 | 241.4292 | 196.176 | 6.1252 | 0
|  | 65 | 1909.2748 | 267.5096 | 296.9617 | 237.9734 | 6.3945 | 57.5215 | 232.6363 | 404.0561 | 9.2706 | 0 |  | 65 | 1824.9449 | 248.1203 | 247.7334 | 210.0307 | 6.3945 | 117.1194 | 263.6107 | 306.7433 | 8.0814 | 0 |  | 65 | 1515.9973 | 209.241 | 242.3176 | 236.5278 | 6.5425 | 50.0325 | 236.1672 | 303.5524 | 6.9556 | 0 |  | 65 | 1465.5824 | 192.4073 | 235.6818 | 209.7482 | 6.3945 | 64.0991 | 240.8692 | 195.2411 | 6.1252 | 0
|  | 66 | 1902.9998 | 266.5676 | 294.1272 | 237.8023 | 6.3945 | 57.4743 | 232.0989 | 402.153 | 9.2706 | 0 |  | 66 | 1817.7976 | 247.4799 | 246.045 | 209.8958 | 6.3945 | 117.2757 | 263.0174 | 305.1345 | 8.0814 | 0 |  | 66 | 1509.7802 | 208.7332 | 241.0907 | 236.3133 | 6.5425 | 49.9835 | 235.6281 | 301.9631 | 6.9556 | 0 |  | 66 | 1459.6315 | 191.8652 | 234.4806 | 209.5853 | 6.3945 | 64.1102 | 240.319 | 194.3057 | 6.1252 | 0
|  | 67 | 1894.8247 | 265.9079 | 292.911 | 237.6306 | 6.3945 | 57.4276 | 231.5701 | 400.2594 | 9.2706 | 0 |  | 67 | 1809.6438 | 247.0868 | 245.1067 | 209.7701 | 6.3945 | 117.4314 | 262.4343 | 303.5337 | 8.0814 | 0 |  | 67 | 1503.348 | 208.0914 | 240.1994 | 236.1122 | 6.5425 | 49.9352 | 235.0982 | 300.3825 | 6.9556 | 0 |  | 67 | 1453.5356 | 191.1528 | 233.6121 | 209.4323 | 6.3945 | 64.1214 | 239.7782 | 193.3705 | 6.1252 | 0
|  | 68 | 1886.6189 | 265.11 | 291.8976 | 237.4251 | 6.3945 | 57.3815 | 231.0499 | 398.3763 | 9.2706 | 0 |  | 68 | 1802.1269 | 246.3483 | 243.9433 | 209.5781 | 6.3945 | 117.586 | 261.8611 | 301.9414 | 8.0814 | 0 |  | 68 | 1497.4037 | 207.298 | 239.0411 | 235.842 | 6.5425 | 49.8874 | 234.5771 | 298.8109 | 6.9556 | 0 |  | 68 | 1447.1245 | 190.6854 | 232.8878 | 209.2052 | 6.3945 | 64.1326 | 239.2465 | 192.4358 | 6.1252 | 0
|  | 69 | 1878.5161 | 264.2688 | 290.8171 | 237.2269 | 6.3945 | 57.3359 | 230.5379 | 396.5045 | 9.2706 | 0 |  | 69 | 1794.6231 | 245.2333 | 243.1161 | 209.4131 | 6.3945 | 117.739 | 261.2975 | 300.3579 | 8.0814 | 0 |  | 69 | 1491.1703 | 206.4127 | 238.2331 | 235.6025 | 6.5425 | 49.8402 | 234.0645 | 297.2487 | 6.9556 | 0 |  | 69 | 1441.5072 | 189.7311 | 231.8235 | 209.0113 | 6.3945 | 64.1437 | 238.7238 | 191.5024 | 6.1252 | 0
|  | 70 | 1870.6195 | 263.3173 | 289.6408 | 237.0288 | 6.3945 | 57.2909 | 230.0339 | 394.6448 | 9.2706 | 0 |  | 70 | 1786.6885 | 244.4248 | 242.4133 | 209.2481 | 6.3945 | 117.8902 | 260.7433 | 298.7835 | 8.0814 | 0 |  | 70 | 1484.9919 | 205.3964 | 237.5009 | 235.3629 | 6.5425 | 49.7936 | 233.5602 | 295.6962 | 6.9556 | 0 |  | 70 | 1435.641 | 188.7251 | 231.0598 | 208.8173 | 6.3945 | 64.1545 | 238.2098 | 190.5706 | 6.1252 | 0
|  | 71 | 1863.1675 | 261.8485 | 288.537 | 236.8306 | 6.3945 | 57.2463 | 229.5376 | 392.798 | 9.2706 | 0 |  | 71 | 1779.4882 | 243.0391 | 241.5534 | 209.0831 | 6.3945 | 118.0389 | 260.198 | 297.2187 | 8.0814 | 0 |  | 71 | 1478.8255 | 204.563 | 236.574 | 235.1234 | 6.5425 | 49.7475 | 233.0638 | 294.1537 | 6.9556 | 0 |  | 71 | 1429.3637 | 188.07 | 230.3563 | 208.6234 | 6.3945 | 64.1649 | 237.7041 | 189.6411 | 6.1252 | 0
|  | 72 | 1855.0376 | 260.6995 | 287.7914 | 236.6324 | 6.3945 | 57.2022 | 229.0488 | 390.9651 | 9.2706 | 0 |  | 72 | 1771.9819 | 241.7574 | 240.8956 | 208.9181 | 6.3945 | 118.1849 | 259.6614 | 295.6638 | 8.0814 | 0 |  | 72 | 1472.156 | 203.9692 | 235.9105 | 234.8838 | 6.5425 | 49.702 | 232.5752 | 292.6217 | 6.9556 | 0 |  | 72 | 1423.5136 | 187.1424 | 229.4981 | 208.4295 | 6.3945 | 64.1748 | 237.2066 | 188.7144 | 6.1252 | 0
|  | 73 | 1846.1055 | 260.0122 | 287.3863 | 236.4343 | 6.3945 | 57.1586 | 228.5673 | 389.1467 | 9.2706 | 0 |  | 73 | 1763.7997 | 240.939 | 240.4502 | 208.7531 | 6.3945 | 118.3278 | 259.1331 | 294.1193 | 8.0814 | 0 |  | 73 | 1465.4399 | 203.2644 | 235.4046 | 234.6443 | 6.5425 | 49.657 | 232.094 | 291.1004 | 6.9556 | 0 |  | 73 | 1417.1287 | 186.3325 | 229.0571 | 208.2355 | 6.3945 | 64.1842 | 236.7169 | 187.7911 | 6.1252 | 0
|  | 74 | 1837.2939 | 259.2025 | 286.9562 | 236.263 | 6.3945 | 57.1154 | 228.0928 | 387.3439 | 9.2706 | 0 |  | 74 | 1755.5484 | 240.2871 | 239.8993 | 208.5964 | 6.3945 | 118.467 | 258.613 | 292.5855 | 8.0814 | 0 |  | 74 | 1458.5745 | 202.7182 | 234.8985 | 234.3958 | 6.5425 | 49.6125 | 231.62 | 289.5902 | 6.9556 | 0 |  | 74 | 1410.3499 | 186.0573 | 228.4652 | 208.0514 | 6.3945 | 64.1928 | 236.2349 | 186.8716 | 6.1252 | 0
|  | 75 | 1829.1959 | 258.2093 | 286.0232 | 236.0645 | 6.3945 | 57.0726 | 227.6251 | 385.5574 | 9.2706 | 0 |  | 75 | 1747.143 | 239.7118 | 239.4295 | 208.436 | 6.3945 | 118.6022 | 258.1007 | 291.0627 | 8.0814 | 0 |  | 75 | 1451.7135 | 202.238 | 234.3147 | 234.1543 | 6.5425 | 49.5684 | 231.1529 | 288.0914 | 6.9556 | 0 |  | 75 | 1403.8617 | 185.6597 | 227.7172 | 207.8554 | 6.3945 | 64.2006 | 235.7602 | 185.9565 | 6.1252 | 0
|  | 76 | 1820.6609 | 257.775 | 284.9683 | 235.8661 | 6.3945 | 57.0302 | 227.1639 | 383.788 | 9.2706 | 0 |  | 76 | 1738.6048 | 239.2341 | 239.0005 | 208.27 | 6.3945 | 118.7329 | 257.5958 | 289.5514 | 8.0814 | 0 |  | 76 | 1445.2982 | 201.6172 | 233.4259 | 233.9129 | 6.5425 | 49.5248 | 230.6924 | 286.6044 | 6.9556 | 0 |  | 76 | 1397.3681 | 185.2105 | 227.0263 | 207.6593 | 6.3945 | 64.2075 | 235.2926 | 185.0464 | 6.1252 | 0
|  | 77 | 1811.7942 | 256.9518 | 284.5774 | 235.7242 | 6.3945 | 56.9882 | 226.709 | 382.0367 | 9.2706 | 0 |  | 77 | 1730.3972 | 238.5921 | 238.3952 | 208.114 | 6.3945 | 118.8588 | 257.0981 | 288.0519 | 8.0814 | 0 |  | 77 | 1438.6685 | 201.1078 | 232.6578 | 233.6538 | 6.5425 | 49.4817 | 230.2383 | 285.1295 | 6.9556 | 0 |  | 77 | 1390.7365 | 184.7671 | 226.4898 | 207.4409 | 6.3945 | 64.2133 | 234.8319 | 184.1417 | 6.1252 | 0
|  | 78 | 1803.2943 | 256.2228 | 283.7653 | 235.5426 | 6.3945 | 56.9465 | 226.2601 | 380.3041 | 9.2706 | 0 |  | 78 | 1722.2858 | 237.9037 | 237.7342 | 207.964 | 6.3945 | 118.9794 | 256.6073 | 286.5646 | 8.0814 | 0 |  | 78 | 1432.1768 | 200.3832 | 231.9321 | 233.4295 | 6.5425 | 49.4389 | 229.7903 | 283.6671 | 6.9556 | 0 |  | 78 | 1384.5908 | 184.1128 | 225.6423 | 207.2585 | 6.3945 | 64.2179 | 234.3777 | 183.2431 | 6.1252 | 0
|  | 79 | 1794.6155 | 255.4076 | 283.1934 | 235.3859 | 6.3945 | 56.9051 | 225.817 | 378.5913 | 9.2706 | 0 |  | 79 | 1714.4001 | 237.1703 | 236.8925 | 207.8139 | 6.3945 | 119.0944 | 256.1231 | 285.0899 | 8.0814 | 0 |  | 79 | 1425.8807 | 199.5873 | 231.0821 | 233.2052 | 6.5425 | 49.3966 | 229.3481 | 282.2174 | 6.9556 | 0 |  | 79 | 1378.5971 | 183.3195 | 224.7819 | 207.0761 | 6.3945 | 64.2212 | 233.9299 | 182.351 | 6.1252 | 0
|  | 80 | 1786.132 | 254.7433 | 282.1645 | 235.3398 | 6.3945 | 56.864 | 225.3795 | 376.899 | 9.2706 | 0 |  | 80 | 1706.6612 | 236.1964 | 236.0161 | 207.7921 | 6.3945 | 119.2032 | 255.6452 | 283.6282 | 8.0814 | 0 |  | 80 | 1419.2089 | 198.998 | 230.3174 | 233.0647 | 6.5425 | 49.3547 | 228.9115 | 280.7808 | 6.9556 | 0 |  | 80 | 1372.1515 | 182.8142 | 224.0238 | 206.9553 | 6.3945 | 64.2231 | 233.4881 | 181.4661 | 6.1252 | 0
|  | 81 | 1778.1199 | 253.6112 | 281.2741 | 235.1518 | 6.3945 | 56.8232 | 224.9473 | 375.228 | 9.2706 | 0 |  | 81 | 1698.9484 | 235.4375 | 235.0346 | 207.6344 | 6.3945 | 119.3055 | 255.1732 | 282.1798 | 8.0814 | 0 |  | 81 | 1412.1997 | 198.6501 | 229.7219 | 232.8509 | 6.5425 | 49.3131 | 228.4801 | 279.3577 | 6.9556 | 0 |  | 81 | 1365.2729 | 182.3029 | 223.7317 | 206.8075 | 6.3945 | 64.2234 | 233.0521 | 180.5888 | 6.1252 | 0
|  | 82 | 1770.0079 | 252.7723 | 280.1903 | 234.9638 | 6.3945 | 56.7826 | 224.5202 | 373.5793 | 9.2706 | 0 |  | 82 | 1691.1235 | 234.6296 | 234.2142 | 207.4767 | 6.3945 | 119.4009 | 254.7069 | 280.7451 | 8.0814 | 0 |  | 82 | 1405.8566 | 197.8144 | 228.9637 | 232.6217 | 6.5425 | 49.2719 | 228.0537 | 277.9484 | 6.9556 | 0 |  | 82 | 1358.7146 | 181.88 | 223.071 | 206.6195 | 6.3945 | 64.2221 | 232.6216 | 179.7197 | 6.1252 | 0
|  | 83 | 1761.2363 | 252.2434 | 279.4562 | 234.7759 | 6.3945 | 56.7423 | 224.0979 | 371.9536 | 9.2706 | 0 |  | 83 | 1682.5596 | 234.1519 | 233.8027 | 207.319 | 6.3945 | 119.4889 | 254.246 | 279.3246 | 8.0814 | 0 |  | 83 | 1398.9923 | 197.4094 | 228.2959 | 232.3925 | 6.5425 | 49.2311 | 227.6321 | 276.5533 | 6.9556 | 0 |  | 83 | 1352.2169 | 181.2752 | 222.5317 | 206.4315 | 6.3945 | 64.219 | 232.1965 | 178.8593 | 6.1252 | 0
|  | 84 | 1752.6518 | 251.5464 | 278.7029 | 234.5879 | 6.3945 | 56.7022 | 223.6801 | 370.3518 | 9.2706 | 0 |  | 84 | 1674.7942 | 233.1861 | 233.0806 | 207.1614 | 6.3945 | 119.5691 | 253.7901 | 277.9185 | 8.0814 | 0 |  | 84 | 1392.1963 | 196.9188 | 227.6454 | 232.1633 | 6.5425 | 49.1905 | 227.215 | 275.1727 | 6.9556 | 0 |  | 84 | 1345.857 | 180.7233 | 221.8016 | 206.2435 | 6.3945 | 64.2141 | 231.7763 | 178.0081 | 6.1252 | 0
|  | 85 | 1744.926 | 250.5013 | 277.4392 | 234.3999 | 6.3945 | 56.6623 | 223.2667 | 368.7747 | 9.2706 | 0 |  | 85 | 1666.5106 | 232.6391 | 232.4581 | 207.0037 | 6.3945 | 119.6412 | 253.3391 | 276.5273 | 8.0814 | 0 |  | 85 | 1385.6523 | 196.0758 | 227.0953 | 231.934 | 6.5425 | 49.1502 | 226.802 | 273.8068 | 6.9556 | 0 |  | 85 | 1339.6886 | 179.9177 | 221.1338 | 206.0556 | 6.3945 | 64.2071 | 231.3609 | 177.1668 | 6.1252 | 0
|  | 86 | 1737.2182 | 248.9562 | 276.6574 | 234.2119 | 6.3945 | 56.6225 | 222.8575 | 367.2232 | 9.2706 | 0 |  | 86 | 1659.3101 | 231.4965 | 231.3479 | 206.846 | 6.3945 | 119.7046 | 252.8924 | 275.1513 | 8.0814 | 0 |  | 86 | 1378.7442 | 195.6648 | 226.4772 | 231.7048 | 6.5425 | 49.1103 | 226.3929 | 272.4562 | 6.9556 | 0 |  | 86 | 1333.3522 | 179.2865 | 220.4595 | 205.8676 | 6.3945 | 64.198 | 230.95 | 176.3358 | 6.1252 | 0
|  | 87 | 1729.1667 | 247.8598 | 275.7706 | 234.0239 | 6.3945 | 56.5829 | 222.452 | 365.6981 | 9.2706 | 0 |  | 87 | 1651.7557 | 230.3672 | 230.5783 | 206.6883 | 6.3945 | 119.759 | 252.45 | 273.7909 | 8.0814 | 0 |  | 87 | 1372.0876 | 195.1804 | 225.6812 | 231.4756 | 6.5425 | 49.0706 | 225.9875 | 271.121 | 6.9556 | 0 |  | 87 | 1327.4587 | 178.3343 | 219.6634 | 205.6796 | 6.3945 | 64.1867 | 230.5433 | 175.5157 | 6.1252 | 0
|  | 88 | 1721.7119 | 246.5857 | 274.4648 | 233.836 | 6.3945 | 56.5434 | 222.0502 | 364.2002 | 9.2706 | 0 |  | 88 | 1644.4384 | 229.1077 | 229.702 | 206.5307 | 6.3945 | 119.804 | 252.0114 | 272.4465 | 8.0814 | 0 |  | 88 | 1366.3606 | 194.1838 | 224.4676 | 231.2464 | 6.5425 | 49.0311 | 225.5855 | 269.8017 | 6.9556 | 0 |  | 88 | 1321.6655 | 177.5476 | 218.6014 | 205.4916 | 6.3945 | 64.173 | 230.1406 | 174.707 | 6.1252 | 0
|  | 89 | 1713.4982 | 245.6919 | 273.5377 | 233.648 | 6.3945 | 56.504 | 221.6517 | 362.7304 | 9.2706 | 0 |  | 89 | 1637.0079 | 227.9625 | 228.8243 | 206.373 | 6.3945 | 119.8391 | 251.5763 | 271.1185 | 8.0814 | 0 |  | 89 | 1360.3487 | 193.0379 | 223.6883 | 231.0172 | 6.5425 | 48.9919 | 225.1866 | 268.4986 | 6.9556 | 0 |  | 89 | 1315.5297 | 176.8517 | 217.7912 | 205.3036 | 6.3945 | 64.1569 | 229.7417 | 173.9102 | 6.1252 | 0
|  | 90 | 1705.5314 | 244.472 | 272.6897 | 233.46 | 6.3945 | 56.4647 | 221.2564 | 361.2896 | 9.2706 | 0 |  | 90 | 1629.2257 | 226.8167 | 228.2992 | 206.2153 | 6.3945 | 119.8639 | 251.1446 | 269.8073 | 8.0814 | 0 |  | 90 | 1353.6481 | 192.3374 | 223.1524 | 230.788 | 6.5425 | 48.9529 | 224.7905 | 267.2121 | 6.9556 | 0 |  | 90 | 1309.393 | 176.0548 | 217.0829 | 205.1157 | 6.3945 | 64.1381 | 229.3461 | 173.126 | 6.1252 | 0
|  | 91 | 1697.6363 | 243.6066 | 271.4155 | 233.272 | 6.3945 | 56.4255 | 220.8639 | 359.8785 | 9.2706 | 0 |  | 91 | 1621.4936 | 225.94 | 227.4548 | 206.0576 | 6.3945 | 119.878 | 250.7157 | 268.5131 | 8.0814 | 0 |  | 91 | 1347.4677 | 191.4048 | 222.3283 | 230.5588 | 6.5425 | 48.914 | 224.397 | 265.9424 | 6.9556 | 0 |  | 91 | 1303.5934 | 175.007 | 216.2885 | 204.9277 | 6.3945 | 64.1167 | 228.9538 | 172.3548 | 6.1252 | 0
|  | 92 | 1689.4297 | 242.5762 | 270.6179 | 233.084 | 6.3945 | 56.3862 | 220.4741 | 358.4981 | 9.2706 | 0 |  | 92 | 1613.9123 | 225.0403 | 226.4825 | 205.9 | 6.3945 | 119.8811 | 250.2896 | 267.2365 | 8.0814 | 0 |  | 92 | 1341.6458 | 190.212 | 221.4058 | 230.3295 | 6.5425 | 48.8754 | 224.0058 | 264.6899 | 6.9556 | 0 |  | 92 | 1297.3441 | 174.4155 | 215.4875 | 204.7397 | 6.3945 | 64.0924 | 228.5644 | 171.5971 | 6.1252 | 0
|  | 93 | 1681.5538 | 241.3613 | 269.6739 | 232.8961 | 6.3945 | 56.347 | 220.0867 | 357.1489 | 9.2706 | 0 |  | 93 | 1606.8676 | 223.685 | 225.4293 | 205.7423 | 6.3945 | 119.8727 | 249.8658 | 265.9777 | 8.0814 | 0 |  | 93 | 1335.2657 | 189.1839 | 220.8769 | 230.1003 | 6.5425 | 48.8369 | 223.6167 | 263.4548 | 6.9556 | 0 |  | 93 | 1291.214 | 173.4217 | 214.9695 | 204.5517 | 6.3945 | 64.0652 | 228.1777 | 170.8535 | 6.1252 | 0
|  | 94 | 1673.2681 | 240.6653 | 268.621 | 232.7081 | 6.3945 | 56.3078 | 219.7016 | 355.8306 | 9.2706 | 0 |  | 94 | 1599.0659 | 222.7497 | 224.7131 | 205.5846 | 6.3945 | 119.8529 | 249.4443 | 264.7366 | 8.0814 | 0 |  | 94 | 1329.1059 | 188.3139 | 219.9695 | 229.8711 | 6.5425 | 48.7986 | 223.2295 | 262.2371 | 6.9556 | 0 |  | 94 | 1285.2605 | 172.6514 | 214.0515 | 204.3638 | 6.3945 | 64.0351 | 227.7937 | 170.1237 | 6.1252 | 0
|  | 95 | 1665.0902 | 239.6531 | 267.8173 | 232.4792 | 6.3945 | 56.2686 | 219.3189 | 354.5428 | 9.2706 | 0 |  | 95 | 1591.0039 | 221.9704 | 224.1235 | 205.4046 | 6.3945 | 119.8219 | 249.0251 | 263.5131 | 8.0814 | 0 |  | 95 | 1322.6144 | 187.574 | 219.2691 | 229.6368 | 6.5425 | 48.7604 | 222.8443 | 261.0364 | 6.9556 | 0 |  | 95 | 1279.0056 | 171.8971 | 213.4195 | 204.175 | 6.3945 | 64.0022 | 227.4122 | 169.4077 | 6.1252 | 0
|  | 96 | 1656.5676 | 238.8949 | 267.0652 | 232.2895 | 6.3945 | 56.2295 | 218.9384 | 353.2851 | 9.2706 | 0 |  | 96 | 1582.6373 | 221.3737 | 223.6745 | 205.2061 | 6.3945 | 119.7799 | 248.6081 | 262.3069 | 8.0814 | 0 |  | 96 | 1315.8524 | 187.0258 | 218.699 | 229.3507 | 6.5425 | 48.7223 | 222.4611 | 259.8526 | 6.9556 | 0 |  | 96 | 1272.6062 | 171.3241 | 212.8048 | 203.9324 | 6.3945 | 63.9665 | 227.0332 | 168.7051 | 6.1252 | 0
|  | 97 | 1648.3186 | 237.8684 | 266.3076 | 232.0998 | 6.3945 | 56.1903 | 218.5601 | 352.0569 | 9.2706 | 0 |  | 97 | 1574.523 | 220.7254 | 222.9856 | 205.0467 | 6.3945 | 119.7271 | 248.1932 | 261.1179 | 8.0814 | 0 |  | 97 | 1309.4723 | 186.3596 | 217.8186 | 229.111 | 6.5425 | 48.6844 | 222.0797 | 258.6854 | 6.9556 | 0 |  | 97 | 1266.7825 | 170.5979 | 211.7358 | 203.7214 | 6.3945 | 63.9279 | 226.6566 | 168.0158 | 6.1252 | 0
|  | 98 | 1641.1156 | 236.4757 | 264.8703 | 231.9102 | 6.3945 | 56.1511 | 218.184 | 350.8578 | 9.2706 | 0 |  | 98 | 1567.4481 | 219.4986 | 221.8359 | 204.8872 | 6.3945 | 119.6636 | 247.7805 | 259.946 | 8.0814 | 0 |  | 98 | 1302.9099 | 185.4973 | 217.3061 | 228.882 | 6.5425 | 48.6467 | 221.7001 | 257.5346 | 6.9556 | 0 |  | 98 | 1260.3204 | 170.0824 | 211.0719 | 203.533 | 6.3945 | 63.8867 | 226.2824 | 167.3396 | 6.1252 | 0
|  | 99 | 1633.4845 | 235.044 | 263.8765 | 231.7441 | 6.3945 | 56.112 | 217.8101 | 349.6873 | 9.2706 | 0 |  | 99 | 1559.8886 | 218.552 | 220.8916 | 204.7266 | 6.3945 | 119.5895 | 247.3698 | 258.791 | 8.0814 | 0 |  | 99 | 1296.8471 | 184.5893 | 216.3379 | 228.6546 | 6.5425 | 48.609 | 221.3224 | 256.3999 | 6.9556 | 0 |  | 99 | 1254.2301 | 169.4399 | 210.1633 | 203.3446 | 6.3945 | 63.8427 | 225.9106 | 166.6763 | 6.1252 | 0
|  | 100 | 1625.4662 | 234.1365 | 262.7819 | 231.5418 | 6.3945 | 56.0729 | 217.4382 | 348.5448 | 9.2706 | 0 |  | 100 | 1552.4956 | 217.4409 | 219.952 | 204.5595 | 6.3945 | 119.5051 | 246.9612 | 257.6527 | 8.0814 | 0 |  | 100 | 1290.72 | 183.9882 | 215.133 | 228.4215 | 6.5425 | 48.5714 | 220.9465 | 255.2811 | 6.9556 | 0 |  | 100 | 1248.303 | 168.5636 | 209.331 | 203.1504 | 6.3945 | 63.7961 | 225.541 | 166.0256 | 6.1252 | 0
|  | 101 | 1617.3934 | 233.0025 | 261.9681 | 231.3398 | 6.3945 | 56.0337 | 217.0683 | 347.4301 | 9.2706 | 0 |  | 101 | 1545.3821 | 216.0265 | 219.0429 | 204.3856 | 6.3945 | 119.4106 | 246.5545 | 256.5309 | 8.0814 | 0 |  | 101 | 1284.5891 | 183.1533 | 214.1708 | 228.1832 | 6.5425 | 48.534 | 220.5723 | 254.1779 | 6.9556 | 0 |  | 101 | 1242.0934 | 167.9585 | 208.5128 | 202.9536 | 6.3945 | 63.747 | 225.1736 | 165.3873 | 6.1252 | 0
|  | 102 | 1609.4095 | 232.0582 | 260.8544 | 231.159 | 6.3945 | 55.9946 | 216.7005 | 346.3424 | 9.2706 | 0 |  | 102 | 1537.5714 | 215.2491 | 218.2069 | 204.1988 | 6.3945 | 119.306 | 246.1497 | 255.4255 | 8.0814 | 0 |  | 102 | 1278.0103 | 182.5439 | 213.4303 | 227.9456 | 6.5425 | 48.4967 | 220.1998 | 253.0902 | 6.9556 | 0 |  | 102 | 1236.0061 | 167.3135 | 207.612 | 202.7567 | 6.3945 | 63.6952 | 224.8083 | 164.7613 | 6.1252 | 0
|  | 103 | 1601.6738 | 230.9979 | 259.6236 | 230.9631 | 6.3945 | 55.9555 | 216.3346 | 345.2815 | 9.2706 | 0 |  | 103 | 1529.8357 | 214.4164 | 217.3377 | 204.0256 | 6.3945 | 119.1916 | 245.7468 | 254.3363 | 8.0814 | 0 |  | 103 | 1271.8005 | 181.8052 | 212.4387 | 227.7193 | 6.5425 | 48.4595 | 219.829 | 252.0176 | 6.9556 | 0 |  | 103 | 1230.1461 | 166.4833 | 206.667 | 202.5621 | 6.3945 | 63.6409 | 224.4451 | 164.1472 | 6.1252 | 0
|  | 104 | 1593.7535 | 230.0553 | 258.4529 | 230.7741 | 6.3945 | 55.9163 | 215.9706 | 344.2467 | 9.2706 | 0 |  | 104 | 1522.3473 | 213.3864 | 216.4104 | 203.8604 | 6.3945 | 119.0675 | 245.3457 | 253.2632 | 8.0814 | 0 |  | 104 | 1265.5134 | 180.8771 | 211.7036 | 227.5034 | 6.5425 | 48.4223 | 219.4599 | 250.96 | 6.9556 | 0 |  | 104 | 1223.7976 | 165.7955 | 206.0551 | 202.3805 | 6.3945 | 63.5842 | 224.084 | 163.545 | 6.1252 | 0
|  | 105 | 1585.7642 | 229.1862 | 257.6879 | 230.5741 | 6.3945 | 55.8772 | 215.6085 | 343.2377 | 9.2706 | 0 |  | 105 | 1514.5552 | 212.5882 | 215.6855 | 203.6874 | 6.3945 | 118.934 | 244.9464 | 252.2059 | 8.0814 | 0 |  | 105 | 1259.3263 | 180.1493 | 210.6792 | 227.2762 | 6.5425 | 48.3853 | 219.0924 | 249.9171 | 6.9556 | 0 |  | 105 | 1217.6649 | 165.1558 | 205.1806 | 202.1976 | 6.3945 | 63.525 | 223.7248 | 162.9544 | 6.1252 | 0
|  | 106 | 1577.9822 | 228.6987 | 256.6543 | 230.3392 | 6.3945 | 55.8381 | 215.2482 | 342.2539 | 9.2706 | 0 |  | 106 | 1507.2619 | 212.1309 | 214.6555 | 203.483 | 6.3945 | 118.7911 | 244.5488 | 251.1643 | 8.0814 | 0 |  | 106 | 1253.4373 | 179.4829 | 209.7988 | 227.0479 | 6.5425 | 48.3483 | 218.7264 | 248.8886 | 6.9556 | 0 |  | 106 | 1212.403 | 164.2892 | 204.0885 | 202.0065 | 6.3945 | 63.4634 | 223.3675 | 162.3753 | 6.1252 | 0
|  | 107 | 1570.5217 | 227.9818 | 255.5325 | 230.1004 | 6.3945 | 55.799 | 214.8896 | 341.2949 | 9.2706 | 0 |  | 107 | 1499.8478 | 211.4878 | 213.9318 | 203.279 | 6.3945 | 118.639 | 244.1529 | 250.1383 | 8.0814 | 0 |  | 107 | 1247.6817 | 178.6519 | 209.0199 | 226.7921 | 6.5425 | 48.3115 | 218.3621 | 247.8744 | 6.9556 | 0 |  | 107 | 1206.7057 | 163.5874 | 203.3863 | 201.7896 | 6.3945 | 63.3995 | 223.0121 | 161.8072 | 6.1252 | 0
|  | 108 | 1563.2192 | 227.0864 | 254.4247 | 229.8681 | 6.3945 | 55.7598 | 214.5328 | 340.3602 | 9.2706 | 0 |  | 108 | 1492.5135 | 210.8693 | 213.1182 | 203.0604 | 6.3945 | 118.478 | 243.7586 | 249.1277 | 8.0814 | 0 |  | 108 | 1241.4725 | 177.9954 | 208.5322 | 226.5242 | 6.5425 | 48.2746 | 217.9992 | 246.8742 | 6.9556 | 0 |  | 108 | 1200.6258 | 163.1651 | 202.7876 | 201.5722 | 6.3945 | 63.3332 | 222.6585 | 161.2502 | 6.1252 | 0
|  | 109 | 1555.8081 | 226.0978 | 253.5361 | 229.6183 | 6.3945 | 55.7207 | 214.1777 | 339.4493 | 9.2706 | 0 |  | 109 | 1485.597 | 209.9537 | 212.1873 | 202.8385 | 6.3945 | 118.3081 | 243.3659 | 248.1322 | 8.0814 | 0 |  | 109 | 1235.1177 | 177.6719 | 207.8764 | 226.237 | 6.5425 | 48.2379 | 217.6378 | 245.8877 | 6.9556 | 0 |  | 109 | 1194.858 | 162.5495 | 202.0673 | 201.3578 | 6.3945 | 63.2647 | 222.3066 | 160.704 | 6.1252 | 0
|  | 110 | 1547.7771 | 225.7209 | 252.6568 | 229.3674 | 6.3945 | 55.6816 | 213.8243 | 338.5618 | 9.2706 | 0 |  | 110 | 1478.4957 | 209.1967 | 211.2869 | 202.6122 | 6.3945 | 118.1295 | 242.9747 | 247.1518 | 8.0814 | 0 |  | 110 | 1229.6521 | 176.8146 | 206.8412 | 225.9738 | 6.5425 | 48.2012 | 217.2778 | 244.9148 | 6.9556 | 0 |  | 110 | 1189.1032 | 161.8838 | 201.3909 | 201.1366 | 6.3945 | 63.194 | 221.9563 | 160.1683 | 6.1252 | 0
|  | 111 | 1539.8662 | 225.022 | 251.9751 | 229.1208 | 6.3945 | 55.6425 | 213.4724 | 337.6971 | 9.2706 | 2 |  | 111 | 1470.7051 | 208.6043 | 210.9027 | 202.3945 | 6.3945 | 117.9425 | 242.585 | 246.1862 | 8.0814 | 0 |  | 111 | 1224.1853 | 175.9579 | 205.7953 | 225.7219 | 6.5425 | 48.1646 | 216.9193 | 243.9552 | 6.9556 | 0 |  | 111 | 1183.7054 | 161.2406 | 200.3297 | 200.9206 | 6.3945 | 63.1211 | 221.6077 | 159.6429 | 6.1252 | 0
|  | 112 | 1532.413 | 224.1566 | 251.0022 | 228.8742 | 6.3945 | 55.6033 | 213.1221 | 336.8548 | 9.2706 | 9 |  | 112 | 1463.6381 | 207.766 | 210.0407 | 202.1767 | 6.3945 | 117.7472 | 242.1967 | 245.2353 | 8.0814 | 0 |  | 112 | 1217.9142 | 175.4419 | 205.2127 | 225.4704 | 6.5425 | 48.128 | 216.5621 | 243.0085 | 6.9556 | 0 |  | 112 | 1177.7934 | 160.7893 | 199.5876 | 200.7078 | 6.3945 | 63.046 | 221.2606 | 159.1277 | 6.1252 | 0
|  | 113 | 1524.164 | 223.6644 | 250.4519 | 228.6276 | 6.3945 | 55.5642 | 212.7733 | 336.0344 | 9.2706 | 15 |  | 113 | 1456.2767 | 206.949 | 209.4519 | 201.959 | 6.3945 | 117.5437 | 241.8099 | 244.299 | 8.0814 | 0 |  | 113 | 1211.2987 | 175.0431 | 204.8572 | 225.2188 | 6.5425 | 48.0914 | 216.2062 | 242.0748 | 6.9556 | 0 |  | 113 | 1171.6655 | 160.1961 | 199.2034 | 200.4949 | 6.3945 | 62.9688 | 220.915 | 158.6224 | 6.1252 | 0
|  | 114 | 1516.7541 | 222.314 | 249.9207 | 228.381 | 6.3945 | 55.5251 | 212.426 | 335.2354 | 9.2706 | 22 |  | 114 | 1448.5964 | 206.1869 | 209.1271 | 201.7412 | 6.3945 | 117.3322 | 241.4243 | 243.377 | 8.0814 | 0 |  | 114 | 1205.1212 | 174.4658 | 204.2423 | 224.9673 | 6.5425 | 48.0549 | 215.8517 | 241.1535 | 6.9556 | 0 |  | 114 | 1165.4518 | 159.6196 | 198.8883 | 200.2821 | 6.3945 | 62.8896 | 220.5709 | 158.1269 | 6.1252 | 0
|  | 115 | 1508.9734 | 221.628 | 249.096 | 228.1344 | 6.3945 | 55.4859 | 212.0801 | 334.4574 | 9.2706 | 28 |  | 115 | 1441.0416 | 205.4631 | 208.6385 | 201.5234 | 6.3945 | 117.113 | 241.0401 | 242.4693 | 8.0814 | 0 |  | 115 | 1198.5052 | 174.1444 | 203.8099 | 224.7158 | 6.5425 | 48.0184 | 215.4984 | 240.2447 | 6.9556 | 0 |  | 115 | 1159.0024 | 159.3226 | 198.5293 | 200.0693 | 6.3945 | 62.8084 | 220.2281 | 157.6409 | 6.1252 | 0
|  | 116 | 1501.3989 | 220.7396 | 248.2674 | 227.8878 | 6.3945 | 55.4468 | 211.7356 | 333.6998 | 9.2706 | 35 |  | 116 | 1433.5622 | 204.8713 | 207.9424 | 201.3057 | 6.3945 | 116.8861 | 240.6571 | 241.5755 | 8.0814 | 0 |  | 116 | 1191.8607 | 173.7391 | 203.49 | 224.4642 | 6.5425 | 47.982 | 215.1464 | 239.3479 | 6.9556 | 0 |  | 116 | 1152.8341 | 158.8949 | 198.02 | 199.8564 | 6.3945 | 62.7251 | 219.8867 | 157.1641 | 6.1252 | 0
|  | 117 | 1493.728 | 219.8629 | 247.5294 | 227.6354 | 6.3945 | 55.4076 | 211.3924 | 332.9623 | 9.2706 | 41 |  | 117 | 1426.2376 | 204.2182 | 207.1602 | 201.0806 | 6.3945 | 116.6517 | 240.2753 | 240.6956 | 8.0814 | 0 |  | 117 | 1185.7034 | 173.1118 | 202.914 | 224.2035 | 6.5425 | 47.9455 | 214.7956 | 238.4629 | 6.9556 | 0 |  | 117 | 1146.763 | 158.4029 | 197.4829 | 199.6384 | 6.3945 | 62.64 | 219.5464 | 156.6965 | 6.1252 | 0
|  | 118 | 1486.2618 | 218.9154 | 246.658 | 227.3824 | 6.3945 | 55.3685 | 211.0506 | 332.2443 | 9.2706 | 48 |  | 118 | 1419.1411 | 203.2462 | 206.4692 | 200.8552 | 6.3945 | 116.41 | 239.8946 | 239.8294 | 8.0814 | 0 |  | 118 | 1179.7824 | 172.3115 | 202.2701 | 223.9475 | 6.5425 | 47.9091 | 214.446 | 237.5896 | 6.9556 | 0 |  | 118 | 1141.0888 | 157.7603 | 196.7004 | 199.4196 | 6.3945 | 62.553 | 219.2074 | 156.2378 | 6.1252 | 0
|  | 119 | 1478.8558 | 217.9026 | 245.7918 | 227.1293 | 6.3945 | 55.3293 | 210.7099 | 331.5453 | 9.2706 | 54 |  | 119 | 1411.8191 | 202.4459 | 205.832 | 200.6298 | 6.3945 | 116.1612 | 239.515 | 238.9767 | 8.0814 | 0 |  | 119 | 1173.8842 | 171.5425 | 201.572 | 223.6914 | 6.5425 | 47.8727 | 214.0975 | 236.7277 | 6.9556 | 0 |  | 119 | 1135.4331 | 156.9944 | 196.0224 | 199.201 | 6.3945 | 62.4641 | 218.8696 | 155.7877 | 6.1252 | 0
|  | 120 | 1471.1829 | 217.0851 | 244.9971 | 226.8763 | 6.3945 | 55.2901 | 210.3705 | 330.8649 | 9.2706 | 61 |  | 120 | 1404.847 | 201.1393 | 205.3511 | 200.4043 | 6.3945 | 115.9054 | 239.1365 | 238.1374 | 8.0814 | 0 |  | 120 | 1167.7701 | 171.0738 | 200.7896 | 223.4354 | 6.5425 | 47.8362 | 213.7501 | 235.877 | 6.9556 | 0 |  | 120 | 1129.555 | 156.4964 | 195.299 | 198.9823 | 6.3945 | 62.3734 | 218.5328 | 155.3461 | 6.1252 | 0
|  | 121 | 1463.5457 | 216.0624 | 244.4214 | 226.5739 | 6.3945 | 55.2509 | 210.0323 | 330.2026 | 9.2706 | 67 |  | 121 | 1397.9928 | 200.2181 | 204.4266 | 200.1194 | 6.3945 | 115.6429 | 238.759 | 237.3113 | 8.0814 | 0 |  | 121 | 1162.0487 | 170.3068 | 199.9525 | 223.1396 | 6.5425 | 47.7998 | 213.4037 | 235.0371 | 6.9556 | 0 |  | 121 | 1123.7365 | 155.8313 | 194.7019 | 198.745 | 6.3945 | 62.2809 | 218.197 | 154.9128 | 6.1252 | 0
|  | 122 | 1455.8977 | 214.9818 | 243.8773 | 226.3085 | 6.3945 | 55.2117 | 209.6951 | 329.5579 | 9.2706 | 74 |  | 122 | 1390.7258 | 199.4774 | 203.6874 | 199.8812 | 6.3945 | 115.3737 | 238.3824 | 236.4982 | 8.0814 | 3 |  | 122 | 1155.9089 | 169.5071 | 199.5543 | 222.856 | 6.5425 | 47.7634 | 213.0584 | 234.208 | 6.9556 | 0 |  | 122 | 1117.9758 | 155.1639 | 194.0654 | 198.4914 | 6.3945 | 62.1868 | 217.8622 | 154.4875 | 6.1252 | 0
|  | 123 | 1447.7461 | 214.3042 | 243.4199 | 226.057 | 6.3945 | 55.1725 | 209.3591 | 328.9303 | 9.2706 | 81 |  | 123 | 1383.1527 | 198.6449 | 203.3368 | 199.6525 | 6.3945 | 115.098 | 238.0068 | 235.6979 | 8.0814 | 8 |  | 123 | 1150.2194 | 168.6655 | 198.7273 | 222.5928 | 6.5425 | 47.7269 | 212.7141 | 233.3892 | 6.9556 | 0 |  | 123 | 1112.1459 | 154.5215 | 193.4431 | 198.2678 | 6.3945 | 62.0909 | 217.5282 | 154.0701 | 6.1252 | 0
|  | 124 | 1440.2813 | 213.3471 | 242.5805 | 225.7802 | 6.3945 | 55.1333 | 209.024 | 328.3194 | 9.2706 | 87 |  | 124 | 1375.6035 | 198.029 | 202.7637 | 199.4058 | 6.3945 | 114.8161 | 237.6319 | 234.9103 | 8.0814 | 12 |  | 124 | 1144.1872 | 167.8873 | 198.1902 | 222.319 | 6.5425 | 47.6904 | 212.3708 | 232.5807 | 6.9556 | 0 |  | 124 | 1106.2836 | 153.8841 | 192.8525 | 198.0401 | 6.3945 | 61.9934 | 217.1952 | 153.6603 | 6.1252 | 0
|  | 125 | 1432.897 | 212.3762 | 241.6745 | 225.5034 | 6.3945 | 55.0941 | 208.69 | 327.7247 | 9.2706 | 94 |  | 125 | 1368.1559 | 197.1648 | 202.3373 | 199.159 | 6.3945 | 114.5281 | 237.2579 | 234.1353 | 8.0814 | 16 |  | 125 | 1137.9454 | 167.2505 | 197.7189 | 222.0477 | 6.5425 | 47.6539 | 212.0283 | 231.7822 | 6.9556 | 0 |  | 125 | 1100.5464 | 153.0921 | 192.2947 | 197.8087 | 6.3945 | 61.8943 | 216.8629 | 153.2579 | 6.1252 | 0
|  | 126 | 1424.4864 | 211.9448 | 241.2553 | 225.2266 | 6.3945 | 55.0548 | 208.3569 | 327.1457 | 9.2706 | 100 |  | 126 | 1360.4646 | 196.5606 | 201.8945 | 198.9123 | 6.3945 | 114.2341 | 236.8847 | 233.3726 | 8.0814 | 20 |  | 126 | 1131.3475 | 166.9207 | 197.2965 | 221.7764 | 6.5425 | 47.6173 | 211.6868 | 230.9933 | 6.9556 | 0 |  | 126 | 1094.4699 | 152.5249 | 191.8518 | 197.5773 | 6.3945 | 61.7937 | 216.5313 | 152.8628 | 6.1252 | 0
|  | 127 | 1416.4305 | 211.1559 | 240.8387 | 224.9497 | 6.3945 | 55.0155 | 208.0247 | 326.5819 | 9.2706 | 107 |  | 127 | 1352.909 | 195.7296 | 201.5428 | 198.6656 | 6.3945 | 113.9343 | 236.5122 | 232.622 | 8.0814 | 24 |  | 127 | 1124.8095 | 166.5708 | 196.8343 | 221.5052 | 6.5425 | 47.5808 | 211.3462 | 230.214 | 6.9556 | 0 |  | 127 | 1088.3318 | 152.0636 | 191.3643 | 197.3459 | 6.3945 | 61.6915 | 216.2004 | 152.4747 | 6.1252 | 0
|  | 128 | 1408.7641 | 210.3812 | 240.0186 | 224.6729 | 6.3945 | 54.9763 | 207.6933 | 326.0328 | 9.2706 | 114 |  | 128 | 1345.1414 | 195.167 | 201.1347 | 198.4189 | 6.3945 | 113.6289 | 236.1403 | 231.8835 | 8.0814 | 29 |  | 128 | 1118.5681 | 165.9477 | 196.3489 | 221.2339 | 6.5425 | 47.5441 | 211.0064 | 229.4439 | 6.9556 | 0 |  | 128 | 1082.128 | 151.606 | 190.939 | 197.1145 | 6.3945 | 61.5879 | 215.8701 | 152.0933 | 6.1252 | 0
|  | 129 | 1400.7912 | 209.64 | 239.4714 | 224.3961 | 6.3945 | 54.9369 | 207.3628 | 325.498 | 9.2706 | 120 |  | 129 | 1337.9301 | 194.2598 | 200.515 | 198.1721 | 6.3945 | 113.3181 | 235.769 | 231.1568 | 8.0814 | 33 |  | 129 | 1112.6518 | 165.2645 | 195.5983 | 220.9626 | 6.5425 | 47.5074 | 210.6673 | 228.6829 | 6.9556 | 0 |  | 129 | 1075.9609 | 151.0894 | 190.5359 | 196.8832 | 6.3945 | 61.4828 | 215.5403 | 151.7186 | 6.1252 | 0
|  | 130 | 1393.7482 | 208.289 | 238.6041 | 224.1193 | 6.3945 | 54.8976 | 207.033 | 324.9771 | 9.2706 | 127 |  | 130 | 1331.1644 | 193.3148 | 199.4874 | 197.9254 | 6.3945 | 113.002 | 235.3983 | 230.4418 | 8.0814 | 37 |  | 130 | 1106.6184 | 164.8569 | 194.6892 | 220.6914 | 6.5425 | 47.4707 | 210.3291 | 227.9306 | 6.9556 | 0 |  | 130 | 1070.5361 | 150.4177 | 189.5455 | 196.6518 | 6.3945 | 61.3764 | 215.211 | 151.3502 | 6.1252 | 0
|  | 131 | 1386.6207 | 207.2869 | 237.4725 | 223.8425 | 6.3945 | 54.8583 | 206.7039 | 324.4694 | 9.2706 | 133 |  | 131 | 1324.0696 | 192.385 | 198.7739 | 197.6787 | 6.3945 | 112.6808 | 235.0282 | 229.7383 | 8.0814 | 41 |  | 131 | 1100.8216 | 163.9734 | 194.0196 | 220.4201 | 6.5425 | 47.4339 | 209.9915 | 227.1868 | 6.9556 | 0 |  | 131 | 1065.1073 | 149.5516 | 188.7537 | 196.4204 | 6.3945 | 61.2686 | 214.8822 | 150.988 | 6.1252 | 0
|  | 132 | 1379.2968 | 206.3585 | 236.4635 | 223.5657 | 6.3945 | 54.8189 | 206.3756 | 323.9746 | 9.2706 | 140 |  | 132 | 1316.9611 | 191.3307 | 198.1984 | 197.432 | 6.3945 | 112.3547 | 234.6584 | 229.0462 | 8.0814 | 45 |  | 132 | 1095.3949 | 162.9184 | 193.1513 | 220.1488 | 6.5425 | 47.397 | 209.6547 | 226.4514 | 6.9556 | 0 |  | 132 | 1059.6593 | 148.6082 | 188.0582 | 196.189 | 6.3945 | 61.1595 | 214.5537 | 150.6318 | 6.1252 | 0
|  | 133 | 1372.1143 | 205.4266 | 235.3168 | 223.2889 | 6.3945 | 54.7796 | 206.0478 | 323.4921 | 9.2706 | 147 |  | 133 | 1309.7624 | 190.7502 | 197.2393 | 197.1852 | 6.3945 | 112.0238 | 234.2892 | 228.3652 | 8.0814 | 50 |  | 133 | 1089.7119 | 161.9807 | 192.4219 | 219.8776 | 6.5425 | 47.36 | 209.3185 | 225.724 | 6.9556 | 0 |  | 133 | 1054.0531 | 147.8382 | 187.3477 | 195.9576 | 6.3945 | 61.0492 | 214.2255 | 150.2813 | 6.1252 | 0
|  | 134 | 1364.4038 | 204.607 | 234.5855 | 223.0121 | 6.3945 | 54.7402 | 205.7207 | 323.0215 | 9.2706 | 153 |  | 134 | 1303.077 | 189.4532 | 196.4835 | 196.9385 | 6.3945 | 111.6883 | 233.9202 | 227.6953 | 8.0814 | 54 |  | 134 | 1083.828 | 161.0125 | 191.924 | 219.6063 | 6.5425 | 47.323 | 208.9829 | 225.0045 | 6.9556 | 0 |  | 134 | 1048.1321 | 147.2842 | 186.7359 | 195.7263 | 6.3945 | 60.9376 | 213.8976 | 149.9364 | 6.1252 | 0
|  | 135 | 1356.5693 | 203.9779 | 233.7878 | 222.7353 | 6.3945 | 54.7007 | 205.3941 | 322.5624 | 9.2706 | 160 |  | 135 | 1295.7761 | 188.8021 | 195.6972 | 196.6918 | 6.3945 | 111.3484 | 233.5516 | 227.0361 | 8.0814 | 58 |  | 135 | 1077.9692 | 159.9157 | 191.5296 | 219.335 | 6.5425 | 47.2859 | 208.6479 | 224.2926 | 6.9556 | 0 |  | 135 | 1042.772 | 146.1495 | 186.1439 | 195.4949 | 6.3945 | 60.8249 | 213.5698 | 149.5968 | 6.1252 | 0
|  | 136 | 1349.5966 | 202.7492 | 232.728 | 222.4584 | 6.3945 | 54.6613 | 205.068 | 322.1142 | 9.2706 | 167 |  | 136 | 1288.6494 | 187.8172 | 195.0706 | 196.4451 | 6.3945 | 111.0042 | 233.1833 | 226.3877 | 8.0814 | 62 |  | 136 | 1072.0569 | 159.2387 | 190.7689 | 219.0638 | 6.5425 | 47.2486 | 208.3135 | 223.588 | 6.9556 | 0 |  | 136 | 1037.2775 | 145.3547 | 185.3464 | 195.2635 | 6.3945 | 60.711 | 213.2422 | 149.2623 | 6.1252 | 0
|  | 137 | 1342.2231 | 201.8439 | 231.7456 | 222.1816 | 6.3945 | 54.6218 | 204.7424 | 321.6764 | 9.2706 | 173 |  | 137 | 1281.2746 | 187.1309 | 194.3935 | 196.1983 | 6.3945 | 110.6559 | 232.8152 | 225.7497 | 8.0814 | 67 |  | 137 | 1065.7381 | 158.7014 | 190.2749 | 218.7925 | 6.5425 | 47.2113 | 207.9796 | 222.8905 | 6.9556 | 0 |  | 137 | 1030.7998 | 145.0461 | 185.0459 | 195.0321 | 6.3945 | 60.596 | 212.9147 | 148.9327 | 6.1252 | 0
|  | 138 | 1334.8273 | 200.8568 | 230.8672 | 221.9048 | 6.3945 | 54.5824 | 204.4171 | 321.2486 | 9.2706 | 180 |  | 138 | 1274.5707 | 186.2759 | 193.2141 | 195.9516 | 6.3945 | 110.3038 | 232.4473 | 225.1221 | 8.0814 | 71 |  | 138 | 1059.8105 | 158.1106 | 189.4433 | 218.5212 | 6.5425 | 47.1739 | 207.6462 | 222.2 | 6.9556 | 0 |  | 138 | 1025.0121 | 144.4817 | 184.3113 | 194.8007 | 6.3945 | 60.48 | 212.5871 | 148.6079 | 6.1252 | 0
|  | 139 | 1326.9607 | 200.0723 | 230.257 | 221.628 | 6.3945 | 54.5428 | 204.0923 | 320.8303 | 9.2706 | 186 |  | 139 | 1267.0489 | 185.5652 | 192.7084 | 195.7049 | 6.3945 | 109.9478 | 232.0796 | 224.5047 | 8.0814 | 75 |  | 139 | 1053.5045 | 157.66 | 188.8499 | 218.25 | 6.5425 | 47.1363 | 207.3132 | 221.516 | 6.9556 | 0 |  | 139 | 1018.9805 | 144.1305 | 183.6073 | 194.5694 | 6.3945 | 60.363 | 212.2596 | 148.2876 | 6.1252 | 0
|  | 140 | 1318.8684 | 199.3005 | 229.8598 | 221.3512 | 6.3945 | 54.5033 | 203.7678 | 320.421 | 9.2706 | 193 |  | 140 | 1259.1686 | 185.0826 | 192.333 | 195.4582 | 6.3945 | 109.5883 | 231.7119 | 223.8972 | 8.0814 | 79 |  | 140 | 1047.1004 | 157.1573 | 188.4067 | 217.9787 | 6.5425 | 47.0987 | 206.9806 | 220.8385 | 6.9556 | 0 |  | 140 | 1012.5139 | 143.8079 | 183.3097 | 194.338 | 6.3945 | 60.245 | 211.9319 | 147.9715 | 6.1252 | 0
|  | 141 | 1310.5382 | 198.9743 | 229.2567 | 221.0727 | 6.3945 | 54.4637 | 203.4435 | 320.0203 | 9.2706 | 200 |  | 141 | 1251.4561 | 184.4846 | 191.9025 | 195.2141 | 6.3945 | 109.2254 | 231.3442 | 223.2996 | 8.0814 | 84 |  | 141 | 1040.7412 | 156.7395 | 187.8317 | 217.7094 | 6.5425 | 47.0609 | 206.6485 | 220.1672 | 6.9556 | 0 |  | 141 | 1006.5795 | 143.2275 | 182.7377 | 194.1066 | 6.3945 | 60.1261 | 211.604 | 147.6595 | 6.1252 | 0
|  | 142 | 1302.8823 | 198.1033 | 228.5099 | 220.8084 | 6.3945 | 54.4242 | 203.1195 | 319.6276 | 9.2706 | 206 |  | 142 | 1243.8393 | 183.8219 | 191.4551 | 194.9562 | 6.3945 | 108.8593 | 230.9765 | 222.7116 | 8.0814 | 88 |  | 142 | 1034.1291 | 156.4917 | 187.3432 | 217.4365 | 6.5425 | 47.023 | 206.3167 | 219.5018 | 6.9556 | 0 |  | 142 | 1000.1837 | 143.0754 | 182.1996 | 193.8743 | 6.3945 | 60.0063 | 211.276 | 147.3515 | 6.1252 | 0
|  | 143 | 1294.5298 | 197.4411 | 228.2357 | 220.5592 | 6.3945 | 54.3845 | 202.7957 | 319.2425 | 9.2706 | 213 |  | 143 | 1235.9465 | 183.2336 | 191.1817 | 194.7257 | 6.3945 | 108.49 | 230.6088 | 222.1332 | 8.0814 | 92 |  | 143 | 1028.095 | 155.7106 | 186.8036 | 217.17 | 6.5425 | 46.9849 | 205.9852 | 218.8421 | 6.9556 | 0 |  | 143 | 994.2319 | 142.4338 | 181.7149 | 193.6344 | 6.3945 | 59.8856 | 210.9476 | 147.047 | 6.1252 | 0
|  | 144 | 1286.7255 | 196.2774 | 227.9127 | 220.3121 | 6.3945 | 54.3449 | 202.4721 | 318.8646 | 9.2706 | 219 |  | 144 | 1228.9314 | 182.0437 | 190.625 | 194.5023 | 6.3945 | 108.1179 | 230.2409 | 221.5641 | 8.0814 | 96 |  | 144 | 1022.2938 | 154.7936 | 186.1421 | 216.9284 | 6.5425 | 46.9468 | 205.654 | 218.1878 | 6.9556 | 0 |  | 144 | 988.7989 | 141.4621 | 181.0244 | 193.4114 | 6.3945 | 59.7642 | 210.6189 | 146.7461 | 6.1252 | 0
|  | 145 | 1278.852 | 195.5772 | 227.1943 | 220.0661 | 6.3945 | 54.3052 | 202.1485 | 318.4933 | 9.2706 | 226 |  | 145 | 1221.8446 | 181.2001 | 189.7936 | 194.2793 | 6.3945 | 107.743 | 229.8729 | 221.0041 | 8.0814 | 100 |  | 145 | 1015.8309 | 154.4417 | 185.5737 | 216.6904 | 6.5425 | 46.9084 | 205.323 | 217.5388 | 6.9556 | 0 |  | 145 | 982.6555 | 140.8145 | 180.7203 | 193.1883 | 6.3945 | 59.642 | 210.2898 | 146.4483 | 6.1252 | 0
|  | 146 | 1270.9116 | 194.9124 | 226.5194 | 219.8081 | 6.3945 | 54.2655 | 201.8251 | 318.1281 | 9.2706 | 232 |  | 146 | 1214.3824 | 180.3888 | 189.322 | 194.0394 | 6.3945 | 107.3656 | 229.5047 | 220.4531 | 8.0814 | 105 |  | 146 | 1009.9803 | 153.4899 | 184.9898 | 216.4553 | 6.5425 | 46.8699 | 204.9922 | 216.8948 | 6.9556 | 0 |  | 146 | 976.8915 | 139.9989 | 180.2005 | 192.9696 | 6.3945 | 59.5191 | 209.9602 | 146.1536 | 6.1252 | 0
|  | 147 | 1263.3615 | 194.2103 | 225.4865 | 219.5552 | 6.3945 | 54.2258 | 201.5016 | 317.7686 | 9.2706 | 239 |  | 147 | 1207.1274 | 179.5398 | 188.6718 | 193.8086 | 6.3945 | 106.9858 | 229.1362 | 219.911 | 8.0814 | 109 |  | 147 | 1004.0976 | 152.7452 | 184.2526 | 216.1986 | 6.5425 | 46.8313 | 204.6617 | 216.2555 | 6.9556 | 0 |  | 147 | 971.295 | 139.2729 | 179.4385 | 192.7358 | 6.3945 | 59.3955 | 209.6301 | 145.8618 | 6.1252 | 0
|  | 148 | 1255.6592 | 193.4507 | 224.7276 | 219.3023 | 6.3945 | 54.186 | 201.1781 | 317.4144 | 9.2706 | 245 |  | 148 | 1199.4854 | 179.0048 | 188.1132 | 193.5792 | 6.3945 | 106.6037 | 228.7675 | 219.3775 | 8.0814 | 113 |  | 148 | 998.0696 | 151.9211 | 183.7266 | 215.9555 | 6.5425 | 46.7925 | 204.3312 | 215.6207 | 6.9556 | 0 |  | 148 | 965.2185 | 138.6997 | 178.9943 | 192.5116 | 6.3945 | 59.2713 | 209.2995 | 145.5725 | 6.1252 | 0
|  | 149 | 1247.6486 | 192.8229 | 224.1502 | 219.0525 | 6.3945 | 54.1462 | 200.8546 | 317.0648 | 9.2706 | 252 |  | 149 | 1192.4923 | 178.0818 | 187.3089 | 193.3548 | 6.3945 | 106.2196 | 228.3983 | 218.8525 | 8.0814 | 117 |  | 149 | 991.8112 | 151.2893 | 183.2535 | 215.7124 | 6.5425 | 46.7535 | 204.0009 | 214.9903 | 6.9556 | 0 |  | 149 | 959.4432 | 137.9192 | 178.4335 | 192.2874 | 6.3945 | 59.1465 | 208.9682 | 145.2857 | 6.1252 | 0
|  | 150 | 1240.4837 | 192.1079 | 222.8183 | 218.7987 | 6.3945 | 54.1064 | 200.5309 | 316.7195 | 9.2706 | 258 |  | 150 | 1184.9124 | 177.6886 | 186.568 | 193.1242 | 6.3945 | 105.8336 | 228.0288 | 218.3358 | 8.0814 | 122 |  | 150 | 985.6748 | 150.5786 | 182.7317 | 215.4769 | 6.5425 | 46.7144 | 203.6707 | 214.3638 | 6.9556 | 0 |  | 150 | 953.3903 | 137.3792 | 177.8967 | 192.072 | 6.3945 | 59.0212 | 208.6361 | 145.0011 | 6.1252 | 0
|  | 151 | 1233.1319 | 191.0285 | 222.0377 | 218.545 | 6.3945 | 54.0665 | 200.2071 | 316.378 | 9.2706 | 264 |  | 151 | 1177.3844 | 177.1675 | 185.9039 | 192.8926 | 6.3945 | 105.4459 | 227.6588 | 217.8272 | 8.0814 | 126 |  | 151 | 979.685 | 150.1604 | 181.7819 | 215.2302 | 6.5425 | 46.675 | 203.3405 | 213.7412 | 6.9556 | 0 |  | 151 | 947.8741 | 136.6093 | 177.0627 | 191.8472 | 6.3945 | 58.8953 | 208.3034 | 144.7185 | 6.1252 | 0
|  | 152 | 1225.3718 | 190.3153 | 221.2993 | 218.2913 | 6.3945 | 54.0266 | 199.8831 | 316.0398 | 9.2706 | 271 |  | 152 | 1170.3451 | 176.1779 | 185.2198 | 192.6611 | 6.3945 | 105.0566 | 227.2884 | 217.3267 | 8.0814 | 130 |  | 152 | 973.5847 | 149.4211 | 181.264 | 214.9831 | 6.5425 | 46.6355 | 203.0103 | 213.1221 | 6.9556 | 0 |  | 152 | 942.0627 | 136.0914 | 176.2735 | 191.6208 | 6.3945 | 58.769 | 207.9698 | 144.4376 | 6.1252 | 0
|  | 153 | 1217.947 | 189.3176 | 220.5036 | 218.0439 | 6.3945 | 53.9867 | 199.5588 | 315.7044 | 9.2706 | 277 |  | 153 | 1162.7787 | 175.4412 | 184.8049 | 192.4345 | 6.3945 | 104.6659 | 226.9173 | 216.834 | 8.0814 | 134 |  | 153 | 967.2047 | 148.9363 | 180.7714 | 214.736 | 6.5425 | 46.5958 | 202.6801 | 212.5063 | 6.9556 | 0 |  | 153 | 935.9931 | 135.6518 | 175.6639 | 191.3944 | 6.3945 | 58.6423 | 207.6353 | 144.1583 | 6.1252 | 0
|  | 154 | 1210.1784 | 188.5454 | 219.8246 | 217.798 | 6.3945 | 53.9467 | 199.2343 | 315.3713 | 9.2706 | 284 |  | 154 | 1155.0756 | 174.8466 | 184.3801 | 192.2122 | 6.3945 | 104.2741 | 226.5457 | 216.3489 | 8.0814 | 138 |  | 154 | 960.7988 | 148.4679 | 180.2746 | 214.5028 | 6.5425 | 46.5559 | 202.3498 | 211.8937 | 6.9556 | 0 |  | 154 | 929.5132 | 135.4257 | 175.24 | 191.1795 | 6.3945 | 58.5152 | 207.2999 | 143.8804 | 6.1252 | 0
|  | 155 | 1201.9274 | 188.1011 | 219.3003 | 217.5521 | 6.3945 | 53.9067 | 198.9094 | 315.0401 | 9.2706 | 290 |  | 155 | 1147.3927 | 174.4828 | 183.7061 | 191.9883 | 6.3945 | 103.8812 | 226.1735 | 215.8713 | 8.0814 | 142 |  | 155 | 954.3267 | 148.1261 | 179.7218 | 214.2648 | 6.5425 | 46.5157 | 202.0194 | 211.2839 | 6.9556 | 0 |  | 155 | 923.3781 | 135.03 | 174.6419 | 190.9634 | 6.3945 | 58.3877 | 206.9635 | 143.6037 | 6.1252 | 0
|  | 156 | 1193.7236 | 187.5402 | 218.8454 | 217.3062 | 6.3945 | 53.8666 | 198.5841 | 314.7103 | 9.2706 | 290 |  | 156 | 1139.7421 | 173.9454 | 183.1733 | 191.7644 | 6.3945 | 103.4874 | 225.8005 | 215.401 | 8.0814 | 147 |  | 156 | 947.9906 | 147.6304 | 179.1873 | 214.0267 | 6.5425 | 46.4754 | 201.6889 | 210.6767 | 6.9556 | 0 |  | 156 | 917.2127 | 134.5466 | 174.162 | 190.7471 | 6.3945 | 58.26 | 206.6261 | 143.3279 | 6.1252 | 0
|  | 157 | 1185.9964 | 186.6764 | 218.2155 | 217.0616 | 6.3945 | 53.8265 | 198.2585 | 314.3814 | 9.2706 | 296 |  | 157 | 1132.2167 | 173.1398 | 182.7836 | 191.5405 | 6.3945 | 103.0929 | 225.4268 | 214.9379 | 8.0814 | 151 |  | 157 | 941.5291 | 147.4881 | 178.4246 | 213.7887 | 6.5425 | 46.4349 | 201.3582 | 210.0719 | 6.9556 | 0 |  | 157 | 910.781 | 134.2351 | 173.7765 | 190.5308 | 6.3945 | 58.132 | 206.2875 | 143.0528 | 6.1252 | 0
|  | 158 | 1178.1539 | 185.9469 | 217.5709 | 216.8126 | 6.3945 | 53.7864 | 197.9323 | 314.053 | 9.2706 | 296 |  | 158 | 1124.342 | 172.6246 | 182.4435 | 191.3258 | 6.3945 | 102.6979 | 225.0524 | 214.4817 | 8.0814 | 155 |  | 158 | 935.302 | 146.9221 | 177.8406 | 213.5614 | 6.5425 | 46.3941 | 201.0274 | 209.4692 | 6.9556 | 0 |  | 158 | 904.4801 | 133.8581 | 173.3189 | 190.3214 | 6.3945 | 58.0038 | 205.9478 | 142.7783 | 6.1252 | 0
|  | 159 | 1170.406 | 185.136 | 216.9387 | 216.5381 | 6.3945 | 53.7462 | 197.6057 | 313.7245 | 9.2706 | 303 |  | 159 | 1116.9311 | 171.8589 | 181.9241 | 191.0771 | 6.3945 | 102.3025 | 224.6771 | 214.0324 | 8.0814 | 159 |  | 159 | 928.7284 | 146.3595 | 177.5989 | 213.3346 | 6.5425 | 46.3531 | 200.6963 | 208.8685 | 6.9556 | 0 |  | 159 | 898.4513 | 133.4217 | 172.6615 | 190.0989 | 6.3945 | 57.8755 | 205.6068 | 142.5041 | 6.1252 | 0
|  | 160 | 1162.6813 | 184.4752 | 216.1332 | 216.2635 | 6.3945 | 53.706 | 197.2785 | 313.3954 | 9.2706 | 303 |  | 160 | 1110.0993 | 170.6219 | 181.2996 | 190.8258 | 6.3945 | 101.9069 | 224.3009 | 213.5897 | 8.0814 | 163 |  | 160 | 922.6095 | 145.7738 | 176.9573 | 213.0764 | 6.5425 | 46.3119 | 200.3649 | 208.2694 | 6.9556 | 0 |  | 160 | 892.5096 | 132.6298 | 172.2864 | 189.8626 | 6.3945 | 57.747 | 205.2646 | 142.23 | 6.1252 | 0
|  | 161 | 1154.3642 | 183.8854 | 215.8526 | 215.9854 | 6.3945 | 53.6657 | 196.9507 | 313.0654 | 9.2706 | 309 |  | 161 | 1102.903 | 170.1511 | 180.2788 | 190.569 | 6.3945 | 101.5113 | 223.9237 | 213.1534 | 8.0814 | 167 |  | 161 | 916.5344 | 145.0282 | 176.4367 | 212.8131 | 6.5425 | 46.2704 | 200.0333 | 207.6717 | 6.9556 | 0 |  | 161 | 886.5676 | 132.0424 | 171.7092 | 189.6243 | 6.3945 | 57.6184 | 204.921 | 141.9558 | 6.1252 | 0
|  | 162 | 1147.0082 | 182.9427 | 214.9645 | 215.7067 | 6.3945 | 53.6254 | 196.6223 | 312.7339 | 9.2706 | 309 |  | 162 | 1095.3396 | 169.481 | 179.8238 | 190.3129 | 6.3945 | 101.1158 | 223.5456 | 212.7235 | 8.0814 | 171 |  | 162 | 910.4276 | 144.3167 | 175.9111 | 212.5527 | 6.5425 | 46.2287 | 199.7013 | 207.0752 | 6.9556 | 0 |  | 162 | 880.5499 | 131.4856 | 171.1781 | 189.3849 | 6.3945 | 57.4898 | 204.5759 | 141.6813 | 6.1252 | 0
|  | 163 | 1139.3438 | 181.9293 | 214.4554 | 215.428 | 6.3945 | 53.5851 | 196.2932 | 312.4004 | 9.2706 | 315 |  | 163 | 1088.0646 | 168.5352 | 179.3561 | 190.0568 | 6.3945 | 100.7206 | 223.1665 | 212.2998 | 8.0814 | 175 |  | 163 | 904.5922 | 143.5425 | 175.1766 | 212.2922 | 6.5425 | 46.1867 | 199.3689 | 206.4797 | 6.9556 | 0 |  | 163 | 874.6904 | 130.7611 | 170.6566 | 189.1455 | 6.3945 | 57.3611 | 204.2294 | 141.4063 | 6.1252 | 0
|  | 164 | 1131.8668 | 180.9869 | 213.6879 | 215.1494 | 6.3945 | 53.5447 | 195.9633 | 312.0646 | 9.2706 | 315 |  | 164 | 1081.1553 | 167.3386 | 178.7733 | 189.8007 | 6.3945 | 100.326 | 222.7863 | 211.8819 | 8.0814 | 179 |  | 164 | 898.2748 | 143.0536 | 174.6391 | 212.0317 | 6.5425 | 46.1445 | 199.0362 | 205.885 | 6.9556 | 0 |  | 164 | 868.9654 | 130.0838 | 169.9533 | 188.9061 | 6.3945 | 57.2326 | 203.8814 | 141.1305 | 6.1252 | 0
|  | 165 | 1124.4299 | 180.0195 | 212.9055 | 214.8707 | 6.3945 | 53.5043 | 195.6327 | 311.7258 | 9.2706 | 321 |  | 165 | 1074.3089 | 166.2443 | 178.0255 | 189.5446 | 6.3945 | 99.9319 | 222.405 | 211.4699 | 8.0814 | 183 |  | 165 | 892.4567 | 142.3062 | 173.8605 | 211.7712 | 6.5425 | 46.102 | 198.703 | 205.2907 | 6.9556 | 0 |  | 165 | 863.2271 | 129.4306 | 169.2392 | 188.6667 | 6.3945 | 57.1041 | 203.5318 | 140.8539 | 6.1252 | 0
|  | 166 | 1116.5681 | 179.3363 | 212.2636 | 214.592 | 6.3945 | 53.4638 | 195.3013 | 311.3836 | 9.2706 | 321 |  | 166 | 1066.6746 | 165.6602 | 177.5554 | 189.2885 | 6.3945 | 99.5387 | 222.0225 | 211.0636 | 8.0814 | 188 |  | 166 | 886.2465 | 141.7212 | 173.3117 | 211.5107 | 6.5425 | 46.0592 | 198.3693 | 204.6966 | 6.9556 | 0 |  | 166 | 857.4477 | 128.7449 | 168.5986 | 188.4273 | 6.3945 | 56.9757 | 203.1806 | 140.5761 | 6.1252 | 0
|  | 167 | 1108.5462 | 178.7223 | 211.7126 | 214.3133 | 6.3945 | 53.4233 | 194.969 | 311.0375 | 9.2706 | 327 |  | 167 | 1059.0115 | 165.2511 | 176.9391 | 189.0323 | 6.3945 | 99.1465 | 221.6388 | 210.6627 | 8.0814 | 192 |  | 167 | 880.099 | 141.0819 | 172.7545 | 211.2502 | 6.5425 | 46.0161 | 198.0352 | 204.1026 | 6.9556 | 0 |  | 167 | 851.2737 | 128.256 | 168.156 | 188.188 | 6.3945 | 56.8475 | 202.8276 | 140.2969 | 6.1252 | 0
|  | 168 | 1101.4477 | 177.4341 | 210.9125 | 214.0346 | 6.3945 | 53.3827 | 194.6359 | 310.6872 | 9.2706 | 327 |  | 168 | 1051.4533 | 164.6742 | 176.3857 | 188.7762 | 6.3945 | 98.7554 | 221.2538 | 210.2671 | 8.0814 | 196 |  | 168 | 873.4573 | 140.7015 | 172.4326 | 210.9897 | 6.5425 | 45.9728 | 197.7005 | 203.5083 | 6.9556 | 0 |  | 168 | 844.9594 | 127.6607 | 167.9599 | 187.9486 | 6.3945 | 56.7195 | 202.4729 | 140.0162 | 6.1252 | 0
|  | 169 | 1093.7676 | 176.7997 | 210.0569 | 213.7392 | 6.3945 | 53.3421 | 194.3017 | 310.332 | 9.2706 | 334 |  | 169 | 1044.1996 | 163.8233 | 175.8059 | 188.5159 | 6.3945 | 98.3656 | 220.8674 | 209.8766 | 8.0814 | 200 |  | 169 | 867.0405 | 140.0795 | 172.1273 | 210.7292 | 6.5425 | 45.9292 | 197.3652 | 202.9136 | 6.9556 | 0 |  | 169 | 838.6347 | 127.2639 | 167.5759 | 187.7092 | 6.3945 | 56.5918 | 202.1164 | 139.7337 | 6.1252 | 0
|  | 170 | 1086.1641 | 176.1012 | 209.1795 | 213.453 | 6.3945 | 53.3014 | 193.9666 | 309.9715 | 9.2706 | 334 |  | 170 | 1036.9942 | 162.9048 | 175.3002 | 188.2009 | 6.3945 | 97.9774 | 220.4798 | 209.4911 | 8.0814 | 203 |  | 170 | 861.0167 | 139.5063 | 171.4238 | 210.4252 | 6.5425 | 45.8853 | 197.0293 | 202.3182 | 6.9556 | 0 |  | 170 | 832.3622 | 127.0344 | 167.0052 | 187.4369 | 6.3945 | 56.4643 | 201.7579 | 139.4492 | 6.1252 | 0
|  | 171 | 1078.9324 | 175.0302 | 208.2939 | 213.1758 | 6.3945 | 53.2607 | 193.6305 | 309.6052 | 9.2706 | 340 |  | 171 | 1029.6347 | 162.045 | 174.8273 | 187.9483 | 6.3945 | 97.5908 | 220.0907 | 209.1104 | 8.0814 | 207 |  | 171 | 854.6117 | 138.9069 | 171.1025 | 210.1465 | 6.5425 | 45.8411 | 196.6928 | 201.7218 | 6.9556 | 0 |  | 171 | 826.2059 | 126.4939 | 166.6213 | 187.1725 | 6.3945 | 56.3372 | 201.3976 | 139.1626 | 6.1252 | 0
|  | 172 | 1071.2215 | 174.0852 | 207.7353 | 212.9247 | 6.3945 | 53.2199 | 193.2933 | 309.2327 | 9.2706 | 340 |  | 172 | 1021.9964 | 161.2638 | 174.5336 | 187.7169 | 6.3945 | 97.206 | 219.7001 | 208.7344 | 8.0814 | 211 |  | 172 | 848.5124 | 138.0816 | 170.6782 | 209.8908 | 6.5425 | 45.7966 | 196.3556 | 201.1242 | 6.9556 | 0 |  | 172 | 820.6042 | 125.6197 | 165.9867 | 186.9382 | 6.3945 | 56.2105 | 201.0352 | 138.8735 | 6.1252 | 0
|  | 173 | 1063.7761 | 172.9023 | 207.1929 | 212.6298 | 6.3945 | 53.1791 | 192.9549 | 308.8535 | 9.2706 | 346 |  | 173 | 1014.5281 | 160.5109 | 174.0811 | 187.446 | 6.3945 | 96.8233 | 219.308 | 208.3627 | 8.0814 | 215 |  | 173 | 842.4743 | 137.1685 | 170.2898 | 209.6259 | 6.5425 | 45.7518 | 196.0177 | 200.5253 | 6.9556 | 0 |  | 173 | 814.7818 | 124.9082 | 165.4141 | 186.6997 | 6.3945 | 56.0842 | 200.6707 | 138.5819 | 6.1252 | 0
|  | 174 | 1056.2957 | 172.0095 | 206.3955 | 212.3349 | 6.3945 | 53.1382 | 192.6154 | 308.467 | 9.2706 | 346 |  | 174 | 1007.8653 | 159.4009 | 173.1801 | 187.175 | 6.3945 | 96.4427 | 218.9144 | 207.9954 | 8.0814 | 219 |  | 174 | 836.7741 | 136.2209 | 169.6031 | 209.3559 | 6.5425 | 45.7066 | 195.679 | 199.9247 | 6.9556 | 0 |  | 174 | 808.8587 | 124.1681 | 164.9816 | 186.4504 | 6.3945 | 55.9583 | 200.3042 | 138.2874 | 6.1252 | 0
|  | 175 | 1048.2443 | 171.3338 | 205.952 | 212.04 | 6.3945 | 53.0973 | 192.2747 | 308.0729 | 9.2706 | 352 |  | 175 | 1000.6641 | 158.6577 | 172.4507 | 186.9041 | 6.3945 | 96.0644 | 218.5192 | 207.6322 | 8.0814 | 223 |  | 175 | 830.8465 | 135.3998 | 169.0172 | 209.086 | 6.5425 | 45.6612 | 195.3396 | 199.3222 | 6.9556 | 0 |  | 175 | 803.3713 | 123.2581 | 164.2833 | 186.2011 | 6.3945 | 55.833 | 199.9355 | 137.9899 | 6.1252 | 0
|  | 176 | 1040.0219 | 170.7446 | 205.5931 | 211.745 | 6.3945 | 53.0563 | 191.9327 | 307.6706 | 9.2706 | 352 |  | 176 | 993.3646 | 157.7594 | 171.9749 | 186.6332 | 6.3945 | 95.6887 | 218.1223 | 207.273 | 8.0814 | 227 |  | 176 | 825.1445 | 134.6404 | 168.1442 | 208.816 | 6.5425 | 45.6154 | 194.9994 | 198.7176 | 6.9556 | 0 |  | 176 | 797.9271 | 122.2558 | 163.6341 | 185.9518 | 6.3945 | 55.7082 | 199.5645 | 137.6892 | 6.1252 | 0
|  | 177 | 1032.4169 | 169.8202 | 204.9517 | 211.4501 | 6.3945 | 53.0152 | 191.5894 | 307.2597 | 9.2706 | 358 |  | 177 | 985.9849 | 156.8724 | 171.5678 | 186.3623 | 6.3945 | 95.3156 | 217.7237 | 206.9176 | 8.0814 | 231 |  | 177 | 819.6012 | 133.5671 | 167.4262 | 208.5461 | 6.5425 | 45.5693 | 194.6583 | 198.1106 | 6.9556 | 0 |  | 177 | 792.4368 | 121.3427 | 162.9418 | 185.7025 | 6.3945 | 55.584 | 199.1912 | 137.385 | 6.1252 | 0
|  | 178 | 1024.5984 | 169.154 | 204.2658 | 211.1552 | 6.3945 | 52.9741 | 191.2448 | 306.8397 | 9.2706 | 358 |  | 178 | 978.4783 | 156.168 | 171.1051 | 186.0914 | 6.3945 | 94.9454 | 217.3233 | 206.5658 | 8.0814 | 235 |  | 178 | 813.6225 | 132.7505 | 166.8869 | 208.2761 | 6.5425 | 45.5228 | 194.3163 | 197.501 | 6.9556 | 0 |  | 178 | 786.7793 | 120.4655 | 162.3808 | 185.4532 | 6.3945 | 55.4604 | 198.8156 | 137.0772 | 6.1252 | 0
|  | 179 | 1017.01 | 168.3231 | 203.5145 | 210.8603 | 6.3945 | 52.933 | 190.8988 | 306.4101 | 9.2706 | 364 |  | 179 | 971.2704 | 155.5062 | 170.301 | 185.8205 | 6.3945 | 94.5782 | 216.9212 | 206.2174 | 8.0814 | 238 |  | 179 | 807.9703 | 131.7014 | 166.2537 | 208.0062 | 6.5425 | 45.476 | 193.9735 | 196.8886 | 6.9556 | 0 |  | 179 | 781.1202 | 119.7467 | 161.6631 | 185.2038 | 6.3945 | 55.3375 | 198.4375 | 136.7656 | 6.1252 | 0
|  | 180 | 1009.6161 | 167.3773 | 202.6836 | 210.5654 | 6.3945 | 52.8918 | 190.5514 | 305.9704 | 9.2706 | 364 |  | 180 | 963.9242 | 154.7157 | 169.7639 | 185.5496 | 6.3945 | 94.2142 | 216.5172 | 205.8723 | 8.0814 | 242 |  | 180 | 802.1917 | 130.9942 | 165.4049 | 207.7362 | 6.5425 | 45.4288 | 193.6296 | 196.2731 | 6.9556 | 0 |  | 180 | 775.4168 | 119.2082 | 160.8093 | 184.9545 | 6.3945 | 55.2153 | 198.057 | 136.4498 | 6.1252 | 0
|  | 181 | 1001.7167 | 166.8905 | 201.8992 | 210.2704 | 6.3945 | 52.8505 | 190.2025 | 305.5202 | 9.2706 | 370 |  | 181 | 956.7187 | 153.8884 | 169.123 | 185.2787 | 6.3945 | 93.8536 | 216.1113 | 205.5304 | 8.0814 | 246 |  | 181 | 795.5638 | 130.7566 | 164.9359 | 207.4663 | 6.5425 | 45.3813 | 193.2848 | 195.6543 | 6.9556 | 0 |  | 181 | 769.3923 | 118.5807 | 160.3656 | 184.7052 | 6.3945 | 55.0939 | 197.674 | 136.1298 | 6.1252 | 0
|  | 182 | 994.976 | 165.8498 | 200.5829 | 209.9026 | 6.3945 | 52.8092 | 189.852 | 305.059 | 9.2706 | 370 |  | 182 | 949.632 | 153.2142 | 168.2461 | 184.9719 | 6.3945 | 93.4964 | 215.7035 | 205.1914 | 8.0814 | 250 |  | 182 | 789.2478 | 130.267 | 164.4647 | 207.1387 | 6.5425 | 45.3334 | 192.939 | 195.032 | 6.9556 | 0 |  | 182 | 762.8527 | 118.2842 | 160.1058 | 184.4563 | 6.3945 | 54.9732 | 197.2883 | 135.8053 | 6.1252 | 0
|  | 183 | 987.4663 | 164.7964 | 199.8977 | 209.6852 | 6.3945 | 52.7678 | 189.5001 | 304.5863 | 9.2706 | 376 |  | 183 | 942.4419 | 152.2954 | 167.6401 | 184.742 | 6.3945 | 93.143 | 215.2936 | 204.8551 | 8.0814 | 253 |  | 183 | 782.8646 | 129.7027 | 164.0662 | 206.8801 | 6.5425 | 45.2852 | 192.5921 | 194.4059 | 6.9556 | 0 |  | 183 | 756.671 | 117.8815 | 159.5569 | 184.2444 | 6.3945 | 54.8534 | 196.9 | 135.4761 | 6.1252 | 0
|  | 184 | 981.0307 | 162.6483 | 199.17 | 209.5312 | 6.3945 | 52.7263 | 189.1465 | 304.1017 | 9.2706 | 376 |  | 184 | 935.3464 | 151.3447 | 166.8807 | 184.6031 | 6.3945 | 92.7934 | 214.8818 | 204.5216 | 8.0814 | 257 |  | 184 | 776.9987 | 128.6892 | 163.5978 | 206.6234 | 6.5425 | 45.2366 | 192.2442 | 193.7759 | 6.9556 | 0 |  | 184 | 750.8205 | 117.0829 | 159.0119 | 184.0936 | 6.3945 | 54.7345 | 196.509 | 135.1421 | 6.1252 | 0
|  | 185 | 973.0224 | 162.1724 | 198.3958 | 209.324 | 6.3945 | 52.6848 | 188.7914 | 303.6058 | 9.2706 | 382 |  | 185 | 928.9219 | 149.5595 | 166.317 | 184.4317 | 6.3945 | 92.4476 | 214.468 | 204.1909 | 8.0814 | 261 |  | 185 | 770.9934 | 127.8355 | 163.0442 | 206.4316 | 6.5425 | 45.1876 | 191.8952 | 193.1421 | 6.9556 | 0 |  | 185 | 744.6939 | 116.4421 | 158.5851 | 183.9428 | 6.3945 | 54.6165 | 196.1154 | 134.8035 | 6.1252 | 0
|  | 186 | 966.6932 | 160.4522 | 197.2375 | 209.0661 | 6.3945 | 52.6433 | 188.4349 | 303.0989 | 9.2706 | 382 |  | 186 | 922.567 | 148.0967 | 165.4463 | 184.1755 | 6.3945 | 92.1058 | 214.0524 | 203.8631 | 8.0814 | 264 |  | 186 | 765.2597 | 126.9445 | 162.3202 | 206.1758 | 6.5425 | 45.1382 | 191.5454 | 192.505 | 6.9556 | 0 |  | 186 | 739.2057 | 115.546 | 157.8464 | 183.7209 | 6.3945 | 54.4993 | 195.7194 | 134.4604 | 6.1252 | 0
|  | 187 | 959.1625 | 159.8324 | 196.1666 | 208.8221 | 6.3945 | 52.6017 | 188.0771 | 302.5818 | 9.2706 | 387 |  | 187 | 915.3267 | 147.2472 | 164.7913 | 183.9757 | 6.3945 | 91.7679 | 213.6351 | 203.5386 | 8.0814 | 268 |  | 187 | 759.7448 | 126.0882 | 161.3108 | 205.9518 | 6.5425 | 45.0886 | 191.1947 | 191.8649 | 6.9556 | 0 |  | 187 | 733.7706 | 114.6771 | 156.9976 | 183.5287 | 6.3945 | 54.3831 | 195.3211 | 134.1133 | 6.1252 | 0
|  | 188 | 951.3008 | 158.9458 | 195.7351 | 208.5364 | 6.3945 | 52.5601 | 187.718 | 302.0549 | 9.2706 | 387 |  | 188 | 907.6412 | 146.6678 | 164.373 | 183.7142 | 6.3945 | 91.4339 | 213.2162 | 203.2175 | 8.0814 | 268 |  | 188 | 753.7855 | 125.0839 | 160.9298 | 205.6919 | 6.5425 | 45.0386 | 190.8433 | 191.2222 | 6.9556 | 0 |  | 188 | 728.0783 | 113.866 | 156.41 | 183.2747 | 6.3945 | 54.2678 | 194.9206 | 133.7623 | 6.1252 | 0
|  | 189 | 943.3744 | 158.0646 | 195.3653 | 208.2481 | 6.3945 | 52.5185 | 187.3578 | 301.5187 | 9.2706 | 393 |  | 189 | 900.1755 | 146.0468 | 163.7829 | 183.4463 | 6.3945 | 91.1038 | 212.7959 | 202.9 | 8.0814 | 271 |  | 189 | 747.7852 | 124.2169 | 160.4525 | 205.4321 | 6.5425 | 44.9883 | 190.4913 | 190.577 | 6.9556 | 0 |  | 189 | 722.7499 | 112.7381 | 155.7677 | 183.0283 | 6.3945 | 54.1535 | 194.518 | 133.4077 | 6.1252 | 0
|  | 190 | 935.1396 | 157.5101 | 194.9738 | 207.9635 | 6.3945 | 52.4768 | 186.9966 | 300.9739 | 9.2706 | 393 |  | 190 | 892.5576 | 145.4862 | 163.2772 | 183.1858 | 6.3945 | 90.7776 | 212.3742 | 202.5862 | 8.0814 | 271 |  | 190 | 741.5662 | 123.6807 | 159.8643 | 205.171 | 6.5425 | 44.9377 | 190.1387 | 189.9299 | 6.9556 | 0 |  | 190 | 716.9914 | 111.9673 | 155.2007 | 182.7797 | 6.3945 | 54.0401 | 194.1134 | 133.0497 | 6.1252 | 0
|  | 191 | 927.5921 | 157.1297 | 194.7847 | 207.6577 | 6.3945 | 52.4351 | 186.6343 | 300.421 | 9.2706 | 399 |  | 191 | 885.5687 | 144.8988 | 162.855 | 182.9092 | 6.3945 | 90.4555 | 211.9512 | 202.2765 | 8.0814 | 275 |  | 191 | 735.6665 | 122.9958 | 159.1045 | 204.9109 | 6.5425 | 44.8869 | 189.7856 | 189.281 | 6.9556 | 0 |  | 191 | 711.0125 | 111.4913 | 154.5858 | 182.5318 | 6.3945 | 53.9277 | 193.7071 | 132.6887 | 6.1252 | 0
|  | 192 | 921.9306 | 155.6543 | 194.0247 | 207.2942 | 6.3945 | 52.3934 | 186.2712 | 299.8605 | 9.2706 | 399 |  | 192 | 879.3939 | 143.907 | 162.5967 | 182.5107 | 6.3945 | 90.1373 | 211.5271 | 201.9709 | 8.0814 | 275 |  | 192 | 730.4379 | 122.3356 | 158.3956 | 204.6131 | 6.5425 | 44.8358 | 189.4322 | 188.6308 | 6.9556 | 0 |  | 192 | 705.7254 | 111.1242 | 154.0727 | 182.2311 | 6.3945 | 53.8162 | 193.2991 | 132.3248 | 6.1252 | 0
|  | 193 | 914.9393 | 154.9411 | 193.7441 | 207.0189 | 6.3945 | 52.3518 | 185.9074 | 299.293 | 9.2706 | 405 |  | 193 | 872.7621 | 143.2344 | 162.3327 | 182.2557 | 6.3945 | 89.8231 | 211.102 | 201.6697 | 8.0814 | 279 |  | 193 | 724.8719 | 121.9196 | 158.0912 | 204.2178 | 6.5425 | 44.7844 | 189.0785 | 187.9796 | 6.9556 | 0 |  | 193 | 700.6149 | 110.5217 | 153.6762 | 181.8728 | 6.3945 | 53.7058 | 192.8896 | 131.9584 | 6.1252 | 0
|  | 194 | 908.7346 | 153.9542 | 192.9507 | 206.7435 | 6.3945 | 52.3101 | 185.5428 | 298.719 | 9.2706 | 405 |  | 194 | 866.3402 | 142.3948 | 162.0235 | 182.0029 | 6.3945 | 89.5128 | 210.6761 | 201.3731 | 8.0814 | 279 |  | 194 | 719.4528 | 121.3898 | 157.6167 | 203.9596 | 6.5425 | 44.7328 | 188.7245 | 187.3277 | 6.9556 | 0 |  | 194 | 695.3209 | 109.9549 | 153.3084 | 181.6335 | 6.3945 | 53.5963 | 192.4786 | 131.5898 | 6.1252 | 0
|  | 195 | 902.3029 | 152.7268 | 192.634 | 206.459 | 6.3945 | 52.2685 | 185.1777 | 298.1392 | 9.2706 | 410 |  | 195 | 860.3615 | 141.6681 | 161.165 | 181.7435 | 6.3945 | 89.2067 | 210.2493 | 201.0813 | 8.0814 | 282 |  | 195 | 714.5374 | 120.6652 | 156.8172 | 203.7174 | 6.5425 | 44.6811 | 188.3705 | 186.6754 | 6.9556 | 0 |  | 195 | 690.3456 | 109.4128 | 152.5887 | 181.4027 | 6.3945 | 53.4878 | 192.0664 | 131.219 | 6.1252 | 0
|  | 196 | 896.1945 | 151.6116 | 191.9513 | 206.1048 | 6.3945 | 52.2269 | 184.812 | 297.5539 | 9.2706 | 410 |  | 196 | 854.9094 | 140.3339 | 160.4537 | 181.4177 | 6.3945 | 88.9045 | 209.8218 | 200.7944 | 8.0814 | 282 |  | 196 | 709.2278 | 120.2325 | 156.1666 | 203.4285 | 6.5425 | 44.6291 | 188.0164 | 186.0232 | 6.9556 | 0 |  | 196 | 685.2338 | 108.8578 | 152.0584 | 181.1318 | 6.3945 | 53.3804 | 191.653 | 130.8466 | 6.1252 | 0
|  | 197 | 889.4791 | 150.894 | 191.3959 | 205.8327 | 6.3945 | 52.1853 | 184.4459 | 296.9639 | 9.2706 | 416 |  | 197 | 849.2831 | 139.0892 | 159.7794 | 181.1396 | 6.3945 | 88.6064 | 209.3938 | 200.5127 | 8.0814 | 286 |  | 197 | 704.2165 | 119.1413 | 155.8892 | 203.1268 | 6.5425 | 44.5769 | 187.6624 | 185.3712 | 6.9556 | 0 |  | 197 | 680.1487 | 108.0507 | 151.7709 | 180.8437 | 6.3945 | 53.274 | 191.2386 | 130.4726 | 6.1252 | 0
|  | 198 | 884.014 | 149.9875 | 189.7764 | 205.5633 | 6.3945 | 52.1438 | 184.0795 | 296.3696 | 9.2706 | 416 |  | 198 | 843.184 | 138.4147 | 158.9763 | 180.8929 | 6.3945 | 88.3123 | 208.9654 | 200.2363 | 8.0814 | 286 |  | 198 | 698.6043 | 118.4794 | 155.7495 | 202.8588 | 6.5425 | 44.5245 | 187.3086 | 184.7199 | 6.9556 | 0 |  | 198 | 675.0093 | 107.3834 | 151.3542 | 180.599 | 6.3945 | 53.1686 | 190.8233 | 130.0973 | 6.1252 | 0
|  | 199 | 877.1933 | 149.1606 | 189.4331 | 205.2939 | 6.3945 | 52.1023 | 183.7129 | 295.7716 | 9.2706 | 422 |  | 199 | 836.7221 | 137.7457 | 158.5305 | 180.6463 | 6.3945 | 88.0224 | 208.5366 | 199.9655 | 8.0814 | 289 |  | 199 | 693.7721 | 117.6464 | 154.9692 | 202.6227 | 6.5425 | 44.472 | 186.9549 | 184.0695 | 6.9556 | 0 |  | 199 | 670.1009 | 106.6436 | 150.7596 | 180.3738 | 6.3945 | 53.0643 | 190.4072 | 129.7211 | 6.1252 | 0
|  | 200 | 871.2092 | 148.0539 | 188.5328 | 205.0245 | 6.3945 | 52.0608 | 183.3462 | 295.1704 | 9.2706 | 422 |  | 200 | 831.0136 | 136.5585 | 157.8494 | 180.3996 | 6.3945 | 87.7365 | 208.1077 | 199.7005 | 8.0814 | 289 |  | 200 | 688.8277 | 116.8144 | 154.3001 | 202.3865 | 6.5425 | 44.4193 | 186.6017 | 183.4205 | 6.9556 | 0 |  | 200 | 665.1649 | 105.9253 | 150.1712 | 180.1487 | 6.3945 | 52.9611 | 189.9905 | 129.3441 | 6.1252 | 0
|  | 201 | 865.5977 | 147.1048 | 187.1024 | 204.7551 | 6.3945 | 52.0195 | 182.9794 | 294.5666 | 9.2706 | 427 |  | 201 | 825.2339 | 135.6747 | 156.9362 | 180.1529 | 6.3945 | 87.4547 | 207.6786 | 199.4414 | 8.0814 | 292 |  | 201 | 683.8427 | 115.9083 | 153.7457 | 202.1503 | 6.5425 | 44.3665 | 186.2488 | 182.7731 | 6.9556 | 0 |  | 201 | 660.1721 | 105.3002 | 149.5464 | 179.9235 | 6.3945 | 52.8589 | 189.5733 | 128.9667 | 6.1252 | 0
|  | 202 | 858.928 | 146.4357 | 186.4501 | 204.4858 | 6.3945 | 51.9782 | 182.6127 | 293.9608 | 9.2706 | 427 |  | 202 | 818.9724 | 135.0167 | 156.2791 | 179.9063 | 6.3945 | 87.177 | 207.2495 | 199.1884 | 8.0814 | 292 |  | 202 | 678.8105 | 115.2579 | 152.9827 | 201.9141 | 6.5425 | 44.3136 | 185.8964 | 182.1278 | 6.9556 | 0 |  | 202 | 655.2426 | 104.7881 | 148.7452 | 179.6984 | 6.3945 | 52.7578 | 189.1558 | 128.589 | 6.1252 | 0
|  | 203 | 852.0711 | 145.7451 | 186.0066 | 204.2164 | 6.3945 | 51.9369 | 182.2461 | 293.3534 | 9.2706 | 433 |  | 203 | 812.2709 | 134.6271 | 155.7933 | 179.6596 | 6.3945 | 86.9035 | 206.8206 | 198.9418 | 8.0814 | 296 |  | 203 | 673.7516 | 114.7346 | 152.1195 | 201.6779 | 6.5425 | 44.2606 | 185.5446 | 181.4847 | 6.9556 | 0 |  | 203 | 649.9278 | 104.4463 | 148.159 | 179.4732 | 6.3945 | 52.6579 | 188.738 | 128.2115 | 6.1252 | 0
|  | 204 | 845.6688 | 144.6519 | 185.5111 | 203.947 | 6.3945 | 51.8958 | 181.8797 | 292.7452 | 9.2706 | 433 |  | 204 | 806.0835 | 134.0727 | 154.9585 | 179.4129 | 6.3945 | 86.6341 | 206.3919 | 198.7017 | 8.0814 | 296 |  | 204 | 668.0932 | 114.4758 | 151.5912 | 201.4417 | 6.5425 | 44.2076 | 185.1935 | 180.8442 | 6.9556 | 0 |  | 204 | 644.846 | 104.1749 | 147.2694 | 179.248 | 6.3945 | 52.559 | 188.3201 | 127.8342 | 6.1252 | 0
|  | 205 | 838.7791 | 143.9258 | 185.1249 | 203.6885 | 6.3945 | 51.8548 | 181.5136 | 292.1365 | 9.2706 | 438 |  | 205 | 799.3798 | 133.475 | 154.6831 | 179.1663 | 6.3945 | 86.3689 | 205.9636 | 198.4683 | 8.0814 | 299 |  | 205 | 662.7637 | 114.089 | 150.862 | 201.2055 | 6.5425 | 44.1544 | 184.8432 | 180.2068 | 6.9556 | 0 |  | 205 | 639.5589 | 103.6819 | 146.8067 | 179.0229 | 6.3945 | 52.4613 | 187.9022 | 127.4575 | 6.1252 | 0
|  | 206 | 831.7472 | 143.3823 | 184.6548 | 203.4736 | 6.3945 | 51.8138 | 181.148 | 291.5279 | 9.2706 | 438 |  | 206 | 793.0583 | 132.5838 | 154.2886 | 178.9501 | 6.3945 | 86.1078 | 205.5357 | 198.2418 | 8.0814 | 299 |  | 206 | 657.5742 | 113.4361 | 150.3169 | 200.9114 | 6.5425 | 44.1012 | 184.4937 | 179.5726 | 6.9556 | 2 |  | 206 | 634.6765 | 102.9752 | 146.1641 | 178.7867 | 6.3945 | 52.3647 | 187.4845 | 127.0817 | 6.1252 | 0
|  | 207 | 825.1331 | 142.6646 | 183.9733 | 203.2265 | 6.3945 | 51.773 | 180.7829 | 290.9201 | 9.2706 | 444 |  | 207 | 786.6024 | 132.0563 | 153.6729 | 178.7258 | 6.3945 | 85.8509 | 205.1084 | 198.0225 | 8.0814 | 302 |  | 207 | 652.4421 | 112.7887 | 149.6726 | 200.6535 | 6.5425 | 44.0479 | 184.1452 | 178.9421 | 6.9556 | 5 |  | 207 | 630.118 | 102.0889 | 145.35 | 178.5777 | 6.3945 | 52.2692 | 187.067 | 126.7069 | 6.1252 | 0
|  | 208 | 818.6561 | 141.9562 | 183.1453 | 202.9794 | 6.3945 | 51.7322 | 180.4184 | 290.3135 | 9.2706 | 444 |  | 208 | 780.2621 | 131.5095 | 152.961 | 178.5015 | 6.3945 | 85.5983 | 204.6819 | 197.8105 | 8.0814 | 302 |  | 208 | 647.8738 | 111.9144 | 148.651 | 200.436 | 6.5425 | 43.9946 | 183.7977 | 178.3156 | 6.9556 | 9 |  | 208 | 625.2638 | 101.3384 | 144.6958 | 178.3687 | 6.3945 | 52.1749 | 186.65 | 126.3335 | 6.1252 | 0
|  | 209 | 812.054 | 141.0531 | 182.6372 | 202.7323 | 6.3945 | 51.6916 | 180.0546 | 289.7087 | 9.2706 | 449 |  | 209 | 774.1717 | 130.6593 | 152.3026 | 178.2771 | 6.3945 | 85.3498 | 204.2561 | 197.606 | 8.0814 | 306 |  | 209 | 642.5136 | 111.3582 | 148.1032 | 200.2184 | 6.5425 | 43.9413 | 183.4514 | 177.6934 | 6.9556 | 12 |  | 209 | 619.7549 | 100.9408 | 144.3433 | 178.1597 | 6.3945 | 52.0818 | 186.2335 | 125.9618 | 6.1252 | 0
|  | 210 | 805.5817 | 140.4995 | 181.6499 | 202.4852 | 6.3945 | 51.6511 | 179.6915 | 289.1063 | 9.2706 | 449 |  | 210 | 768.2916 | 129.8774 | 151.3655 | 178.0528 | 6.3945 | 85.1056 | 203.8313 | 197.4092 | 8.0814 | 306 |  | 210 | 637.0221 | 111.0018 | 147.487 | 200.0009 | 6.5425 | 43.8881 | 183.1062 | 177.0759 | 6.9556 | 16 |  | 210 | 614.3678 | 100.6592 | 143.7532 | 177.9507 | 6.3945 | 51.9898 | 185.8176 | 125.5919 | 6.1252 | 0
|  | 211 | 798.9856 | 139.6718 | 181.0603 | 202.2381 | 6.3945 | 51.6108 | 179.3293 | 288.5068 | 9.2706 | 454 |  | 211 | 762.1509 | 129.0296 | 150.7548 | 177.8285 | 6.3945 | 84.8656 | 203.4075 | 197.2203 | 8.0814 | 309 |  | 211 | 631.631 | 110.4011 | 147.0146 | 199.7834 | 6.5425 | 43.8348 | 182.7623 | 176.4633 | 6.9556 | 19 |  | 211 | 609.4951 | 100.1344 | 142.8918 | 177.7416 | 6.3945 | 51.8991 | 185.4026 | 125.2241 | 6.1252 | 0
|  | 212 | 792.21 | 138.9656 | 180.5288 | 201.991 | 6.3945 | 51.5706 | 178.9681 | 287.9108 | 9.2706 | 454 |  | 212 | 755.5557 | 128.5158 | 150.2648 | 177.6042 | 6.3945 | 84.6299 | 202.9849 | 197.0395 | 8.0814 | 309 |  | 212 | 626.3813 | 109.7897 | 146.4115 | 199.5658 | 6.5425 | 43.7815 | 182.4199 | 175.856 | 6.9556 | 23 |  | 212 | 604.0911 | 99.6645 | 142.5067 | 177.5326 | 6.3945 | 51.8096 | 184.9885 | 124.8588 | 6.1252 | 0
|  | 213 | 785.3087 | 138.419 | 179.9634 | 201.7439 | 6.3945 | 51.5305 | 178.608 | 287.3187 | 9.2706 | 460 |  | 213 | 748.8555 | 128.0735 | 149.8082 | 177.3799 | 6.3945 | 84.3984 | 202.5635 | 196.867 | 8.0814 | 312 |  | 213 | 620.9278 | 109.3288 | 145.8618 | 199.3483 | 6.5425 | 43.7283 | 182.0789 | 175.2544 | 6.9556 | 26 |  | 213 | 599.0766 | 98.8346 | 142.0922 | 177.3236 | 6.3945 | 51.7212 | 184.5755 | 124.4961 | 6.1252 | 0
|  | 214 | 778.5269 | 137.7809 | 179.37 | 201.4968 | 6.3945 | 51.4906 | 178.249 | 286.7312 | 9.2706 | 460 |  | 214 | 742.664 | 127.2207 | 149.2534 | 177.1555 | 6.3945 | 84.1713 | 202.1436 | 196.703 | 8.0814 | 312 |  | 214 | 615.4689 | 108.7667 | 145.4186 | 199.1308 | 6.5425 | 43.6752 | 181.7394 | 174.6588 | 6.9556 | 29 |  | 214 | 594.1122 | 98.2035 | 141.4287 | 177.1146 | 6.3945 | 51.6341 | 184.1636 | 124.1364 | 6.1252 | 0
|  | 215 | 771.4508 | 137.2072 | 179.0064 | 201.2497 | 6.3945 | 51.4509 | 177.8913 | 286.1488 | 9.2706 | 465 |  | 215 | 735.6506 | 126.8955 | 148.9929 | 176.9312 | 6.3945 | 83.9484 | 201.7251 | 196.5477 | 8.0814 | 316 |  | 215 | 609.848 | 108.3351 | 145.0069 | 198.9132 | 6.5425 | 43.6221 | 181.4017 | 174.0695 | 6.9556 | 33 |  | 215 | 588.1984 | 98.0945 | 141.1926 | 176.9056 | 6.3945 | 51.5483 | 183.7531 | 123.7798 | 6.1252 | 0
|  | 216 | 764.1811 | 136.8963 | 178.5736 | 201.0026 | 6.3945 | 51.4113 | 177.5349 | 285.5721 | 9.2706 | 465 |  | 216 | 729.3304 | 126.0556 | 148.554 | 176.7069 | 6.3945 | 83.7299 | 201.3083 | 196.4013 | 8.0814 | 316 |  | 216 | 604.4359 | 107.5529 | 144.737 | 198.6957 | 6.5425 | 43.5691 | 181.0656 | 173.4868 | 6.9556 | 36 |  | 216 | 582.9579 | 97.5389 | 140.7298 | 176.6966 | 6.3945 | 51.4637 | 183.344 | 123.4267 | 6.1252 | 0
|  | 217 | 757.5876 | 136.222 | 177.8281 | 200.7555 | 6.3945 | 51.3719 | 177.1799 | 285.0016 | 9.2706 | 470 |  | 217 | 722.9511 | 125.369 | 148.0208 | 176.4826 | 6.3945 | 83.5157 | 200.8932 | 196.2639 | 8.0814 | 319 |  | 217 | 599.0656 | 107.1196 | 144.0765 | 198.4782 | 6.5425 | 43.5163 | 180.7314 | 172.9111 | 6.9556 | 40 |  | 217 | 577.6202 | 97.023 | 140.3245 | 176.4876 | 6.3945 | 51.3803 | 182.9365 | 123.0773 | 6.1252 | 0
|  | 218 | 751.0026 | 135.4841 | 177.1378 | 200.5084 | 6.3945 | 51.3327 | 176.8264 | 284.4379 | 9.2706 | 470 |  | 218 | 716.6107 | 124.8387 | 147.2924 | 176.2582 | 6.3945 | 83.3058 | 200.4799 | 196.1358 | 8.0814 | 319 |  | 218 | 593.5346 | 106.6303 | 143.6326 | 198.2606 | 6.5425 | 43.4635 | 180.3991 | 172.3427 | 6.9556 | 43 |  | 218 | 572.5717 | 96.5894 | 139.5476 | 176.2786 | 6.3945 | 51.2983 | 182.5308 | 122.7319 | 6.1252 | 0
|  | 219 | 744.0017 | 134.9651 | 176.6443 | 200.2613 | 6.3945 | 51.2937 | 176.4746 | 283.8814 | 9.2706 | 475 |  | 219 | 709.6675 | 124.5267 | 146.9485 | 176.0339 | 6.3945 | 83.1003 | 200.0686 | 196.0172 | 8.0814 | 322 |  | 219 | 588.1612 | 106.1075 | 143.0647 | 198.0431 | 6.5425 | 43.4109 | 180.0688 | 171.782 | 6.9556 | 47 |  | 219 | 567.5044 | 95.9515 | 138.9939 | 176.0696 | 6.3945 | 51.2175 | 182.1268 | 122.3907 | 6.1252 | 0
|  | 220 | 737.0705 | 134.4884 | 176.0389 | 200.0142 | 6.3945 | 51.2549 | 176.1244 | 283.3329 | 9.2706 | 475 |  | 220 | 703.2178 | 123.8742 | 146.4516 | 175.8096 | 6.3945 | 82.8991 | 199.6594 | 195.9083 | 8.0814 | 322 |  | 220 | 582.584 | 105.7903 | 142.495 | 197.8256 | 6.5425 | 43.3584 | 179.7406 | 171.2293 | 6.9556 | 50 |  | 220 | 561.8065 | 95.6637 | 138.7208 | 175.8606 | 6.3945 | 51.138 | 181.7249 | 122.054 | 6.1252 | 0
|  | 221 | 730.744 | 133.6534 | 175.1871 | 199.7671 | 6.3945 | 51.2163 | 175.7761 | 282.7927 | 9.2706 | 480 |  | 221 | 697.1766 | 123.1157 | 145.6523 | 175.5853 | 6.3945 | 82.7024 | 199.2523 | 195.8092 | 8.0814 | 325 |  | 221 | 577.135 | 105.2963 | 141.9738 | 197.608 | 6.5425 | 43.3061 | 179.4146 | 170.6848 | 6.9556 | 53 |  | 221 | 556.228 | 95.357 | 138.347 | 175.6516 | 6.3945 | 51.0598 | 181.325 | 121.722 | 6.1252 | 0
|  | 222 | 724.1159 | 132.8097 | 174.6456 | 199.52 | 6.3945 | 51.1779 | 175.4296 | 282.2616 | 9.2706 | 480 |  | 222 | 691.0084 | 122.3133 | 145.0238 | 175.361 | 6.3945 | 82.51 | 198.8476 | 195.7202 | 8.0814 | 325 |  | 222 | 571.6012 | 104.7699 | 141.5698 | 197.3905 | 6.5425 | 43.2539 | 179.0909 | 170.149 | 6.9556 | 57 |  | 222 | 550.9561 | 94.7898 | 137.9273 | 175.4426 | 6.3945 | 50.983 | 180.9274 | 121.3951 | 6.1252 | 0
|  | 223 | 717.6027 | 132.1178 | 173.8374 | 199.2729 | 6.3945 | 51.1398 | 175.0851 | 281.7399 | 9.2706 | 485 |  | 223 | 684.4086 | 121.6717 | 144.6661 | 175.1366 | 6.3945 | 82.3221 | 198.4453 | 195.6414 | 8.0814 | 328 |  | 223 | 566.1114 | 104.2053 | 141.1601 | 197.173 | 6.5425 | 43.202 | 178.7695 | 169.6222 | 6.9556 | 60 |  | 223 | 545.6986 | 94.3405 | 137.375 | 175.2336 | 6.3945 | 50.9075 | 180.5321 | 121.0734 | 6.1252 | 0
|  | 224 | 711.1805 | 130.9725 | 173.3893 | 199.028 | 6.3945 | 51.1019 | 174.7427 | 281.2283 | 9.2706 | 485 |  | 224 | 677.9859 | 121.0671 | 144.1925 | 174.8142 | 6.3945 | 82.1386 | 198.0455 | 195.5731 | 8.0814 | 328 |  | 224 | 560.7072 | 103.6617 | 140.6903 | 196.9088 | 6.5425 | 43.1502 | 178.4505 | 169.1047 | 6.9556 | 64 |  | 224 | 540.5358 | 93.8274 | 136.8529 | 174.9637 | 6.3945 | 50.8333 | 180.1394 | 120.7573 | 6.1252 | 0
|  | 225 | 704.1403 | 130.3255 | 172.9236 | 198.9204 | 6.3945 | 51.0642 | 174.4024 | 280.7274 | 9.2706 | 490 |  | 225 | 671.3019 | 120.5037 | 143.7749 | 174.6558 | 6.3945 | 81.9595 | 197.6483 | 195.5154 | 8.0814 | 331 |  | 225 | 555.5735 | 103.0218 | 140.1263 | 196.5647 | 6.5425 | 43.0987 | 178.1341 | 168.5969 | 6.9556 | 67 |  | 225 | 535.6557 | 93.1454 | 136.2407 | 174.6701 | 6.3945 | 50.7604 | 179.7492 | 120.447 | 6.1252 | 0
|  | 226 | 697.2803 | 129.5639 | 172.3503 | 198.855 | 6.3945 | 51.0267 | 174.0644 | 280.2376 | 9.2706 | 490 |  | 226 | 665.2392 | 119.4597 | 143.1144 | 174.5996 | 6.3945 | 81.7849 | 197.2539 | 195.4686 | 8.0814 | 331 |  | 226 | 550.3642 | 102.4848 | 139.2976 | 196.458 | 6.5425 | 43.0474 | 177.8203 | 168.099 | 6.9556 | 70 |  | 226 | 530.6685 | 92.5225 | 135.4892 | 174.5637 | 6.3945 | 50.689 | 179.3618 | 120.1427 | 6.1252 | 0
|  | 227 | 690.1718 | 128.923 | 171.9045 | 198.7897 | 6.3945 | 50.9895 | 173.7287 | 279.7595 | 9.2706 | 495 |  | 227 | 659.134 | 118.5808 | 142.3312 | 174.5435 | 6.3945 | 81.6147 | 196.8624 | 195.4327 | 8.0814 | 334 |  | 227 | 545.6167 | 101.3918 | 138.5335 | 196.381 | 6.5425 | 42.9964 | 177.5093 | 167.6114 | 6.9556 | 74 |  | 227 | 525.6542 | 91.7689 | 134.8645 | 174.4885 | 6.3945 | 50.6189 | 178.9773 | 119.8447 | 6.1252 | 0
|  | 228 | 683.6807 | 128.0772 | 171.1138 | 198.6568 | 6.3945 | 50.9526 | 173.3955 | 279.2938 | 9.2706 | 495 |  | 228 | 652.1958 | 118.0952 | 142.0574 | 174.4178 | 6.3945 | 81.4491 | 196.4739 | 195.4082 | 8.0814 | 334 |  | 228 | 540.1077 | 100.8535 | 138.042 | 196.2381 | 6.5425 | 42.9456 | 177.201 | 167.1345 | 6.9556 | 77 |  | 228 | 520.6242 | 91.0594 | 134.1895 | 174.4351 | 6.3945 | 50.5502 | 178.5958 | 119.5533 | 6.1252 | 0
|  | 229 | 677.023 | 127.271 | 170.6839 | 198.2903 | 6.3945 | 50.9159 | 173.0648 | 278.8408 | 9.2706 | 500 |  | 229 | 646.0179 | 117.415 | 141.4633 | 174.0466 | 6.3945 | 81.2879 | 196.0885 | 195.395 | 8.0814 | 337 |  | 229 | 534.6569 | 100.297 | 137.7163 | 195.8894 | 6.5425 | 42.8951 | 176.8956 | 166.6686 | 6.9556 | 80 |  | 229 | 514.9679 | 90.5916 | 133.8928 | 174.3878 | 6.3945 | 50.4829 | 178.2175 | 119.2688 | 6.1252 | 0
|  | 230 | 670.6887 | 126.2377 | 170.1679 | 197.9135 | 6.3945 | 50.8795 | 172.7368 | 278.4012 | 9.2706 | 500 |  | 230 | 639.8992 | 116.55 | 140.8482 | 173.8221 | 6.3945 | 81.1313 | 195.7063 | 195.3935 | 8.0814 | 337 |  | 230 | 529.1288 | 99.8501 | 137.4071 | 195.4919 | 6.5425 | 42.8448 | 176.5932 | 166.214 | 6.9556 | 84 |  | 230 | 509.4141 | 90.1542 | 133.5243 | 174.2797 | 6.3945 | 50.4171 | 177.8424 | 118.9914 | 6.1252 | 0
|  | 231 | 663.8178 | 125.5103 | 169.4318 | 197.9874 | 6.3945 | 50.8433 | 172.4114 | 277.9756 | 9.2706 | 505 |  | 231 | 633.2737 | 115.6551 | 140.469 | 173.8982 | 6.3945 | 80.9792 | 195.3274 | 195.4038 | 8.0814 | 340 |  | 231 | 524.0022 | 98.8361 | 137.046 | 195.3118 | 6.5425 | 42.7949 | 176.2939 | 165.771 | 6.9556 | 87 |  | 231 | 503.9183 | 89.3946 | 133.2601 | 174.3313 | 6.3945 | 50.3526 | 177.4707 | 118.7213 | 6.1252 | 0
|  | 232 | 656.7959 | 124.8474 | 168.8188 | 198.0248 | 6.3945 | 50.8075 | 172.0888 | 277.5644 | 9.2706 | 505 |  | 232 | 626.5337 | 114.9531 | 140.0529 | 173.9328 | 6.3945 | 80.8316 | 194.952 | 195.4261 | 8.0814 | 340 |  | 232 | 518.345 | 98.3371 | 136.7075 | 195.1248 | 6.5425 | 42.7454 | 175.9977 | 165.34 | 6.9556 | 90 |  | 232 | 498.1097 | 89.0245 | 132.9557 | 174.3465 | 6.3945 | 50.2896 | 177.1026 | 118.4589 | 6.1252 | 0
|  | 233 | 650.3768 | 124.053 | 167.9178 | 197.8788 | 6.3945 | 50.772 | 171.7692 | 277.1682 | 9.2706 | 510 |  | 233 | 620.3551 | 114.0992 | 139.3948 | 173.8001 | 6.3945 | 80.6886 | 194.5801 | 195.4607 | 8.0814 | 343 |  | 233 | 512.7517 | 97.9711 | 136.1524 | 194.9576 | 6.5425 | 42.6961 | 175.7047 | 164.9213 | 6.9556 | 94 |  | 233 | 493.0054 | 88.2821 | 132.4557 | 174.2252 | 6.3945 | 50.228 | 176.7381 | 118.2043 | 6.1252 | 0
|  | 234 | 643.8544 | 123.3388 | 166.8064 | 197.9664 | 6.3945 | 50.7367 | 171.4525 | 276.7877 | 9.2706 | 510 |  | 234 | 613.7384 | 113.3672 | 138.8018 | 173.9184 | 6.3945 | 80.5501 | 194.2119 | 195.5076 | 8.0814 | 343 |  | 234 | 507.5063 | 97.1818 | 135.4778 | 194.9852 | 6.5425 | 42.6472 | 175.4151 | 164.5153 | 6.9556 | 97 |  | 234 | 487.8977 | 87.369 | 131.9117 | 174.3221 | 6.3945 | 50.1679 | 176.3775 | 117.9579 | 6.1252 | 0
|  | 235 | 636.9068 | 122.6423 | 166.1317 | 198.0248 | 6.3945 | 50.7018 | 171.1389 | 276.4233 | 9.2706 | 514 |  | 235 | 608.265 | 112.2424 | 137.502 | 173.993 | 6.3945 | 80.4163 | 193.8475 | 195.5671 | 8.0814 | 346 |  | 235 | 502.8303 | 96.5747 | 134.1073 | 194.9572 | 6.5425 | 42.5987 | 175.1289 | 164.1222 | 6.9556 | 100 |  | 235 | 483.3378 | 86.7584 | 130.598 | 174.3384 | 6.3945 | 50.1093 | 176.0207 | 117.7199 | 6.1252 | 0
|  | 236 | 629.7808 | 121.9695 | 165.7718 | 197.9231 | 6.3945 | 50.6672 | 170.8285 | 276.0755 | 9.2706 | 514 |  | 236 | 601.9597 | 111.4784 | 136.8383 | 173.9026 | 6.3945 | 80.287 | 193.487 | 195.6395 | 8.0814 | 346 |  | 236 | 497.7014 | 95.8868 | 133.3743 | 194.8252 | 6.5425 | 42.5505 | 174.8462 | 163.7425 | 6.9556 | 103 |  | 236 | 478.2012 | 86.2973 | 129.8152 | 174.251 | 6.3945 | 50.0522 | 175.668 | 117.4905 | 6.1252 | 0
|  | 237 | 623.4326 | 121.0673 | 164.8711 | 197.8138 | 6.3945 | 50.6329 | 170.5214 | 275.745 | 9.2706 | 519 |  | 237 | 595.684 | 110.7494 | 136.1175 | 173.8048 | 6.3945 | 80.1623 | 193.1305 | 195.7248 | 8.0814 | 349 |  | 237 | 493.0229 | 94.8044 | 132.5855 | 194.6932 | 6.5425 | 42.5027 | 174.5671 | 163.3764 | 6.9556 | 107 |  | 237 | 473.1155 | 85.5422 | 129.2759 | 174.1632 | 6.3945 | 49.9965 | 175.3195 | 117.2701 | 6.1252 | 0
|  | 238 | 616.482 | 120.3694 | 164.3875 | 197.6854 | 6.3945 | 50.5989 | 170.2176 | 275.4323 | 9.2706 | 519 |  | 238 | 589.1655 | 110.1877 | 135.4895 | 173.6895 | 6.3945 | 80.0423 | 192.7782 | 195.8233 | 8.0814 | 349 |  | 238 | 487.6639 | 94.317 | 131.8913 | 194.5521 | 6.5425 | 42.4554 | 174.2917 | 163.0243 | 6.9556 | 110 |  | 238 | 468.1758 | 84.9349 | 128.4634 | 174.0548 | 6.3945 | 49.9423 | 174.9753 | 117.0589 | 6.1252 | 0
|  | 239 | 609.8895 | 119.4273 | 163.7065 | 197.6406 | 6.3945 | 50.5653 | 169.9172 | 275.1379 | 9.2706 | 524 |  | 239 | 582.7647 | 109.3054 | 134.986 | 173.6527 | 6.3945 | 79.9269 | 192.4301 | 195.9352 | 8.0814 | 351 |  | 239 | 481.7029 | 93.9118 | 131.6892 | 194.4386 | 6.5425 | 42.4084 | 174.02 | 162.6865 | 6.9556 | 113 |  | 239 | 462.4897 | 84.6181 | 128.0667 | 173.9865 | 6.3945 | 49.8897 | 174.6356 | 116.8571 | 6.1252 | 0
|  | 240 | 603.991 | 118.9747 | 163.4406 | 197.5183 | 6.3945 | 50.532 | 169.6204 | 274.8624 | 9.2706 | 524 |  | 240 | 577.0818 | 108.92 | 134.7581 | 173.5375 | 6.3945 | 79.8162 | 192.0863 | 196.0607 | 8.0814 | 351 |  | 240 | 476.0081 | 93.4019 | 131.3229 | 194.328 | 6.5425 | 42.3619 | 173.7522 | 162.3634 | 6.9556 | 116 |  | 240 | 457.4866 | 84.312 | 127.9096 | 173.854 | 6.3945 | 49.8386 | 174.3004 | 116.6651 | 6.1252 | 0
|  | 241 | 599.2663 | 118.63 | 162.976 | 197.4785 | 6.3945 | 50.4991 | 169.3272 | 274.6064 | 9.2706 | 528 |  | 241 | 572.7225 | 108.3169 | 134.48 | 173.5064 | 6.3945 | 79.7101 | 191.7471 | 196.2 | 8.0814 | 354 |  | 241 | 471.5332 | 93.1003 | 131.1825 | 194.0284 | 6.5425 | 42.3159 | 173.4884 | 162.0552 | 6.9556 | 120 |  | 241 | 453.7118 | 83.9946 | 127.8553 | 173.6473 | 6.3945 | 49.789 | 173.9699 | 116.483 | 6.1252 | 0
|  | 242 | 594.7835 | 117.9574 | 162.5972 | 197.4388 | 6.3945 | 50.4665 | 169.0378 | 274.3703 | 9.2706 | 528 |  | 242 | 568.2475 | 107.9258 | 134.1873 | 173.3935 | 6.3945 | 79.6087 | 191.4124 | 196.3533 | 8.0814 | 354 |  | 242 | 467.5768 | 92.7428 | 131.0365 | 193.9346 | 6.5425 | 42.2703 | 173.2286 | 161.7623 | 6.9556 | 123 |  | 242 | 449.9456 | 83.6942 | 127.6657 | 173.5503 | 6.3945 | 49.741 | 173.6443 | 116.3111 | 6.1252 | 0
|  | 243 | 590.6634 | 117.3818 | 161.8741 | 197.2836 | 6.3945 | 50.4343 | 168.7522 | 274.1548 | 9.2706 | 533 |  | 243 | 564.0666 | 107.4789 | 133.6809 | 173.256 | 6.3945 | 79.5121 | 191.0824 | 196.5207 | 8.0814 | 357 |  | 243 | 463.8578 | 92.4182 | 130.7615 | 193.6994 | 6.5425 | 42.2252 | 172.9729 | 161.4851 | 6.9556 | 126 |  | 243 | 446.5792 | 83.2458 | 127.3678 | 173.3098 | 6.3945 | 49.6946 | 173.3236 | 116.1498 | 6.1252 | 0
|  | 244 | 585.9247 | 117.1164 | 161.3298 | 197.2581 | 6.3945 | 50.4025 | 168.4704 | 273.9604 | 9.2706 | 533 |  | 244 | 559.9039 | 106.9107 | 133.1845 | 173.2116 | 6.3945 | 79.4201 | 190.7573 | 196.7024 | 8.0814 | 357 |  | 244 | 460.6294 | 92.0152 | 130.1056 | 193.4329 | 6.5425 | 42.1806 | 172.7214 | 161.2239 | 6.9556 | 129 |  | 244 | 443.0562 | 82.931 | 126.968 | 173.1943 | 6.3945 | 49.6497 | 173.0081 | 115.9992 | 6.1252 | 0
|  | 245 | 581.587 | 116.5058 | 160.8458 | 197.1166 | 6.3945 | 50.371 | 168.1927 | 273.7876 | 9.2706 | 537 |  | 245 | 555.5858 | 106.4044 | 132.8899 | 173.0589 | 6.3945 | 79.3328 | 190.437 | 196.8988 | 8.0814 | 360 |  | 245 | 457.0408 | 91.4801 | 129.8795 | 193.2289 | 6.5425 | 42.1365 | 172.4742 | 160.979 | 6.9556 | 132 |  | 245 | 439.7294 | 82.3684 | 126.6621 | 173.0362 | 6.3945 | 49.6064 | 172.6977 | 115.8596 | 6.1252 | 0
|  | 246 | 577.2768 | 115.807 | 160.4466 | 196.9507 | 6.3945 | 50.34 | 167.9191 | 273.637 | 9.2706 | 537 |  | 246 | 550.9661 | 106.1252 | 132.6699 | 172.9062 | 6.3945 | 79.2503 | 190.1218 | 197.1099 | 8.0814 | 360 |  | 246 | 453.609 | 90.8859 | 129.5558 | 193.0249 | 6.5425 | 42.0929 | 172.2314 | 160.7507 | 6.9556 | 135 |  | 246 | 436.2063 | 81.9227 | 126.4358 | 172.8781 | 6.3945 | 49.5647 | 172.3927 | 115.7313 | 6.1252 | 0
|  | 247 | 572.4625 | 115.4495 | 160.1757 | 196.8197 | 6.3945 | 50.3093 | 167.6496 | 273.5092 | 9.2706 | 541 |  | 247 | 546.8679 | 105.5809 | 132.1747 | 172.7721 | 6.3945 | 79.1726 | 189.8118 | 197.3359 | 8.0814 | 362 |  | 247 | 449.7748 | 90.7033 | 129.2228 | 192.8209 | 6.5425 | 42.0499 | 171.9931 | 160.5394 | 6.9556 | 139 |  | 247 | 432.8551 | 81.5297 | 125.9848 | 172.7201 | 6.3945 | 49.5246 | 172.0932 | 115.6145 | 6.1252 | 0
|  | 248 | 567.6372 | 115.0286 | 159.8976 | 196.7699 | 6.3945 | 50.2791 | 167.3844 | 273.4047 | 9.2706 | 541 |  | 248 | 542.3497 | 105.2339 | 131.824 | 172.7164 | 6.3945 | 79.0996 | 189.5071 | 197.5771 | 8.0814 | 362 |  | 248 | 446.296 | 90.2908 | 128.7724 | 192.6086 | 6.5425 | 42.0074 | 171.7594 | 160.3454 | 6.9556 | 142 |  | 248 | 429.3011 | 81.2631 | 125.6097 | 172.5627 | 6.3945 | 49.4862 | 171.7994 | 115.5095 | 6.1252 | 0
|  | 249 | 563.1437 | 114.4029 | 159.5384 | 196.6745 | 6.3945 | 50.2492 | 167.1236 | 273.324 | 9.2706 | 546 |  | 249 | 537.8928 | 104.8271 | 131.5033 | 172.6291 | 6.3945 | 79.0314 | 189.2077 | 197.8337 | 8.0814 | 365 |  | 249 | 442.5967 | 89.9618 | 128.4161 | 192.4396 | 6.5425 | 41.9655 | 171.5303 | 160.1691 | 6.9556 | 145 |  | 249 | 425.4927 | 80.9672 | 125.4695 | 172.4539 | 6.3945 | 49.4493 | 171.5112 | 115.4166 | 6.1252 | 0
|  | 250 | 558.5303 | 113.8888 | 159.1665 | 196.5999 | 6.3945 | 50.2198 | 166.8673 | 273.2681 | 9.2706 | 546 |  | 250 | 533.3715 | 104.4035 | 131.2639 | 172.5417 | 6.3945 | 78.968 | 188.9139 | 198.1088 | 8.0814 | 365 |  | 250 | 438.8208 | 89.5293 | 128.2226 | 192.2876 | 6.5425 | 41.9242 | 171.306 | 160.0108 | 6.9556 | 148 |  | 250 | 422.0154 | 80.4949 | 125.1748 | 172.345 | 6.3945 | 49.4141 | 171.229 | 115.336 | 6.1252 | 0
|  | 251 | 553.6573 | 113.5286 | 158.8742 | 196.5516 | 6.3945 | 50.1908 | 166.6155 | 273.2389 | 9.2706 | 550 |  | 251 | 528.6755 | 103.9631 | 131.1746 | 172.4957 | 6.3945 | 78.9094 | 188.6257 | 198.4053 | 8.0814 | 367 |  | 251 | 434.9647 | 89.2398 | 127.9664 | 192.1356 | 6.5425 | 41.8834 | 171.0864 | 159.8712 | 6.9556 | 151 |  | 251 | 418.4664 | 80.1951 | 124.7793 | 172.2362 | 6.3945 | 49.3806 | 170.9527 | 115.2711 | 6.1252 | 0
|  | 252 | 548.8279 | 113.0596 | 158.6469 | 196.5032 | 6.3945 | 50.1622 | 166.3683 | 273.2387 | 9.2706 | 550 |  | 252 | 524.3157 | 103.3953 | 130.8755 | 172.4507 | 6.3945 | 78.8556 | 188.3432 | 198.7188 | 8.0814 | 367 |  | 252 | 431.4759 | 88.6143 | 127.673 | 191.9895 | 6.5425 | 41.8433 | 170.8718 | 159.752 | 6.9556 | 154 |  | 252 | 415.0694 | 79.6719 | 124.4318 | 172.1506 | 6.3945 | 49.3487 | 170.6826 | 115.2224 | 6.1252 | 0
|  | 253 | 544.2322 | 112.5091 | 158.2676 | 196.4549 | 6.3945 | 50.1341 | 166.1259 | 273.2653 | 9.2706 | 554 |  | 253 | 519.9964 | 102.6816 | 130.6819 | 172.4056 | 6.3945 | 78.8067 | 188.0665 | 199.0481 | 8.0814 | 370 |  | 253 | 427.7096 | 88.2193 | 127.4012 | 191.8688 | 6.5425 | 41.8038 | 170.6623 | 159.6519 | 6.9556 | 157 |  | 253 | 411.3832 | 79.3871 | 124.1276 | 172.0726 | 6.3945 | 49.3186 | 170.4188 | 115.188 | 6.1252 | 0
|  | 254 | 539.4789 | 112.098 | 157.9064 | 196.4065 | 6.3945 | 50.1064 | 165.8883 | 273.3189 | 9.2706 | 554 |  | 254 | 515.492 | 102.1783 | 130.4628 | 172.3606 | 6.3945 | 78.7626 | 187.7958 | 199.3934 | 8.0814 | 370 |  | 254 | 424.105 | 87.7245 | 127.0675 | 191.7481 | 6.5425 | 41.765 | 170.4578 | 159.5745 | 6.9556 | 160 |  | 254 | 407.6091 | 79.0409 | 123.9728 | 171.9945 | 6.3945 | 49.2901 | 170.1613 | 115.1667 | 6.1252 | 0
|  | 255 | 534.8229 | 111.5546 | 157.5803 | 196.3582 | 6.3945 | 50.0791 | 165.6556 | 273.3995 | 9.2706 | 558 |  | 255 | 511.001 | 101.7955 | 130.11 | 172.3156 | 6.3945 | 78.7234 | 187.5312 | 199.7549 | 8.0814 | 373 |  | 255 | 420.475 | 87.1388 | 126.8502 | 191.6274 | 6.5425 | 41.7268 | 170.2584 | 159.5166 | 6.9556 | 163 |  | 255 | 404.1851 | 78.4384 | 123.7241 | 171.9165 | 6.3945 | 49.2633 | 169.9104 | 115.1587 | 6.1252 | 0
|  | 256 | 530.2506 | 111.023 | 157.1585 | 196.3098 | 6.3945 | 50.0524 | 165.4279 | 273.5083 | 9.2706 | 558 |  | 256 | 506.4041 | 101.4093 | 129.8665 | 172.2705 | 6.3945 | 78.6891 | 187.2728 | 200.1327 | 8.0814 | 373 |  | 256 | 416.6216 | 86.8091 | 126.6001 | 191.5067 | 6.5425 | 41.6892 | 170.0644 | 159.4784 | 6.9556 | 166 |  | 256 | 400.5293 | 78.0217 | 123.5214 | 171.8384 | 6.3945 | 49.2382 | 169.6662 | 115.1643 | 6.1252 | 0
|  | 257 | 525.209 | 110.7921 | 156.9055 | 196.2615 | 6.3945 | 50.0261 | 165.2054 | 273.6449 | 9.2706 | 562 |  | 257 | 501.6894 | 101.056 | 129.7079 | 172.2255 | 6.3945 | 78.6597 | 187.0207 | 200.527 | 8.0814 | 375 |  | 257 | 412.8113 | 86.3659 | 126.4334 | 191.3731 | 6.5425 | 41.6524 | 169.8757 | 159.4603 | 6.9556 | 169 |  | 257 | 397.0178 | 77.4742 | 123.2999 | 171.7658 | 6.3945 | 49.2148 | 169.4287 | 115.1838 | 6.1252 | 0
|  | 258 | 520.1702 | 110.4833 | 156.672 | 196.2687 | 6.3945 | 50.0002 | 164.988 | 273.8102 | 9.2706 | 562 |  | 258 | 496.9631 | 100.7317 | 129.494 | 172.2183 | 6.3945 | 78.6352 | 186.775 | 200.9381 | 8.0814 | 375 |  | 258 | 409.0181 | 86.0585 | 126.1124 | 191.2409 | 6.5425 | 41.6162 | 169.6925 | 159.4627 | 6.9556 | 172 |  | 258 | 393.4745 | 77.1486 | 122.8855 | 171.6958 | 6.3945 | 49.1932 | 169.1981 | 115.2174 | 6.1252 | 0
|  | 259 | 515.6561 | 109.8667 | 156.2676 | 196.2299 | 6.3945 | 49.9749 | 164.7759 | 274.0054 | 9.2706 | 566 |  | 259 | 492.7576 | 100.1621 | 129.0311 | 172.1845 | 6.3945 | 78.6156 | 186.5358 | 201.3661 | 8.0814 | 377 |  | 259 | 405.2605 | 85.7086 | 125.7812 | 191.1259 | 6.5425 | 41.5808 | 169.5148 | 159.4868 | 6.9556 | 175 |  | 259 | 389.908 | 76.7711 | 122.5463 | 171.6258 | 6.3945 | 49.1734 | 168.9746 | 115.2654 | 6.1252 | 0
|  | 260 | 511.4239 | 109.0167 | 155.8146 | 196.1911 | 6.3945 | 49.95 | 164.5692 | 274.2306 | 9.2706 | 566 |  | 260 | 488.6329 | 99.5218 | 128.5581 | 172.1508 | 6.3945 | 78.6009 | 186.3033 | 201.8113 | 8.0814 | 377 |  | 260 | 401.5226 | 85.3068 | 125.4821 | 191.0108 | 6.5425 | 41.5461 | 169.3427 | 159.5338 | 6.9556 | 178 |  | 260 | 386.1191 | 76.5138 | 122.3093 | 171.5558 | 6.3945 | 49.1552 | 168.7583 | 115.328 | 6.1252 | 0
|  | 261 | 507.3423 | 107.9666 | 155.4111 | 196.1524 | 6.3945 | 49.9257 | 164.368 | 274.4904 | 9.2706 | 570 |  | 261 | 484.3128 | 98.8283 | 128.3337 | 172.1171 | 6.3945 | 78.5912 | 186.0775 | 202.2737 | 8.0814 | 380 |  | 261 | 397.6668 | 85.0372 | 125.2083 | 190.8562 | 6.5425 | 41.5121 | 169.1763 | 159.602 | 6.9556 | 181 |  | 261 | 382.5124 | 76.1783 | 121.9923 | 171.4619 | 6.3945 | 49.1389 | 168.5493 | 115.4055 | 6.1252 | 0
|  | 262 | 502.8658 | 107.2856 | 154.9886 | 196.1585 | 6.3945 | 49.9018 | 164.1723 | 274.7842 | 9.2706 | 570 |  | 262 | 480.3761 | 97.805 | 128.0255 | 172.1136 | 6.3945 | 78.5865 | 185.8586 | 202.7536 | 8.0814 | 380 |  | 262 | 393.9809 | 84.6864 | 124.8748 | 190.6726 | 6.5425 | 41.4789 | 169.0158 | 159.6919 | 6.9556 | 184 |  | 262 | 378.918 | 75.8146 | 121.6542 | 171.4048 | 6.3945 | 49.1243 | 168.3477 | 115.4983 | 6.1252 | 0
|  | 263 | 498.2005 | 106.7417 | 154.6395 | 196.1429 | 6.3945 | 49.8785 | 163.9823 | 275.1089 | 9.2706 | 574 |  | 263 | 475.7462 | 97.4868 | 127.7145 | 172.1011 | 6.3945 | 78.5867 | 185.6467 | 203.2513 | 8.0814 | 382 |  | 263 | 390.2445 | 84.2727 | 124.5733 | 190.5705 | 6.5425 | 41.4464 | 168.8611 | 159.8038 | 6.9556 | 187 |  | 263 | 375.1426 | 75.5888 | 121.3593 | 171.3477 | 6.3945 | 49.1116 | 168.1537 | 115.6106 | 6.1252 | 0
|  | 264 | 493.7234 | 106.0534 | 154.2466 | 196.1274 | 6.3945 | 49.8557 | 163.798 | 275.465 | 9.2706 | 574 |  | 264 | 471.8637 | 96.6447 | 127.1799 | 172.0886 | 6.3945 | 78.5919 | 185.442 | 203.7668 | 8.0814 | 382 |  | 264 | 386.7628 | 83.7515 | 124.1245 | 190.4683 | 6.5425 | 41.4148 | 168.7124 | 159.9379 | 6.9556 | 190 |  | 264 | 371.673 | 75.1716 | 120.95 | 171.2906 | 6.3945 | 49.1006 | 167.9674 | 115.7392 | 6.1252 | 0
|  | 265 | 489.0843 | 105.5346 | 153.8461 | 196.1118 | 6.3945 | 49.8334 | 163.6195 | 275.8529 | 9.2706 | 578 |  | 265 | 467.3978 | 96.2595 | 126.7718 | 172.0761 | 6.3945 | 78.6022 | 185.2444 | 204.3004 | 8.0814 | 384 |  | 265 | 383.3974 | 83.1476 | 123.6422 | 190.3661 | 6.5425 | 41.3839 | 168.5698 | 160.0947 | 6.9556 | 193 |  | 265 | 368.0878 | 74.7584 | 120.6523 | 171.2335 | 6.3945 | 49.0915 | 167.7889 | 115.8832 | 6.1252 | 0
|  | 266 | 484.285 | 105.1573 | 153.4643 | 196.0962 | 6.3945 | 49.8116 | 163.447 | 276.2733 | 9.2706 | 578 |  | 266 | 462.9057 | 95.8379 | 126.4262 | 172.0636 | 6.3945 | 78.6174 | 185.0542 | 204.8523 | 8.0814 | 384 |  | 266 | 379.7586 | 82.7003 | 123.2767 | 190.264 | 6.5425 | 41.3538 | 168.4333 | 160.2743 | 6.9556 | 195 |  | 266 | 364.7884 | 74.1924 | 120.2215 | 171.1763 | 6.3945 | 49.0842 | 167.6184 | 116.043 | 6.1252 | 0
|  | 267 | 479.5831 | 104.744 | 153.0212 | 196.0806 | 6.3945 | 49.7904 | 163.2805 | 276.7267 | 9.2706 | 582 |  | 267 | 458.2797 | 95.5292 | 126.1018 | 172.0511 | 6.3945 | 78.6378 | 184.8714 | 205.4226 | 8.0814 | 387 |  | 267 | 376.1964 | 82.2267 | 122.8608 | 190.1618 | 6.5425 | 41.3246 | 168.3031 | 160.4773 | 6.9556 | 198 |  | 267 | 361.3528 | 73.77 | 119.7835 | 171.1192 | 6.3945 | 49.0787 | 167.456 | 116.2188 | 6.1252 | 0
|  | 268 | 474.941 | 104.268 | 152.581 | 196.0651 | 6.3945 | 49.7697 | 163.1201 | 277.2139 | 9.2706 | 582 |  | 268 | 453.8144 | 95.1606 | 125.6764 | 172.0386 | 6.3945 | 78.6631 | 184.6961 | 206.0129 | 8.0814 | 387 |  | 268 | 372.5375 | 81.8763 | 122.4185 | 190.0596 | 6.5425 | 41.2963 | 168.1792 | 160.7038 | 6.9556 | 201 |  | 268 | 357.9376 | 73.3301 | 119.3425 | 171.0621 | 6.3945 | 49.0751 | 167.3018 | 116.4109 | 6.1252 | 0
|  | 269 | 470.2102 | 103.86 | 152.1615 | 196.0495 | 6.3945 | 49.7496 | 162.9659 | 277.7369 | 9.2706 | 585 |  | 269 | 449.366 | 94.7152 | 125.3111 | 172.0261 | 6.3945 | 78.6935 | 184.5286 | 206.6218 | 8.0814 | 389 |  | 269 | 368.7606 | 81.4311 | 122.189 | 189.9575 | 6.5425 | 41.2687 | 168.0617 | 160.9543 | 6.9556 | 204 |  | 269 | 354.3318 | 72.9625 | 119.0198 | 171.005 | 6.3945 | 49.0733 | 167.1559 | 116.6194 | 6.1252 | 0
|  | 270 | 465.8637 | 103.1969 | 151.6127 | 196.0339 | 6.3945 | 49.73 | 162.8181 | 278.2943 | 9.2706 | 585 |  | 270 | 445.3489 | 94.0513 | 124.7329 | 172.0135 | 6.3945 | 78.729 | 184.3688 | 207.2495 | 8.0814 | 389 |  | 270 | 365.1442 | 81.052 | 121.7328 | 189.8553 | 6.5425 | 41.2421 | 167.9507 | 161.229 | 6.9556 | 207 |  | 270 | 350.603 | 72.7369 | 118.678 | 170.9479 | 6.3945 | 49.0734 | 167.0186 | 116.8446 | 6.1252 | 0
|  | 271 | 461.1856 | 102.8252 | 151.1042 | 196.0183 | 6.3945 | 49.711 | 162.6766 | 278.8867 | 9.2706 | 589 |  | 271 | 440.7765 | 93.6744 | 124.423 | 172.001 | 6.3945 | 78.7696 | 184.217 | 207.8963 | 8.0814 | 391 |  | 271 | 361.4653 | 80.7018 | 121.3104 | 189.7531 | 6.5425 | 41.2163 | 167.8463 | 161.5283 | 6.9556 | 209 |  | 271 | 347.1391 | 72.4009 | 118.1818 | 170.8908 | 6.3945 | 49.0754 | 166.8898 | 117.0869 | 6.1252 | 0
|  | 272 | 456.5335 | 102.303 | 150.7201 | 196.0028 | 6.3945 | 49.6926 | 162.5416 | 279.5147 | 9.2706 | 589 |  | 272 | 436.0512 | 93.3816 | 124.1819 | 171.9885 | 6.3945 | 78.8153 | 184.0731 | 208.5622 | 8.0814 | 391 |  | 272 | 357.855 | 80.2309 | 120.9399 | 189.651 | 6.5425 | 41.1915 | 167.7486 | 161.8525 | 6.9556 | 212 |  | 272 | 343.7971 | 71.8036 | 117.825 | 170.8337 | 6.3945 | 49.0794 | 166.7698 | 117.3463 | 6.1252 | 0
|  | 273 | 451.9595 | 101.9088 | 150.13 | 195.9872 | 6.3945 | 49.675 | 162.4131 | 280.1788 | 9.2706 | 592 |  | 273 | 431.5064 | 92.9922 | 123.8569 | 171.976 | 6.3945 | 78.8662 | 183.9374 | 209.2476 | 8.0814 | 393 |  | 273 | 354.1046 | 79.8481 | 120.6214 | 189.5488 | 6.5425 | 41.1675 | 167.6577 | 162.202 | 6.9556 | 215 |  | 273 | 340.1269 | 71.5145 | 117.4882 | 170.7766 | 6.3945 | 49.0852 | 166.6586 | 117.6234 | 6.1252 | 0
|  | 274 | 447.3461 | 101.4212 | 149.6727 | 195.9716 | 6.3945 | 49.6607 | 162.2913 | 280.8795 | 9.2706 | 592 |  | 274 | 427.0555 | 92.5646 | 123.4762 | 171.9635 | 6.3945 | 78.9221 | 183.81 | 209.953 | 8.0814 | 393 |  | 274 | 350.4944 | 79.4391 | 120.1891 | 189.4466 | 6.5425 | 41.1465 | 167.5737 | 162.577 | 6.9556 | 218 |  | 274 | 336.6727 | 71.0744 | 117.0864 | 170.7195 | 6.3945 | 49.0942 | 166.5565 | 117.9185 | 6.1252 | 0
|  | 275 | 442.6048 | 101.0426 | 149.2342 | 195.9561 | 6.3945 | 49.6469 | 162.1762 | 281.6169 | 9.2706 | 596 |  | 275 | 422.6192 | 92.1546 | 123.0634 | 171.951 | 6.3945 | 78.9832 | 183.6908 | 210.6786 | 8.0814 | 395 |  | 275 | 346.7055 | 79.204 | 119.7614 | 189.3444 | 6.5425 | 41.1274 | 167.4965 | 162.9777 | 6.9556 | 220 |  | 275 | 333.0383 | 70.796 | 116.7031 | 170.6624 | 6.3945 | 49.105 | 166.4634 | 118.2313 | 6.1252 | 0
|  | 276 | 438.0702 | 100.5736 | 148.7381 | 195.8818 | 6.3945 | 49.6334 | 162.0676 | 282.3893 | 9.2706 | 596 |  | 276 | 418.5681 | 91.5066 | 122.5973 | 171.8445 | 6.3945 | 79.0492 | 183.5796 | 211.4227 | 8.0814 | 395 |  | 276 | 343.2226 | 78.7259 | 119.3429 | 189.1703 | 6.5425 | 41.1089 | 167.4259 | 163.403 | 6.9556 | 223 |  | 276 | 329.5877 | 70.4155 | 116.3333 | 170.5101 | 6.3945 | 49.1176 | 166.379 | 118.5613 | 6.1252 | 0
|  | 277 | 433.568 | 99.9962 | 148.2532 | 195.8724 | 6.3945 | 49.6203 | 161.965 | 283.1944 | 9.2706 | 599 |  | 277 | 414.2161 | 91.12 | 122.1928 | 171.7159 | 6.3945 | 79.12 | 183.476 | 212.1839 | 8.0814 | 397 |  | 277 | 339.4923 | 78.4319 | 119.0232 | 188.9604 | 6.5425 | 41.0912 | 167.3615 | 163.8516 | 6.9556 | 226 |  | 277 | 325.9842 | 70.1934 | 115.9679 | 170.3478 | 6.3945 | 49.1319 | 166.3028 | 118.9075 | 6.1252 | 0
|  | 278 | 429.0794 | 99.4384 | 147.7351 | 195.863 | 6.3945 | 49.6075 | 161.8681 | 284.0302 | 9.2706 | 599 |  | 278 | 409.7169 | 90.7534 | 121.7965 | 171.7063 | 6.3945 | 79.1952 | 183.3794 | 212.9607 | 8.0814 | 397 |  | 278 | 335.8218 | 78.049 | 118.6501 | 188.8331 | 6.5425 | 41.0742 | 167.3029 | 164.3224 | 6.9556 | 228 |  | 278 | 322.4329 | 69.827 | 115.6069 | 170.2733 | 6.3945 | 49.1478 | 166.2345 | 119.2691 | 6.1252 | 0
|  | 279 | 424.6973 | 98.8968 | 147.1288 | 195.8191 | 6.3945 | 49.5952 | 161.7767 | 284.8944 | 9.2706 | 603 |  | 279 | 405.6229 | 90.2594 | 121.2166 | 171.6025 | 6.3945 | 79.2747 | 183.2897 | 213.7519 | 8.0814 | 399 |  | 279 | 332.3898 | 77.5824 | 118.2102 | 188.6177 | 6.5425 | 41.0578 | 167.2499 | 164.8139 | 6.9556 | 231 |  | 279 | 319.0553 | 69.4649 | 115.1293 | 170.1374 | 6.3945 | 49.1653 | 166.1737 | 119.6451 | 6.1252 | 0
|  | 280 | 420.5163 | 98.3909 | 146.5318 | 195.5291 | 6.3945 | 49.5831 | 161.6903 | 285.7848 | 9.2706 | 603 |  | 280 | 401.5447 | 89.8319 | 120.6984 | 171.3548 | 6.3945 | 79.3583 | 183.2063 | 214.5562 | 8.0814 | 399 |  | 280 | 329.1548 | 77.1425 | 117.6812 | 188.2678 | 6.5425 | 41.0421 | 167.2019 | 165.325 | 6.9556 | 233 |  | 280 | 315.6167 | 69.0935 | 114.6573 | 170.0663 | 6.3945 | 49.1842 | 166.1198 | 120.0348 | 6.1252 | 0
|  | 281 | 416.0982 | 97.8679 | 146.046 | 195.382 | 6.3945 | 49.5714 | 161.6087 | 286.6993 | 9.2706 | 606 |  | 281 | 397.1823 | 89.3299 | 120.3221 | 171.3237 | 6.3945 | 79.4458 | 183.1288 | 215.3731 | 8.0814 | 401 |  | 281 | 325.5517 | 76.8024 | 117.2878 | 188.0507 | 6.5425 | 41.027 | 167.1587 | 165.8544 | 6.9556 | 236 |  | 281 | 312.2058 | 68.675 | 114.1713 | 170.0284 | 6.3945 | 49.2046 | 166.0725 | 120.4373 | 6.1252 | 0
|  | 282 | 411.5586 | 97.3492 | 145.5135 | 195.399 | 6.3945 | 49.56 | 161.5315 | 287.6356 | 9.2706 | 606 |  | 282 | 392.7105 | 88.903 | 119.9329 | 171.3399 | 6.3945 | 79.5374 | 183.0569 | 216.2009 | 8.0814 | 401 |  | 282 | 321.9008 | 76.4304 | 116.8412 | 187.9665 | 6.5425 | 41.0125 | 167.1199 | 166.4008 | 6.9556 | 239 |  | 282 | 308.5805 | 68.3369 | 113.8103 | 169.9996 | 6.3945 | 49.2263 | 166.0314 | 120.8516 | 6.1252 | 0
|  | 283 | 406.958 | 96.8969 | 144.9741 | 195.4173 | 6.3945 | 49.549 | 161.4584 | 288.5916 | 9.2706 | 609 |  | 283 | 388.5251 | 88.2634 | 119.47 | 171.3561 | 6.3945 | 79.6328 | 182.9901 | 217.0378 | 8.0814 | 403 |  | 283 | 318.2309 | 76.0315 | 116.4403 | 187.8823 | 6.5425 | 40.9986 | 167.0851 | 166.9629 | 6.9556 | 241 |  | 283 | 305.0243 | 67.9423 | 113.4368 | 169.9707 | 6.3945 | 49.2492 | 165.9959 | 121.277 | 6.1252 | 0
|  | 284 | 402.3187 | 96.4149 | 144.5032 | 195.4355 | 6.3945 | 49.5382 | 161.3889 | 289.5651 | 9.2706 | 609 |  | 284 | 384.1239 | 87.8542 | 118.9925 | 171.3723 | 6.3945 | 79.7314 | 182.9281 | 217.8825 | 8.0814 | 403 |  | 284 | 314.6381 | 75.5983 | 115.9967 | 187.798 | 6.5425 | 40.9852 | 167.054 | 167.5395 | 6.9556 | 244 |  | 284 | 301.6323 | 67.4543 | 112.9924 | 169.9419 | 6.3945 | 49.2734 | 165.9658 | 121.7126 | 6.1252 | 0
|  | 285 | 397.8508 | 95.7988 | 143.995 | 195.4538 | 6.3945 | 49.5277 | 161.3229 | 290.5539 | 9.2706 | 612 |  | 285 | 379.8712 | 87.349 | 118.4626 | 171.3885 | 6.3945 | 79.8329 | 182.8704 | 218.7338 | 8.0814 | 405 |  | 285 | 310.9734 | 75.1884 | 115.6018 | 187.7138 | 6.5425 | 40.9724 | 167.0261 | 168.1293 | 6.9556 | 246 |  | 285 | 297.9556 | 67.1367 | 112.6623 | 169.913 | 6.3945 | 49.2986 | 165.9405 | 122.1598 | 6.1252 | 0
|  | 286 | 392.9051 | 95.4856 | 143.6617 | 195.4721 | 6.3945 | 49.5175 | 161.26 | 291.5558 | 9.2706 | 612 |  | 286 | 375.347 | 86.941 | 118.1316 | 171.38 | 6.3945 | 79.9371 | 182.8166 | 219.5901 | 8.0814 | 405 |  | 286 | 307.2583 | 74.8732 | 115.2292 | 187.5629 | 6.5425 | 40.9602 | 167.0012 | 168.731 | 6.9556 | 249 |  | 286 | 294.5182 | 66.7835 | 112.2139 | 169.7989 | 6.3945 | 49.3249 | 165.9196 | 122.6156 | 6.1252 | 0
|  | 287 | 388.481 | 94.9469 | 143.21 | 195.3129 | 6.3945 | 49.5075 | 161.1997 | 292.5686 | 9.2706 | 615 |  | 287 | 371.0733 | 86.379 | 117.8122 | 171.2633 | 6.3945 | 80.0438 | 182.7664 | 220.4503 | 8.0814 | 407 |  | 287 | 303.5739 | 74.5762 | 114.8253 | 187.3943 | 6.5425 | 40.9484 | 166.9788 | 169.3433 | 6.9556 | 251 |  | 287 | 290.9952 | 66.3743 | 111.867 | 169.7248 | 6.3945 | 49.3521 | 165.9028 | 123.0792 | 6.1252 | 0
|  | 288 | 383.8849 | 94.4871 | 142.6917 | 195.313 | 6.3945 | 49.4977 | 161.1419 | 293.5902 | 9.2706 | 615 |  | 288 | 366.7706 | 85.8469 | 117.3551 | 171.2836 | 6.3945 | 80.1529 | 182.7193 | 221.3129 | 8.0814 | 407 |  | 288 | 300.0006 | 74.117 | 114.385 | 187.3133 | 6.5425 | 40.9371 | 166.9586 | 169.965 | 6.9556 | 253 |  | 288 | 287.6375 | 65.9102 | 111.3623 | 169.6981 | 6.3945 | 49.3802 | 165.8895 | 123.5497 | 6.1252 | 0
|  | 289 | 379.3745 | 93.88 | 142.2117 | 195.3366 | 6.3945 | 49.4882 | 161.0861 | 294.6183 | 9.2706 | 618 |  | 289 | 362.3367 | 85.369 | 116.9749 | 171.3038 | 6.3945 | 80.264 | 182.6749 | 222.1766 | 8.0814 | 409 |  | 289 | 296.3558 | 73.7366 | 113.9375 | 187.2322 | 6.5425 | 40.9263 | 166.9402 | 170.5949 | 6.9556 | 256 |  | 289 | 283.9741 | 65.6338 | 110.9754 | 169.6715 | 6.3945 | 49.4091 | 165.8793 | 124.027 | 6.1252 | 0
|  | 290 | 374.7228 | 93.4181 | 141.7992 | 195.2889 | 6.3945 | 49.4789 | 161.032 | 295.6508 | 9.2706 | 618 |  | 290 | 358.0519 | 84.9014 | 116.6623 | 171.0971 | 6.3945 | 80.377 | 182.6328 | 223.0402 | 8.0814 | 409 |  | 290 | 292.6784 | 73.2495 | 113.6319 | 187.1485 | 6.5425 | 40.9159 | 166.9232 | 171.2315 | 6.9556 | 258 |  | 290 | 280.6044 | 65.1781 | 110.6088 | 169.5104 | 6.3945 | 49.4388 | 165.8719 | 124.5111 | 6.1252 | 0
|  | 291 | 370.2213 | 93.0258 | 141.4024 | 195.0055 | 6.3945 | 49.4699 | 160.9793 | 296.6854 | 9.2706 | 621 |  | 291 | 353.8795 | 84.4709 | 116.3451 | 170.7456 | 6.3945 | 80.4916 | 182.5927 | 223.9021 | 8.0814 | 411 |  | 291 | 289.232 | 72.8513 | 113.3194 | 186.7519 | 6.5425 | 40.9059 | 166.9074 | 171.8738 | 6.9556 | 261 |  | 291 | 277.5244 | 64.8307 | 110.3523 | 169.1434 | 6.3945 | 49.4691 | 165.8668 | 124.9995 | 6.1252 | 0
|  | 292 | 366.8671 | 92.7307 | 141.0387 | 194.7348 | 6.3945 | 49.4609 | 160.9276 | 297.7201 | 9.2706 | 621 |  | 292 | 350.7517 | 84.1713 | 116.1518 | 170.5928 | 6.3945 | 80.6077 | 182.5541 | 224.7611 | 8.0814 | 411 |  | 292 | 286.5053 | 72.599 | 113.0694 | 186.2884 | 6.5425 | 40.8963 | 166.8922 | 172.5203 | 6.9556 | 263 |  | 292 | 275.1626 | 64.6053 | 110.1588 | 168.8222 | 6.3945 | 49.5 | 165.8636 | 125.4913 | 6.1252 | 0
|  | 293 | 363.6703 | 92.3286 | 140.7362 | 194.6451 | 6.3945 | 49.4522 | 160.8767 | 298.7526 | 9.2706 | 624 |  | 293 | 347.4532 | 83.9357 | 115.9774 | 170.5295 | 6.3945 | 80.7251 | 182.5166 | 225.6159 | 8.0814 | 412 |  | 293 | 284.0768 | 72.2082 | 112.7984 | 186.0937 | 6.5425 | 40.8871 | 166.8774 | 173.1699 | 6.9556 | 265.3426 |  | 293 | 272.6887 | 64.3023 | 109.9221 | 168.7339 | 6.3945 | 49.5314 | 165.8618 | 125.9856 | 6.1252 | 0
|  | 294 | 360.2774 | 91.9712 | 140.5442 | 194.5963 | 6.3945 | 49.4437 | 160.8261 | 299.7807 | 9.2706 | 624 |  | 294 | 344.1051 | 83.6682 | 115.8565 | 170.4941 | 6.3945 | 80.8434 | 182.4797 | 226.465 | 8.0814 | 412 |  | 294 | 281.24 | 72.058 | 112.6338 | 185.9601 | 6.5425 | 40.8783 | 166.8626 | 173.8212 | 6.9556 | 267.6574 |  | 294 | 270.065 | 64.142 | 109.6838 | 168.6542 | 6.3945 | 49.5632 | 165.861 | 126.4817 | 6.1252 | 0
|  | 295 | 356.9672 | 91.5832 | 140.284 | 194.5634 | 6.3945 | 49.4353 | 160.7755 | 300.8022 | 9.2706 | 627 |  | 295 | 341.0704 | 83.2958 | 115.5103 | 170.4755 | 6.3945 | 80.9625 | 182.4432 | 227.3073 | 8.0814 | 414 |  | 295 | 278.549 | 71.7623 | 112.4689 | 185.8266 | 6.5425 | 40.8698 | 166.8474 | 174.473 | 6.9556 | 270 |  | 295 | 267.3618 | 63.9887 | 109.518 | 168.5746 | 6.3945 | 49.5954 | 165.8608 | 126.9785 | 6.1252 | 0
|  | 296 | 353.6817 | 91.1289 | 139.9913 | 194.6049 | 6.3945 | 49.427 | 160.7247 | 301.815 | 9.2706 | 627 |  | 296 | 337.9915 | 82.9094 | 115.1657 | 170.5134 | 6.3945 | 81.0822 | 182.4067 | 228.1412 | 8.0814 | 414 |  | 296 | 276.0242 | 71.4475 | 112.142 | 185.7081 | 6.5425 | 40.8616 | 166.8315 | 175.124 | 6.9556 | 272 |  | 296 | 264.9277 | 63.7208 | 109.1444 | 168.5482 | 6.3945 | 49.6279 | 165.8608 | 127.4752 | 6.1252 | 0
|  | 297 | 350.134 | 90.9173 | 139.7143 | 194.6501 | 6.3945 | 49.4188 | 160.6732 | 302.8168 | 9.2706 | 629 |  | 297 | 334.7305 | 82.6078 | 114.9185 | 170.5513 | 6.3945 | 81.2023 | 182.3696 | 228.9656 | 8.0814 | 416 |  | 297 | 273.4906 | 71.097 | 111.8153 | 185.6339 | 6.5425 | 40.8538 | 166.8144 | 175.7729 | 6.9556 | 274.3344 |  | 297 | 262.42 | 63.4207 | 108.8718 | 168.5265 | 6.3945 | 49.6605 | 165.8605 | 127.971 | 6.1252 | 0
|  | 298 | 346.809 | 90.5502 | 139.37 | 194.6954 | 6.3945 | 49.4108 | 160.6207 | 303.8055 | 9.2706 | 629 |  | 298 | 331.5738 | 82.3366 | 114.5366 | 170.5893 | 6.3945 | 81.3226 | 182.3316 | 229.7789 | 8.0814 | 416 |  | 298 | 270.8714 | 70.8105 | 111.5101 | 185.5597 | 6.5425 | 40.8462 | 166.7959 | 176.4186 | 6.9556 | 276.6656 |  | 298 | 259.9331 | 63.104 | 108.5952 | 168.5049 | 6.3945 | 49.6934 | 165.8595 | 128.4648 | 6.1252 | 0
|  | 299 | 343.554 | 90.1703 | 138.9685 | 194.7407 | 6.3945 | 49.4029 | 160.567 | 304.7789 | 9.2706 | 632 |  | 299 | 328.4057 | 82.0219 | 114.2096 | 170.6272 | 6.3945 | 81.4427 | 182.2923 | 230.58 | 8.0814 | 417 |  | 299 | 268.308 | 70.4923 | 111.1813 | 185.485 | 6.5425 | 40.8388 | 166.7755 | 177.0596 | 6.9556 | 279 |  | 299 | 257.4089 | 62.8274 | 108.3261 | 168.4728 | 6.3945 | 49.7263 | 165.8574 | 128.956 | 6.1252 | 0
|  | 300 | 340.3535 | 89.7621 | 138.5561 | 194.7706 | 6.3945 | 49.395 | 160.5115 | 305.7348 | 9.2706 | 632 |  | 300 | 325.326 | 81.6708 | 113.8535 | 170.6422 | 6.3945 | 81.5627 | 182.2513 | 231.3674 | 8.0814 | 417 |  | 300 | 265.7268 | 70.1385 | 110.9364 | 185.3799 | 6.5425 | 40.8317 | 166.7529 | 177.6947 | 6.9556 | 281 |  | 300 | 254.8342 | 62.5803 | 108.0915 | 168.4273 | 6.3945 | 49.7591 | 165.8537 | 129.4434 | 6.1252 | 0
|  | 301 | 336.8823 | 89.4536 | 138.3081 | 194.8072 | 6.3945 | 49.3873 | 160.4541 | 306.671 | 9.2706 | 634 |  | 301 | 322.0929 | 81.3023 | 113.6568 | 170.6686 | 6.3945 | 81.6821 | 182.2082 | 232.1398 | 8.0814 | 419 |  | 301 | 263.0069 | 69.8886 | 110.7139 | 185.2871 | 6.5425 | 40.8248 | 166.7277 | 178.3227 | 6.9556 | 283 |  | 301 | 252.2848 | 62.3468 | 107.808 | 168.3917 | 6.3945 | 49.7919 | 165.8481 | 129.9264 | 6.1252 | 0
|  | 302 | 333.5036 | 89.013 | 138.0996 | 194.8438 | 6.3945 | 49.3795 | 160.3944 | 307.5854 | 9.2706 | 634 |  | 302 | 318.9419 | 80.8806 | 113.4311 | 170.695 | 6.3945 | 81.8008 | 182.1626 | 232.8959 | 8.0814 | 419 |  | 302 | 260.2463 | 69.6372 | 110.5289 | 185.199 | 6.5425 | 40.8181 | 166.6996 | 178.9423 | 6.9556 | 285 |  | 302 | 249.8149 | 62.0117 | 107.5467 | 168.3562 | 6.3945 | 49.8245 | 165.8401 | 130.404 | 6.1252 | 0
|  | 303 | 330.085 | 88.7018 | 137.8017 | 194.8804 | 6.3945 | 49.3719 | 160.3321 | 308.4757 | 9.2706 | 637 |  | 303 | 315.8112 | 80.4923 | 113.1519 | 170.7215 | 6.3945 | 81.9186 | 182.114 | 233.6343 | 8.0814 | 420 |  | 303 | 257.6424 | 69.3099 | 110.2957 | 185.0784 | 6.5425 | 40.8116 | 166.6681 | 179.5522 | 6.9556 | 287 |  | 303 | 247.1601 | 61.7637 | 107.4165 | 168.2871 | 6.3945 | 49.8569 | 165.8292 | 130.8752 | 6.1252 | 0
|  | 304 | 326.78 | 88.2927 | 137.4962 | 194.9088 | 6.3945 | 49.3642 | 160.2667 | 309.3397 | 9.2706 | 637 |  | 304 | 312.4735 | 80.236 | 112.9795 | 170.7159 | 6.3945 | 82.0353 | 182.0622 | 234.3536 | 8.0814 | 420 |  | 304 | 254.9779 | 68.9677 | 110.1077 | 184.9879 | 6.5425 | 40.8052 | 166.633 | 180.1512 | 6.9556 | 289 |  | 304 | 244.6215 | 61.4556 | 107.193 | 168.2554 | 6.3945 | 49.889 | 165.8151 | 131.3394 | 6.1252 | 0
|  | 305 | 323.1906 | 88.0685 | 137.275 | 194.9525 | 6.3945 | 49.3566 | 160.198 | 310.1755 | 9.2706 | 639 |  | 305 | 309.2225 | 79.8627 | 112.7971 | 170.7507 | 6.3945 | 82.1506 | 182.0066 | 235.0527 | 8.0814 | 422 |  | 305 | 252.3498 | 68.603 | 109.8999 | 184.9036 | 6.5425 | 40.799 | 166.5938 | 180.7379 | 6.9556 | 291 |  | 305 | 242.0489 | 61.1855 | 106.964 | 168.2252 | 6.3945 | 49.9207 | 165.7973 | 131.7954 | 6.1252 | 0
|  | 306 | 319.8626 | 87.6909 | 136.9457 | 194.9963 | 6.3945 | 49.349 | 160.1257 | 310.9814 | 9.2706 | 639 |  | 306 | 305.9949 | 79.5105 | 112.5702 | 170.7855 | 6.3945 | 82.2644 | 181.9469 | 235.73 | 8.0814 | 422 |  | 306 | 249.6094 | 68.3603 | 109.6823 | 184.8192 | 6.5425 | 40.7929 | 166.5502 | 181.3112 | 6.9556 | 293.219 |  | 306 | 239.5606 | 60.8481 | 106.7181 | 168.1949 | 6.3945 | 49.9519 | 165.7753 | 132.2425 | 6.1252 | 0
|  | 307 | 316.6835 | 87.2068 | 136.5741 | 195.04 | 6.3945 | 49.3414 | 160.0493 | 311.7546 | 9.2706 | 642 |  | 307 | 302.7664 | 79.2311 | 112.2714 | 170.8203 | 6.3945 | 82.3764 | 181.8827 | 236.3842 | 8.0814 | 423 |  | 307 | 247.0435 | 68.0704 | 109.3373 | 184.7348 | 6.5425 | 40.7868 | 166.5018 | 181.8696 | 6.9556 | 295.781 |  | 307 | 237.0439 | 60.5984 | 106.4127 | 168.1646 | 6.3945 | 49.9826 | 165.7489 | 132.6798 | 6.1252 | 0
|  | 308 | 313.5045 | 86.6635 | 136.2615 | 195.0837 | 6.3945 | 49.3338 | 159.9686 | 312.4927 | 9.2706 | 642 |  | 308 | 299.5986 | 78.8573 | 112.0063 | 170.8551 | 6.3945 | 82.4865 | 181.8135 | 237.0141 | 8.0814 | 423 |  | 308 | 244.2632 | 67.8291 | 109.1583 | 184.6505 | 6.5425 | 40.7809 | 166.4483 | 182.4126 | 6.9556 | 297 |  | 308 | 234.3558 | 60.447 | 106.1806 | 168.1344 | 6.3945 | 50.0126 | 165.7175 | 133.1064 | 6.1252 | 0
|  | 309 | 310.3457 | 86.2648 | 135.7842 | 195.1275 | 6.3945 | 49.3262 | 159.8833 | 313.1967 | 9.2706 | 644 |  | 309 | 296.4775 | 78.4227 | 111.7553 | 170.8899 | 6.3945 | 82.5943 | 181.7391 | 237.6183 | 8.0814 | 424 |  | 309 | 241.6729 | 67.5185 | 108.8896 | 184.535 | 6.5425 | 40.775 | 166.3893 | 182.9394 | 6.9556 | 299 |  | 309 | 231.7172 | 60.2159 | 106.0197 | 168.0629 | 6.3945 | 50.042 | 165.6807 | 133.5214 | 6.1252 | 0
|  | 310 | 307.0394 | 85.9392 | 135.4281 | 195.1243 | 6.3945 | 49.3185 | 159.7929 | 313.8658 | 9.2706 | 644 |  | 310 | 293.1742 | 78.2022 | 111.529 | 170.868 | 6.3945 | 82.6997 | 181.6589 | 238.1991 | 8.0814 | 424 |  | 310 | 239.1662 | 67.2521 | 108.5183 | 184.3943 | 6.5425 | 40.7691 | 166.3243 | 183.448 | 6.9556 | 301 |  | 310 | 229.3298 | 59.946 | 105.6561 | 167.982 | 6.3945 | 50.0707 | 165.638 | 133.9252 | 6.1252 | 0
|  | 311 | 303.9724 | 85.4167 | 135.0434 | 195.1073 | 6.3945 | 49.3107 | 159.6972 | 314.4958 | 9.2706 | 646 |  | 311 | 290.1023 | 77.8554 | 111.1875 | 170.8563 | 6.3945 | 82.8025 | 181.5725 | 238.7536 | 8.0814 | 426 |  | 311 | 236.5235 | 67.0457 | 108.223 | 184.2537 | 6.5425 | 40.7632 | 166.2532 | 183.9389 | 6.9556 | 303 |  | 311 | 226.7893 | 59.637 | 105.4246 | 167.9609 | 6.3945 | 50.0985 | 165.5891 | 134.319 | 6.1252 | 0
|  | 312 | 300.691 | 85.0693 | 134.6198 | 195.1686 | 6.3945 | 49.3029 | 159.5959 | 315.0825 | 9.2706 | 646 |  | 312 | 287.0843 | 77.3928 | 110.8454 | 170.9071 | 6.3945 | 82.9024 | 181.4796 | 239.2783 | 8.0814 | 426 |  | 312 | 234 | 66.6991 | 107.8884 | 184.1732 | 6.5425 | 40.7574 | 166.1754 | 184.4094 | 6.9556 | 305 |  | 312 | 224.2688 | 59.3792 | 105.122 | 167.9399 | 6.3945 | 50.1253 | 165.5336 | 134.6984 | 6.1252 | 0
|  | 313 | 297.4128 | 84.7334 | 134.1814 | 195.23 | 6.3945 | 49.295 | 159.4885 | 315.6231 | 9.2706 | 648 |  | 313 | 283.9205 | 77.0036 | 110.5757 | 170.958 | 6.3945 | 82.9993 | 181.3798 | 239.7718 | 8.0814 | 427 |  | 313 | 231.5062 | 66.3184 | 107.5533 | 184.0979 | 6.5425 | 40.7514 | 166.0906 | 184.8575 | 6.9556 | 307 |  | 313 | 221.7532 | 59.1243 | 104.8117 | 167.9188 | 6.3945 | 50.1512 | 165.4709 | 135.0627 | 6.1252 | 0
|  | 314 | 294.0251 | 84.4155 | 133.8345 | 195.2913 | 6.3945 | 49.287 | 159.3747 | 316.1155 | 9.2706 | 648 |  | 314 | 280.7743 | 76.6882 | 110.2145 | 171.0088 | 6.3945 | 83.0929 | 181.2726 | 240.2327 | 8.0814 | 427 |  | 314 | 228.8523 | 65.9973 | 107.3186 | 184.0225 | 6.5425 | 40.7455 | 165.9985 | 185.2818 | 6.9556 | 309 |  | 314 | 219.3813 | 58.7682 | 104.4588 | 167.8978 | 6.3945 | 50.1761 | 165.4008 | 135.4109 | 6.1252 | 0
|  | 315 | 290.7521 | 84.1116 | 133.359 | 195.3527 | 6.3945 | 49.2789 | 159.2543 | 316.5574 | 9.2706 | 650 |  | 315 | 277.6967 | 76.3526 | 109.805 | 171.0597 | 6.3945 | 83.183 | 181.1577 | 240.6598 | 8.0814 | 428 |  | 315 | 226.1977 | 65.7661 | 106.9947 | 183.9471 | 6.5425 | 40.7395 | 165.8987 | 185.681 | 6.9556 | 311 |  | 315 | 216.9209 | 58.5243 | 104.0822 | 167.8767 | 6.3945 | 50.1998 | 165.3226 | 135.7421 | 6.1252 | 0
|  | 316 | 287.4714 | 83.8008 | 132.8979 | 195.414 | 6.3945 | 49.2707 | 159.1269 | 316.9466 | 9.2706 | 650 |  | 316 | 274.4932 | 76.0279 | 109.5105 | 171.1105 | 6.3945 | 83.2694 | 181.0347 | 241.0515 | 8.0814 | 428 |  | 316 | 223.6048 | 65.539 | 106.605 | 183.8718 | 6.5425 | 40.7333 | 165.7908 | 186.054 | 6.9556 | 312 |  | 316 | 214.3856 | 58.3 | 103.7608 | 167.8557 | 6.3945 | 50.2223 | 165.2361 | 136.0554 | 6.1252 | 0
|  | 317 | 284.1607 | 83.4778 | 132.4792 | 195.4753 | 6.3945 | 49.2623 | 158.9921 | 317.2808 | 9.2706 | 652 |  | 317 | 271.2542 | 75.7482 | 109.2065 | 171.1614 | 6.3945 | 83.3519 | 180.9031 | 241.4067 | 8.0814 | 429 |  | 317 | 221.1 | 65.1856 | 106.2534 | 183.7964 | 6.5425 | 40.7271 | 165.6744 | 186.3994 | 6.9556 | 314 |  | 317 | 211.8518 | 57.9911 | 103.5227 | 167.8346 | 6.3945 | 50.2435 | 165.1408 | 136.3499 | 6.1252 | 0
|  | 318 | 280.9627 | 83.1955 | 131.9071 | 195.5367 | 6.3945 | 49.2538 | 158.8496 | 317.558 | 9.2706 | 652 |  | 318 | 268.3114 | 75.3969 | 108.6778 | 171.2122 | 6.3945 | 83.4303 | 180.7625 | 241.7239 | 8.0814 | 429 |  | 318 | 218.6259 | 64.9158 | 105.7877 | 183.721 | 6.5425 | 40.7207 | 165.5493 | 186.7159 | 6.9556 | 316 |  | 318 | 209.5784 | 57.7759 | 102.9303 | 167.8136 | 6.3945 | 50.2633 | 165.0362 | 136.6248 | 6.1252 | 0
|  | 319 | 277.9169 | 82.7894 | 131.3066 | 195.598 | 6.3945 | 49.2451 | 158.699 | 317.7758 | 9.2706 | 654 |  | 319 | 265.3368 | 75.1423 | 108.0843 | 171.263 | 6.3945 | 83.5043 | 180.6126 | 242.0018 | 8.0814 | 430 |  | 319 | 216.2899 | 64.5623 | 105.2675 | 183.6457 | 6.5425 | 40.7142 | 165.4149 | 187.0022 | 6.9556 | 318 |  | 319 | 207.3108 | 57.4516 | 102.4414 | 167.7925 | 6.3945 | 50.2818 | 164.922 | 136.8791 | 6.1252 | 0
|  | 320 | 275.0942 | 82.4323 | 130.4339 | 195.6594 | 6.3945 | 49.2363 | 158.5402 | 317.932 | 9.2706 | 654 |  | 320 | 262.412 | 74.8284 | 107.5002 | 171.3139 | 6.3945 | 83.5738 | 180.4529 | 242.2389 | 8.0814 | 430 |  | 320 | 213.9172 | 64.2914 | 104.7013 | 183.5703 | 6.5425 | 40.7075 | 165.271 | 187.2572 | 6.9556 | 319 |  | 320 | 204.7862 | 57.2233 | 102.1135 | 167.7715 | 6.3945 | 50.2987 | 164.7977 | 137.1119 | 6.1252 | 0
|  | 321 | 271.8235 | 82.1125 | 129.9719 | 195.7207 | 6.3945 | 49.2273 | 158.3726 | 318.0244 | 9.2706 | 656 |  | 321 | 259.3623 | 74.5189 | 107.0367 | 171.3647 | 6.3945 | 83.6385 | 180.283 | 242.4341 | 8.0814 | 432 |  | 321 | 211.4281 | 64.0674 | 104.2048 | 183.4949 | 6.5425 | 40.7006 | 165.1172 | 187.4793 | 6.9556 | 321 |  | 321 | 202.5823 | 57.0142 | 101.4455 | 167.7504 | 6.3945 | 50.314 | 164.6628 | 137.3224 | 6.1252 | 0
|  | 322 | 268.8453 | 81.7617 | 129.2485 | 195.7821 | 6.3945 | 49.2181 | 158.1959 | 318.0508 | 9.2706 | 656 |  | 322 | 256.5437 | 74.1304 | 106.4211 | 171.4156 | 6.3945 | 83.6982 | 180.1026 | 242.5858 | 8.0814 | 432 |  | 322 | 209.2261 | 63.7648 | 103.4997 | 183.4196 | 6.5425 | 40.6935 | 164.9532 | 187.6675 | 6.9556 | 323 |  | 322 | 200.372 | 56.7598 | 100.8292 | 167.7294 | 6.3945 | 50.3277 | 164.5171 | 137.5096 | 6.1252 | 0
|  | 323 | 265.8595 | 81.353 | 128.5904 | 195.8434 | 6.3945 | 49.2086 | 158.0099 | 318.009 | 9.2706 | 657 |  | 323 | 253.5561 | 73.8009 | 105.9154 | 171.4664 | 6.3945 | 83.7527 | 179.9112 | 242.6929 | 8.0814 | 433 |  | 323 | 206.6002 | 63.5402 | 103.1405 | 183.3442 | 6.5425 | 40.6861 | 164.7784 | 187.8204 | 6.9556 | 324 |  | 323 | 197.8835 | 56.4962 | 100.5006 | 167.7083 | 6.3945 | 50.3396 | 164.3599 | 137.6727 | 6.1252 | 0
|  | 324 | 262.4789 | 81.0308 | 128.2407 | 195.9047 | 6.3945 | 49.1996 | 157.8142 | 317.8968 | 9.2706 | 657 |  | 324 | 250.3179 | 73.5412 | 105.5906 | 171.5172 | 6.3945 | 83.8018 | 179.7085 | 242.7542 | 8.0814 | 433 |  | 324 | 204.1402 | 63.2658 | 102.6652 | 183.2688 | 6.5425 | 40.6785 | 164.5927 | 187.9366 | 6.9556 | 326 |  | 324 | 195.7148 | 56.2595 | 99.825 | 167.6873 | 6.3945 | 50.35 | 164.1909 | 137.8109 | 6.1252 | 0
|  | 325 | 259.7262 | 80.552 | 127.4198 | 195.9661 | 6.3945 | 49.1909 | 157.6084 | 317.7119 | 9.2706 | 659 |  | 325 | 247.466 | 73.1969 | 104.964 | 171.5681 | 6.3945 | 83.8453 | 179.4939 | 242.7682 | 8.0814 | 434 |  | 325 | 201.6868 | 62.9299 | 102.2447 | 183.1935 | 6.5425 | 40.6714 | 164.3956 | 188.0151 | 6.9556 | 327 |  | 325 | 193.223 | 56.062 | 99.4334 | 167.6662 | 6.3945 | 50.3587 | 164.0098 | 137.9231 | 6.1252 | 0
|  | 326 | 256.5123 | 80.2103 | 126.9229 | 196.0274 | 6.3945 | 49.1819 | 157.3923 | 317.4521 | 9.2706 | 659 |  | 326 | 244.4761 | 72.7954 | 104.5327 | 171.6189 | 6.3945 | 83.8829 | 179.2672 | 242.7333 | 8.0814 | 434 |  | 326 | 199.055 | 62.7619 | 101.8349 | 183.1181 | 6.5425 | 40.6644 | 164.1867 | 188.0544 | 6.9556 | 329 |  | 326 | 190.7692 | 55.7895 | 99.0789 | 167.6452 | 6.3945 | 50.3655 | 163.8159 | 138.0085 | 6.1252 | 0
|  | 327 | 253.2 | 79.9016 | 126.4915 | 196.0888 | 6.3945 | 49.1726 | 157.1654 | 317.1153 | 9.2706 | 661 |  | 327 | 241.5511 | 72.4715 | 103.9588 | 171.6698 | 6.3945 | 83.9145 | 179.0279 | 242.6482 | 8.0814 | 434 |  | 327 | 196.8037 | 62.3501 | 101.2882 | 183.0427 | 6.5425 | 40.6571 | 163.9657 | 188.0532 | 6.9556 | 330 |  | 327 | 188.5068 | 55.6021 | 98.4478 | 167.6241 | 6.3945 | 50.3702 | 163.609 | 138.0662 | 6.1252 | 0
|  | 328 | 249.9356 | 79.512 | 126.0929 | 196.1501 | 6.3945 | 49.163 | 156.9275 | 316.6992 | 9.2706 | 661 |  | 328 | 238.497 | 72.1614 | 103.5003 | 171.7206 | 6.3945 | 83.9398 | 178.7757 | 242.5116 | 8.0814 | 434 |  | 328 | 194.5642 | 62.0116 | 100.6565 | 182.9674 | 6.5425 | 40.6494 | 163.7322 | 188.0104 | 6.9556 | 332 |  | 328 | 186.1379 | 55.2859 | 98.0519 | 167.6031 | 6.3945 | 50.3728 | 163.3886 | 138.0952 | 6.1252 | 0
|  | 329 | 246.8107 | 79.1269 | 125.5505 | 196.2115 | 6.3945 | 49.1531 | 156.6782 | 316.2015 | 9.2706 | 662 |  | 329 | 235.3585 | 71.8721 | 103.1054 | 171.7715 | 6.3945 | 83.9586 | 178.51 | 242.322 | 8.0814 | 435 |  | 329 | 191.9673 | 61.7722 | 100.2832 | 182.892 | 6.5425 | 40.6412 | 163.4859 | 187.9245 | 6.9556 | 333 |  | 329 | 183.6722 | 55.0555 | 97.6671 | 167.582 | 6.3945 | 50.3733 | 163.1542 | 138.0947 | 6.1252 | 0
|  | 330 | 243.4601 | 78.8478 | 125.1277 | 196.2728 | 6.3945 | 49.1428 | 156.4171 | 315.6201 | 9.2706 | 662 |  | 330 | 232.2469 | 71.5208 | 102.7456 | 171.8223 | 6.3945 | 83.9708 | 178.2306 | 242.0782 | 8.0814 | 435 |  | 330 | 189.4479 | 61.4651 | 99.8999 | 182.8167 | 6.5425 | 40.6327 | 163.2264 | 187.7944 | 6.9556 | 335 |  | 330 | 181.4723 | 54.7024 | 97.1392 | 167.561 | 6.3945 | 50.3714 | 162.9055 | 138.0638 | 6.1252 | 0
|  | 331 | 240.5525 | 78.397 | 124.4337 | 196.3341 | 6.3945 | 49.1321 | 156.144 | 314.9527 | 9.2706 | 663 |  | 331 | 229.4002 | 71.0343 | 102.256 | 171.8731 | 6.3945 | 83.976 | 177.9369 | 241.7788 | 8.0814 | 436 |  | 331 | 187.1701 | 61.0147 | 99.4185 | 182.7413 | 6.5425 | 40.6236 | 162.9533 | 187.6187 | 6.9556 | 336 |  | 331 | 179.0547 | 54.3953 | 96.783 | 167.5399 | 6.3945 | 50.3672 | 162.642 | 138.0015 | 6.1252 | 0
|  | 332 | 237.7696 | 77.9026 | 123.6585 | 196.3955 | 6.3945 | 49.1211 | 155.8585 | 314.1972 | 9.2706 | 663 |  | 332 | 226.4137 | 70.7754 | 101.6786 | 171.924 | 6.3945 | 83.974 | 177.6287 | 241.4223 | 8.0814 | 436 |  | 332 | 184.7438 | 60.6495 | 99.0003 | 182.6659 | 6.5425 | 40.6142 | 162.6663 | 187.3962 | 6.9556 | 338 |  | 332 | 176.5637 | 54.1689 | 96.4195 | 167.5189 | 6.3945 | 50.3606 | 162.3633 | 137.9071 | 6.1252 | 0
|  | 333 | 234.4299 | 77.6392 | 123.2092 | 196.4568 | 6.3945 | 49.1096 | 155.5603 | 313.3513 | 9.2706 | 665 |  | 333 | 223.4108 | 70.3555 | 101.2786 | 171.9748 | 6.3945 | 83.9648 | 177.3055 | 241.0076 | 8.0814 | 437 |  | 333 | 182.2716 | 60.3994 | 98.5129 | 182.5906 | 6.5425 | 40.6042 | 162.3649 | 187.1255 | 6.9556 | 339 |  | 333 | 174.2894 | 53.9338 | 95.8481 | 167.4978 | 6.3945 | 50.3514 | 162.0689 | 137.7795 | 6.1252 | 0
|  | 334 | 231.6473 | 77.0075 | 122.571 | 196.5182 | 6.3945 | 49.0977 | 155.249 | 312.4128 | 9.2706 | 665 |  | 334 | 220.6846 | 69.9497 | 100.588 | 172.0257 | 6.3945 | 83.9479 | 176.9669 | 240.5331 | 8.0814 | 437 |  | 334 | 179.964 | 60.1691 | 97.8411 | 182.5152 | 6.5425 | 40.5936 | 162.0489 | 186.8054 | 6.9556 | 340 |  | 334 | 172.1814 | 53.6363 | 95.1727 | 167.4768 | 6.3945 | 50.3397 | 161.7584 | 137.618 | 6.1252 | 0
|  | 335 | 228.7407 | 76.4608 | 121.9718 | 196.5795 | 6.3945 | 49.0854 | 154.9243 | 311.3794 | 9.2706 | 666 |  | 335 | 217.8444 | 69.4905 | 100.0647 | 172.0765 | 6.3945 | 83.9233 | 176.6124 | 239.9975 | 8.0814 | 438 |  | 335 | 177.8391 | 59.6447 | 97.2807 | 182.4398 | 6.5425 | 40.5826 | 161.7178 | 186.4347 | 6.9556 | 341 |  | 335 | 169.8606 | 53.2151 | 94.8338 | 167.4557 | 6.3945 | 50.3253 | 161.4315 | 137.4215 | 6.1252 | 0
|  | 336 | 225.9494 | 76.0481 | 121.1233 | 196.6409 | 6.3945 | 49.0727 | 154.5858 | 310.2491 | 9.2706 | 666 |  | 336 | 214.9604 | 68.9896 | 99.6268 | 172.1274 | 6.3945 | 83.8908 | 176.2418 | 239.3996 | 8.0814 | 438 |  | 336 | 175.3374 | 59.2497 | 96.9676 | 182.3645 | 6.5425 | 40.5709 | 161.3713 | 186.0119 | 6.9556 | 343 |  | 336 | 167.641 | 52.8635 | 94.324 | 167.4347 | 6.3945 | 50.3082 | 161.0876 | 137.1893 | 6.1252 | 0
|  | 337 | 223.4296 | 75.5209 | 120.1179 | 196.7022 | 6.3945 | 49.0594 | 154.2333 | 309.0194 | 9.2706 | 667 |  | 337 | 212.028 | 68.5459 | 99.1802 | 172.1782 | 6.3945 | 83.85 | 175.8546 | 238.7378 | 8.0814 | 438 |  | 337 | 172.9532 | 58.9146 | 96.4773 | 182.2891 | 6.5425 | 40.5587 | 161.009 | 185.5359 | 6.9556 | 344 |  | 337 | 165.3595 | 52.4457 | 93.9424 | 167.4136 | 6.3945 | 50.2883 | 160.7264 | 136.9203 | 6.1252 | 0
|  | 338 | 220.2682 | 75.1087 | 119.639 | 196.7635 | 6.3945 | 49.0457 | 153.8663 | 307.6884 | 9.2706 | 667 |  | 338 | 209.0436 | 68.2207 | 98.6671 | 172.229 | 6.3945 | 83.8011 | 175.4503 | 238.0109 | 8.0814 | 438 |  | 338 | 170.6958 | 58.5387 | 95.9009 | 182.2137 | 6.5425 | 40.5458 | 160.6306 | 185.0054 | 6.9556 | 345 |  | 338 | 163.0421 | 52.1343 | 93.4904 | 167.3926 | 6.3945 | 50.2655 | 160.3474 | 136.6138 | 6.1252 | 0
|  | 339 | 217.2656 | 74.6844 | 119.0134 | 196.8249 | 6.3945 | 49.0315 | 153.4846 | 306.2536 | 9.2706 | 668 |  | 339 | 206.5444 | 67.8122 | 97.752 | 172.2799 | 6.3945 | 83.7435 | 175.0287 | 237.2175 | 8.0814 | 439 |  | 339 | 168.6164 | 58.2595 | 95.0498 | 182.1384 | 6.5425 | 40.5322 | 160.2357 | 184.419 | 6.9556 | 346 |  | 339 | 161.0538 | 51.8679 | 92.6642 | 167.3715 | 6.3945 | 50.2397 | 159.9502 | 136.2688 | 6.1252 | 0
|  | 340 | 214.2397 | 74.2752 | 118.396 | 196.8862 | 6.3945 | 49.0167 | 153.0878 | 304.7129 | 9.2706 | 668 |  | 340 | 203.6827 | 67.3403 | 97.2629 | 172.3307 | 6.3945 | 83.6771 | 174.5892 | 236.3563 | 8.0814 | 439 |  | 340 | 166.2695 | 57.8484 | 94.5981 | 182.063 | 6.5425 | 40.518 | 159.8239 | 183.7755 | 6.9556 | 348 |  | 340 | 158.9515 | 51.4112 | 92.1422 | 167.3505 | 6.3945 | 50.2109 | 159.5344 | 135.8844 | 6.1252 | 0
|  | 341 | 211.456 | 73.7787 | 117.6238 | 196.9476 | 6.3945 | 49.0015 | 152.6756 | 303.0641 | 9.2706 | 669 |  | 341 | 200.7484 | 66.995 | 96.7196 | 172.3816 | 6.3945 | 83.6016 | 174.1315 | 235.4259 | 8.0814 | 440 |  | 341 | 163.9335 | 57.4605 | 94.1123 | 181.9876 | 6.5425 | 40.5031 | 159.3949 | 183.0736 | 6.9556 | 349 |  | 341 | 156.8809 | 51.0409 | 91.5023 | 167.3294 | 6.3945 | 50.179 | 159.0995 | 135.4597 | 6.1252 | 0
|  | 342 | 208.3515 | 73.3122 | 117.1422 | 197.0089 | 6.3945 | 48.9856 | 152.2476 | 301.3049 | 9.2706 | 669 |  | 342 | 197.9463 | 66.4188 | 96.2753 | 172.4324 | 6.3945 | 83.5169 | 173.6552 | 234.4249 | 8.0814 | 440 |  | 342 | 161.4736 | 57.1574 | 93.6656 | 181.9123 | 6.5425 | 40.4875 | 158.9482 | 182.312 | 6.9556 | 350 |  | 342 | 154.5903 | 50.7618 | 90.991 | 167.3084 | 6.3945 | 50.1438 | 158.6451 | 134.9939 | 6.1252 | 0
|  | 343 | 205.2754 | 72.8645 | 116.6136 | 197.0703 | 6.3945 | 48.9692 | 151.8036 | 299.4333 | 9.2706 | 670 |  | 343 | 195.1051 | 65.9747 | 95.7378 | 172.4833 | 6.3945 | 83.4226 | 173.1599 | 233.3519 | 8.0814 | 440 |  | 343 | 159.3812 | 56.6682 | 93.0375 | 181.8369 | 6.5425 | 40.4711 | 158.4836 | 181.4895 | 6.9556 | 351 |  | 343 | 152.1592 | 50.4943 | 90.6088 | 167.2873 | 6.3945 | 50.1054 | 158.1708 | 134.486 | 6.1252 | 0
|  | 344 | 202.6456 | 72.4392 | 115.6162 | 197.1316 | 6.3945 | 48.9522 | 151.3431 | 297.4468 | 9.2706 | 670 |  | 344 | 192.3145 | 65.6484 | 95.0319 | 172.5341 | 6.3945 | 83.3186 | 172.6451 | 232.2057 | 8.0814 | 440 |  | 344 | 157.1495 | 56.4201 | 92.3075 | 181.7615 | 6.5425 | 40.4539 | 158.0006 | 180.6047 | 6.9556 | 352 |  | 344 | 149.9984 | 50.1938 | 89.9891 | 167.2663 | 6.3945 | 50.0637 | 157.6761 | 133.9351 | 6.1252 | 0
|  | 345 | 199.8131 | 71.9714 | 114.8641 | 197.1929 | 6.3945 | 48.9345 | 150.8658 | 295.3434 | 9.2706 | 671 |  | 345 | 189.7185 | 65.2306 | 94.223 | 172.5849 | 6.3945 | 83.2047 | 172.1105 | 230.9848 | 8.0814 | 441 |  | 345 | 154.9243 | 56.0714 | 91.6717 | 181.6862 | 6.5425 | 40.4359 | 157.4989 | 179.6564 | 6.9556 | 353 |  | 345 | 147.9761 | 49.8958 | 89.2286 | 167.2452 | 6.3945 | 50.0185 | 157.1607 | 133.3404 | 6.1252 | 0
|  | 346 | 197.4435 | 71.4667 | 113.6859 | 197.2543 | 6.3945 | 48.9163 | 150.3714 | 293.1207 | 9.2706 | 671 |  | 346 | 187.0394 | 64.6815 | 93.6285 | 172.6358 | 6.3945 | 83.0806 | 171.5557 | 229.6879 | 8.0814 | 441 |  | 346 | 152.7263 | 55.7054 | 91.0261 | 181.6108 | 6.5425 | 40.4171 | 156.9781 | 178.6432 | 6.9556 | 354 |  | 346 | 145.9911 | 49.5209 | 88.5075 | 167.2242 | 6.3945 | 49.9699 | 156.6241 | 132.7009 | 6.1252 | 0
|  | 347 | 194.8134 | 71.0078 | 112.7224 | 197.3156 | 6.3945 | 48.8974 | 149.8596 | 290.7766 | 9.2706 | 672 |  | 347 | 184.5537 | 64.2986 | 92.6744 | 172.6866 | 6.3945 | 82.9461 | 170.9803 | 228.3137 | 8.0814 | 441 |  | 347 | 150.7373 | 55.4151 | 90.0957 | 181.5354 | 6.5425 | 40.3974 | 156.4379 | 177.564 | 6.9556 | 355 |  | 347 | 143.8461 | 49.235 | 87.8575 | 167.2031 | 6.3945 | 49.9177 | 156.0658 | 132.0158 | 6.1252 | 0
|  | 348 | 191.7689 | 70.5161 | 112.2062 | 197.377 | 6.3945 | 48.8778 | 149.33 | 288.3089 | 9.2706 | 672 |  | 348 | 181.6735 | 63.8945 | 92.1359 | 172.7375 | 6.3945 | 82.8011 | 170.3838 | 226.8607 | 8.0814 | 441 |  | 348 | 148.492 | 54.9597 | 89.5867 | 181.4601 | 6.5425 | 40.3769 | 155.8779 | 176.4174 | 6.9556 | 356 |  | 348 | 141.8506 | 48.8286 | 87.1785 | 167.1821 | 6.3945 | 49.8618 | 155.4855 | 131.2841 | 6.1252 | 0
|  | 349 | 188.8818 | 70.1408 | 111.4161 | 197.4383 | 6.3945 | 48.8576 | 148.7824 | 285.7154 | 9.2706 | 672 |  | 349 | 178.7785 | 63.441 | 91.6616 | 172.7883 | 6.3945 | 82.6453 | 169.7658 | 225.3277 | 8.0814 | 442 |  | 349 | 146.0875 | 54.6419 | 89.0992 | 181.3847 | 6.5425 | 40.3555 | 155.2977 | 175.2021 | 6.9556 | 357 |  | 349 | 139.6707 | 48.4746 | 86.6315 | 167.161 | 6.3945 | 49.8022 | 154.8828 | 130.505 | 6.1252 | 0
|  | 350 | 185.9467 | 69.5921 | 110.8474 | 197.4997 | 6.3945 | 48.8366 | 148.2162 | 282.9937 | 9.2706 | 672 |  | 350 | 176.1611 | 62.9762 | 90.9212 | 172.8391 | 6.3945 | 82.4784 | 169.1261 | 223.7132 | 8.0814 | 442 |  | 350 | 143.8692 | 54.291 | 88.4588 | 181.3093 | 6.5425 | 40.3331 | 154.6969 | 173.9169 | 6.9556 | 358 |  | 350 | 137.4319 | 48.1004 | 86.1637 | 167.14 | 6.3945 | 49.7387 | 154.2571 | 129.6775 | 6.1252 | 0
|  | 351 | 182.981 | 69.0867 | 110.2659 | 197.561 | 6.3945 | 48.815 | 147.6313 | 280.1418 | 9.2706 | 673 |  | 351 | 173.2926 | 62.5652 | 90.378 | 172.89 | 6.3945 | 82.3004 | 168.4641 | 222.0159 | 8.0814 | 442 |  | 351 | 141.3717 | 53.9742 | 88.0634 | 181.234 | 6.5425 | 40.3098 | 154.0753 | 172.5604 | 6.9556 | 358 |  | 351 | 135.0996 | 47.8047 | 85.7107 | 167.1189 | 6.3945 | 49.6714 | 153.6081 | 128.8009 | 6.1252 | 0
|  | 352 | 179.8628 | 68.5661 | 109.8524 | 197.6223 | 6.3945 | 48.7926 | 147.0272 | 277.1574 | 9.2706 | 673 |  | 352 | 170.3865 | 62.0309 | 89.9956 | 172.9408 | 6.3945 | 82.1108 | 167.7794 | 220.2345 | 8.0814 | 442 |  | 352 | 138.9627 | 53.5503 | 87.6865 | 181.1586 | 6.5425 | 40.2855 | 153.4323 | 171.1315 | 6.9556 | 359 |  | 352 | 132.7548 | 47.4729 | 85.3064 | 167.0979 | 6.3945 | 49.6002 | 152.9353 | 127.874 | 6.1252 | 0
|  | 353 | 176.9065 | 67.9116 | 109.4106 | 197.6837 | 6.3945 | 48.7695 | 146.4037 | 274.0383 | 9.2706 | 674 |  | 353 | 167.7662 | 61.341 | 89.483 | 172.9917 | 6.3945 | 81.9097 | 167.0717 | 218.3675 | 8.0814 | 442 |  | 353 | 136.5808 | 53.2569 | 87.1521 | 181.0832 | 6.5425 | 40.2602 | 152.7678 | 169.6287 | 6.9556 | 360 |  | 353 | 130.5645 | 47.0893 | 84.7995 | 167.0769 | 6.3945 | 49.5249 | 152.2383 | 126.8962 | 6.1252 | 0
|  | 354 | 173.9633 | 67.3586 | 108.8544 | 197.745 | 6.3945 | 48.7456 | 145.7604 | 270.7822 | 9.2706 | 674 |  | 354 | 164.8358 | 60.8999 | 89.0318 | 173.0425 | 6.3945 | 81.6966 | 166.3405 | 216.4137 | 8.0814 | 442 |  | 354 | 134.2035 | 52.8981 | 86.6785 | 181.0079 | 6.5425 | 40.2339 | 152.0812 | 168.0509 | 6.9556 | 361 |  | 354 | 128.2374 | 46.764 | 84.371 | 167.0558 | 6.3945 | 49.4455 | 151.5168 | 125.8665 | 6.1252 | 0
|  | 355 | 171.4028 | 66.8067 | 107.9143 | 197.8064 | 6.3945 | 48.7209 | 145.097 | 267.3959 | 9.2706 | 674 |  | 355 | 161.9111 | 60.4656 | 88.568 | 173.0934 | 6.3945 | 81.4715 | 165.5855 | 214.382 | 8.0814 | 443 |  | 355 | 131.8621 | 52.4478 | 86.2606 | 180.9325 | 6.5425 | 40.2065 | 151.3722 | 166.402 | 6.9556 | 362 |  | 355 | 126.0151 | 46.3857 | 83.8907 | 167.0348 | 6.3945 | 49.3619 | 150.7702 | 124.7916 | 6.1252 | 0
|  | 356 | 168.1883 | 66.4139 | 107.4692 | 197.8677 | 6.3945 | 48.6954 | 144.4131 | 263.8796 | 9.2706 | 674 |  | 356 | 159.0202 | 60.0197 | 88.082 | 173.1442 | 6.3945 | 81.234 | 164.8062 | 212.262 | 8.0814 | 443 |  | 356 | 129.5728 | 52.1222 | 85.6658 | 180.8572 | 6.5425 | 40.178 | 150.6405 | 164.6801 | 6.9556 | 362 |  | 356 | 123.8989 | 45.987 | 83.3247 | 167.0137 | 6.3945 | 49.2741 | 149.9981 | 123.6644 | 6.1252 | 0
|  | 357 | 165.5133 | 65.8781 | 106.6276 | 197.9291 | 6.3945 | 48.6703 | 143.7084 | 260.2225 | 9.2706 | 674 |  | 357 | 156.1126 | 59.5234 | 87.6632 | 173.195 | 6.3945 | 80.9841 | 164.0023 | 210.0524 | 8.0814 | 443 |  | 357 | 127.4282 | 51.5092 | 85.2136 | 180.7818 | 6.5425 | 40.1492 | 149.8857 | 162.8799 | 6.9556 | 363 |  | 357 | 121.6749 | 45.5683 | 82.8865 | 166.9927 | 6.3945 | 49.1823 | 149.2001 | 122.4834 | 6.1252 | 0
|  | 358 | 162.902 | 65.1822 | 105.8823 | 197.9904 | 6.3945 | 48.6453 | 142.9826 | 256.4227 | 9.2706 | 674 |  | 358 | 153.9683 | 58.9055 | 86.6027 | 173.2459 | 6.3945 | 80.7214 | 163.1733 | 207.7516 | 8.0814 | 443 |  | 358 | 125.6122 | 51.0474 | 84.2818 | 180.7064 | 6.5425 | 40.1206 | 149.1074 | 161.0002 | 6.9556 | 364 |  | 358 | 119.9948 | 45.1904 | 81.8636 | 166.9716 | 6.3945 | 49.0866 | 148.3758 | 121.2475 | 6.1252 | 0
|  | 359 | 160.6923 | 64.8525 | 104.3692 | 198.0517 | 6.3945 | 48.6197 | 142.2353 | 252.4764 | 9.2706 | 675 |  | 359 | 151.5789 | 58.5164 | 85.5584 | 173.2967 | 6.3945 | 80.4457 | 162.3188 | 205.358 | 8.0814 | 443 |  | 359 | 123.7479 | 50.7893 | 83.1944 | 180.6311 | 6.5425 | 40.0911 | 148.3053 | 159.0395 | 6.9556 | 364 |  | 359 | 117.9853 | 44.9567 | 81.0259 | 166.9506 | 6.3945 | 48.9865 | 147.5247 | 119.9558 | 6.1252 | 0
|  | 360 | 158.0146 | 64.3381 | 103.4887 | 198.1332 | 6.3945 | 48.5934 | 141.4662 | 248.3814 | 9.2706 | 675 |  | 360 | 148.9028 | 58.094 | 84.8341 | 173.3476 | 6.3945 | 80.1569 | 161.4384 | 202.8786 | 8.0814 | 443 |  | 360 | 121.5284 | 50.3996 | 82.594 | 180.5557 | 6.5425 | 40.0606 | 147.4789 | 156.9968 | 6.9556 | 365 |  | 360 | 115.8352 | 44.6033 | 80.4485 | 166.9295 | 6.3945 | 48.8819 | 146.6465 | 118.6074 | 6.1252 | 0
|  | 361 | 155.0103 | 63.734 | 102.9946 | 198.2446 | 6.3945 | 48.5663 | 140.675 | 244.1356 | 9.2706 | 675 |  | 361 | 146.1653 | 57.46 | 84.3829 | 173.3984 | 6.3945 | 79.8547 | 160.5318 | 200.3052 | 8.0814 | 443 |  | 361 | 119.326 | 49.7707 | 82.2156 | 180.4803 | 6.5425 | 40.029 | 146.628 | 154.8707 | 6.9556 | 365 |  | 361 | 113.7645 | 43.974 | 80.0677 | 166.9085 | 6.3945 | 48.7727 | 145.7407 | 117.2015 | 6.1252 | 0
|  | 362 | 152.2979 | 62.8573 | 102.4812 | 198.356 | 6.3945 | 48.5386 | 139.8613 | 239.7367 | 9.2706 | 675 |  | 362 | 143.3947 | 56.7775 | 84.0133 | 173.4493 | 6.3945 | 79.5389 | 159.5985 | 197.6353 | 8.0814 | 443 |  | 362 | 117.0501 | 49.2331 | 81.8194 | 180.405 | 6.5425 | 39.9965 | 145.7521 | 152.6599 | 6.9556 | 366 |  | 362 | 111.5534 | 43.5379 | 79.6664 | 166.8549 | 6.3945 | 48.6588 | 144.8068 | 115.7372 | 6.1252 | 0
|  | 363 | 149.1606 | 62.371 | 102.0023 | 198.4674 | 6.3945 | 48.5101 | 139.0247 | 235.1926 | 9.2706 | 675 |  | 363 | 140.4518 | 56.3208 | 83.5902 | 173.5001 | 6.3945 | 79.2096 | 158.6382 | 194.8683 | 8.0814 | 443 |  | 363 | 114.8669 | 48.5719 | 81.4541 | 180.3296 | 6.5425 | 39.9628 | 144.851 | 150.3765 | 6.9556 | 366 |  | 363 | 109.3853 | 43.0457 | 79.2818 | 166.7979 | 6.3945 | 48.5403 | 143.8445 | 114.2135 | 6.1252 | 0
|  | 364 | 145.9089 | 61.9094 | 101.613 | 198.5788 | 6.3945 | 48.4809 | 138.165 | 230.5353 | 9.2706 | 675 |  | 364 | 137.5186 | 55.8331 | 83.1884 | 173.5509 | 6.3945 | 78.8664 | 157.6503 | 192.0159 | 8.0814 | 443 |  | 364 | 112.5113 | 48.0663 | 81.1056 | 180.2542 | 6.5425 | 39.9281 | 143.9241 | 148.0221 | 6.9556 | 367 |  | 364 | 107.0766 | 42.6733 | 78.8961 | 166.7626 | 6.3945 | 48.4169 | 142.8533 | 112.6379 | 6.1252 | 0
|  | 365 | 142.8792 | 61.2055 | 101.244 | 198.6902 | 6.3945 | 48.451 | 137.2818 | 225.7304 | 9.2706 | 675 |  | 365 | 134.7277 | 55.2087 | 82.7809 | 173.6018 | 6.3945 | 78.5091 | 156.6346 | 189.0637 | 8.0814 | 443 |  | 365 | 110.0619 | 47.6772 | 80.7344 | 180.1789 | 6.5425 | 39.8923 | 142.9712 | 145.5805 | 6.9556 | 367 |  | 365 | 104.8785 | 42.1772 | 78.5228 | 166.7282 | 6.3945 | 48.2887 | 141.8328 | 111.0203 | 6.1252 | 0

## 2033-2034 Severe Load Curve
2033-2034 Severe Load Curve
| A5.1Y - 2033/34 Load curve (1-in-50) - Falling Short | [11 empty] | A5.1Z - 2033/34 Load curve (1-in-50) - System Transformation | [11 empty] | A5.1AA - 2033/34 Load curve (1-in-50) - Consumer Transformation | [11 empty] | A5.1AB - 2033/34 Load curve (1-in-50) - Leading the Way
| Source: National Grid | [11 empty] | Source: National Grid | [11 empty] | Source: National Grid | [11 empty] | Source: National Grid
|  | Day number | NDM 0 - 73.2 MWh | NDM 73.2-732 MWh | NDM > 732 MWh | Total DM | LDZ Shrinkage | NTS Industrial | Exports to Ireland | NTS Power | NTS Shrinkage | IUK & BBL |  | Day number | NDM 0 - 73.2 MWh | NDM 73.2-732 MWh | NDM > 732 MWh | Total DM | LDZ Shrinkage | NTS Industrial | Exports to Ireland | NTS Power | NTS Shrinkage | IUK & BBL |  | Day number | NDM 0 - 73.2 MWh | NDM 73.2-732 MWh | NDM > 732 MWh | Total DM | LDZ Shrinkage | NTS Industrial | Exports to Ireland | NTS Power | NTS Shrinkage | IUK & BBL |  | Day number | NDM 0 - 73.2 MWh | NDM 73.2-732 MWh | NDM > 732 MWh | Total DM | LDZ Shrinkage | NTS Industrial | Exports to Ireland | NTS Power | NTS Shrinkage | IUK & BBL
|  | 1 | 2866.9776 | 424.9711 | 442.9848 | 277.6058 | 6.1123 | 64.2794 | 254.1228 | 517.458 | 7.6184 | 0 |  | 1 | 2392.159 | 304.7288 | 249.7892 | 172.0129 | 6.1123 | 436.691 | 291.4903 | 249.2771 | 6.6632 | 0 |  | 1 | 1676.401 | 209.1477 | 261.4182 | 220.1091 | 5.7014 | 40.0579 | 272.6262 | 214.8881 | 4.9583 | 0 |  | 1 | 1366.2362 | 193.8475 | 222.1949 | 164.6443 | 6.1123 | 160.319 | 261.244 | 106.5475 | 4.2361 | 0
|  | 2 | 2785.7912 | 415.5219 | 435.8606 | 269.8838 | 6.1123 | 64.1367 | 252.555 | 515.0948 | 7.6184 | 0 |  | 2 | 2324.3789 | 297.8551 | 245.8231 | 168.6686 | 6.1123 | 433.8594 | 289.6298 | 248.7224 | 6.6632 | 0 |  | 2 | 1629.7239 | 204.6909 | 257.3068 | 213.1841 | 5.7014 | 39.9533 | 270.9495 | 214.1842 | 4.9583 | 0 |  | 2 | 1328.0566 | 189.8321 | 218.5351 | 160.2533 | 6.1123 | 159.4158 | 259.6254 | 106.6278 | 4.2361 | 0
|  | 3 | 2713.3623 | 406.0081 | 428.5871 | 263.1131 | 6.1123 | 63.9961 | 251.015 | 512.7294 | 7.6184 | 0 |  | 3 | 2263.3305 | 291.2341 | 241.972 | 165.4023 | 6.1123 | 431.1453 | 287.8035 | 248.1429 | 6.6632 | 0 |  | 3 | 1587.9203 | 200.2064 | 253.0544 | 207.0604 | 5.7014 | 39.8507 | 269.3022 | 213.4632 | 4.9583 | 0 |  | 3 | 1294.3476 | 185.2742 | 214.9217 | 156.2999 | 6.1123 | 158.5493 | 258.0352 | 106.6892 | 4.2361 | 0
|  | 4 | 2647.1309 | 398.7443 | 420.9543 | 257.2337 | 6.1123 | 63.8577 | 249.5026 | 510.3619 | 7.6184 | 0 |  | 4 | 2209.0933 | 285.6291 | 237.0015 | 162.2282 | 6.1123 | 428.5466 | 286.0108 | 247.5391 | 6.6632 | 0 |  | 4 | 1550.0286 | 196.5293 | 248.5459 | 201.6893 | 5.7014 | 39.7502 | 267.684 | 212.7256 | 4.9583 | 0 |  | 4 | 1263.7006 | 181.7927 | 210.9353 | 152.7613 | 6.1123 | 157.7187 | 256.4733 | 106.7319 | 4.2361 | 0
|  | 5 | 2588.0764 | 390.8504 | 414.4076 | 252.1854 | 6.1123 | 63.7213 | 248.0174 | 507.9926 | 7.6184 | 0 |  | 5 | 2160.1078 | 280.3244 | 232.7956 | 159.1607 | 6.1123 | 426.0615 | 284.2514 | 246.9115 | 6.6632 | 0 |  | 5 | 1515.7894 | 192.9991 | 244.4596 | 197.0221 | 5.7014 | 39.6517 | 266.0946 | 211.9717 | 4.9583 | 0 |  | 5 | 1235.8832 | 178.3251 | 207.6618 | 149.6147 | 6.1123 | 156.9234 | 254.9392 | 106.7563 | 4.2361 | 0
|  | 6 | 2534.6648 | 384.2618 | 408.0903 | 247.9081 | 6.1123 | 63.587 | 246.5591 | 505.6218 | 7.6184 | 0 |  | 6 | 2114.9825 | 275.8076 | 229.867 | 156.2139 | 6.1123 | 423.6881 | 282.5249 | 246.2605 | 6.6632 | 0 |  | 6 | 1484.1616 | 189.8544 | 241.3564 | 193.0102 | 5.7014 | 39.5553 | 264.5336 | 211.2018 | 4.9583 | 0 |  | 6 | 1210.2032 | 175.445 | 205.0109 | 146.8374 | 6.1123 | 156.163 | 253.4326 | 106.7626 | 4.2361 | 0
|  | 7 | 2487.6211 | 378.4687 | 401.3317 | 244.3416 | 6.1123 | 63.4547 | 245.1274 | 503.2497 | 7.6184 | 0 |  | 7 | 2074.3384 | 271.6149 | 227.6671 | 153.4019 | 6.1123 | 421.4244 | 280.8309 | 245.5865 | 6.6632 | 0 |  | 7 | 1456.9907 | 186.7999 | 237.4445 | 189.605 | 5.7014 | 39.4607 | 263.0008 | 210.4162 | 4.9583 | 0 |  | 7 | 1187.7164 | 172.6443 | 202.2257 | 144.4066 | 6.1123 | 155.4368 | 251.9532 | 106.7512 | 4.2361 | 0
|  | 8 | 2447.6714 | 370.9918 | 395.4298 | 241.4259 | 6.1123 | 63.3244 | 243.722 | 500.8766 | 7.6184 | 0 |  | 8 | 2039.1625 | 267.2101 | 225.3537 | 150.7391 | 6.1123 | 419.2685 | 279.1691 | 244.8899 | 6.6632 | 0 |  | 8 | 1432.7266 | 183.7845 | 234.0836 | 186.7577 | 5.7014 | 39.3682 | 261.4958 | 209.6154 | 4.9583 | 0 |  | 8 | 1168.354 | 169.5628 | 199.5264 | 142.2994 | 6.1123 | 154.7442 | 250.5008 | 106.7224 | 4.2361 | 0
|  | 9 | 2405.5827 | 367.849 | 393.1442 | 239.1008 | 6.1123 | 63.1961 | 242.3427 | 498.5027 | 7.6184 | 0 |  | 9 | 2008.4666 | 263.4103 | 222.7067 | 148.2396 | 6.1123 | 417.2186 | 277.5391 | 244.1713 | 6.6632 | 0 |  | 9 | 1409.1569 | 181.8744 | 232.1782 | 184.4197 | 5.7014 | 39.2775 | 260.0182 | 208.7996 | 4.9583 | 0 |  | 9 | 1150.3171 | 167.3984 | 197.3047 | 140.4931 | 6.1123 | 154.0845 | 249.075 | 106.6764 | 4.2361 | 0
|  | 10 | 2373.7934 | 362.3871 | 388.2346 | 237.3062 | 6.1123 | 63.0698 | 240.989 | 496.1283 | 7.6184 | 0 |  | 10 | 1982.1123 | 259.8396 | 219.8492 | 145.9176 | 6.1123 | 415.2727 | 275.9404 | 243.4311 | 6.6632 | 0 |  | 10 | 1389.0565 | 179.4981 | 230.2833 | 182.5424 | 5.7014 | 39.1888 | 258.5679 | 207.9693 | 4.9583 | 0 |  | 10 | 1133.4469 | 165.6026 | 196.0592 | 138.9648 | 6.1123 | 153.4573 | 247.6754 | 106.6136 | 4.2361 | 0
|  | 11 | 2343.3543 | 358.5944 | 385.2062 | 235.9819 | 6.1123 | 62.9454 | 239.6607 | 493.7535 | 7.6184 | 0 |  | 11 | 1957.4121 | 257.4786 | 218.0964 | 143.7874 | 6.1123 | 413.4289 | 274.3728 | 242.6696 | 6.6632 | 0 |  | 11 | 1370.8364 | 178.176 | 228.2261 | 181.077 | 5.7014 | 39.1019 | 257.1443 | 207.1247 | 4.9583 | 0 |  | 11 | 1119.8906 | 163.597 | 194.012 | 137.6918 | 6.1123 | 152.862 | 246.3019 | 106.5343 | 4.2361 | 0
|  | 12 | 2315.7941 | 355.3842 | 383.1618 | 235.0679 | 6.1123 | 62.8229 | 238.3575 | 491.3787 | 7.6184 | 0 |  | 12 | 1935.519 | 255.5061 | 216.7256 | 141.8631 | 6.1123 | 411.6853 | 272.8358 | 241.8874 | 6.6632 | 0 |  | 12 | 1356.3692 | 175.9157 | 225.8844 | 179.975 | 5.7014 | 39.0169 | 255.7473 | 206.2662 | 4.9583 | 0 |  | 12 | 1107.0278 | 162.2727 | 192.6832 | 136.6513 | 6.1123 | 152.2979 | 244.954 | 106.4388 | 4.2361 | 0
|  | 13 | 2292.7538 | 352.7391 | 380.0223 | 234.5039 | 6.1123 | 62.7024 | 237.079 | 489.0041 | 7.6184 | 0 |  | 13 | 1917.3254 | 253.1036 | 215.2714 | 140.1589 | 6.1123 | 410.0399 | 271.329 | 241.0849 | 6.6632 | 0 |  | 13 | 1342.1385 | 174.846 | 224.4046 | 179.1877 | 5.7014 | 38.9337 | 254.3765 | 205.3942 | 4.9583 | 0 |  | 13 | 1096.4025 | 160.6858 | 191.2639 | 135.8204 | 6.1123 | 151.7644 | 243.6315 | 106.3274 | 4.2361 | 0
|  | 14 | 2272.7197 | 350.2006 | 377.3048 | 234.2299 | 6.1123 | 62.5837 | 235.825 | 486.6299 | 7.6184 | 0 |  | 14 | 1901.0578 | 251.4446 | 213.9425 | 138.6892 | 6.1123 | 408.4909 | 269.8521 | 240.2625 | 6.6632 | 0 |  | 14 | 1330.3394 | 173.7029 | 222.6136 | 178.6663 | 5.7014 | 38.8523 | 253.0316 | 204.5089 | 4.9583 | 0 |  | 14 | 1087.0095 | 159.6184 | 189.768 | 135.1765 | 6.1123 | 151.2609 | 242.3341 | 106.2004 | 4.2361 | 0
|  | 15 | 2255.3849 | 347.6683 | 374.9611 | 234.1858 | 6.1123 | 62.4668 | 234.5951 | 484.2564 | 7.6184 | 0 |  | 15 | 1886.3847 | 250.161 | 213.0473 | 137.468 | 6.1123 | 407.0364 | 268.4046 | 239.4207 | 6.6632 | 0 |  | 15 | 1319.6467 | 172.7513 | 221.3306 | 178.3623 | 5.7014 | 38.7726 | 251.7122 | 203.6108 | 4.9583 | 0 |  | 15 | 1079.1114 | 158.5614 | 188.2331 | 134.6966 | 6.1123 | 150.787 | 241.0614 | 106.0581 | 4.2361 | 0
|  | 16 | 2239.5845 | 345.7473 | 373.0957 | 234.3113 | 6.1123 | 62.3518 | 233.3891 | 481.8839 | 7.6184 | 0 |  | 16 | 1873.9221 | 248.8979 | 211.9331 | 136.5095 | 6.1123 | 405.6744 | 266.9863 | 238.5598 | 6.6632 | 0 |  | 16 | 1310.7758 | 171.3993 | 220.1901 | 178.227 | 5.7014 | 38.6947 | 250.4181 | 202.7002 | 4.9583 | 0 |  | 16 | 1071.9109 | 157.3645 | 187.3978 | 134.3581 | 6.1123 | 150.3418 | 239.8131 | 105.9008 | 4.2361 | 0
|  | 17 | 2225.265 | 343.8998 | 371.8444 | 234.5465 | 6.1123 | 62.2386 | 232.2065 | 479.5125 | 7.6184 | 0 |  | 17 | 1862.6458 | 247.6403 | 211.2481 | 135.8281 | 6.1123 | 404.4031 | 265.5966 | 237.6805 | 6.6632 | 0 |  | 17 | 1302.5177 | 170.494 | 219.3126 | 178.2117 | 5.7014 | 38.6185 | 249.1489 | 201.7775 | 4.9583 | 0 |  | 17 | 1065.2564 | 156.8225 | 186.41 | 134.138 | 6.1123 | 149.925 | 238.5889 | 105.7289 | 4.2361 | 0
|  | 18 | 2211.42 | 342.814 | 371.0702 | 234.8311 | 6.1123 | 62.1271 | 231.0473 | 477.1426 | 7.6184 | 0 |  | 18 | 1852.6998 | 246.5104 | 210.3346 | 135.4379 | 6.1123 | 403.2205 | 264.2353 | 236.783 | 6.6632 | 0 |  | 18 | 1294.8188 | 170.0242 | 218.5213 | 178.2678 | 5.7014 | 38.544 | 247.9043 | 200.8429 | 4.9583 | 0 |  | 18 | 1059.3294 | 156.0502 | 185.7642 | 134.0136 | 6.1123 | 149.5359 | 237.3886 | 105.5426 | 4.2361 | 0
|  | 19 | 2199.4617 | 341.4679 | 369.9275 | 235.105 | 6.1123 | 62.0175 | 229.9109 | 474.7743 | 7.6184 | 0 |  | 19 | 1843.2026 | 245.6211 | 209.5701 | 135.3531 | 6.1123 | 402.1246 | 262.902 | 235.8679 | 6.6632 | 0 |  | 19 | 1287.9338 | 169.2945 | 218.0151 | 178.3466 | 5.7014 | 38.4711 | 246.684 | 199.8968 | 4.9583 | 0 |  | 19 | 1054.3434 | 154.9553 | 185.1301 | 133.9622 | 6.1123 | 149.1738 | 236.2117 | 105.3422 | 4.2361 | 0
|  | 20 | 2188.0798 | 340.2339 | 368.8987 | 235.3081 | 6.1123 | 61.9095 | 228.7971 | 472.4079 | 7.6184 | 0 |  | 20 | 1834.0432 | 244.5606 | 209.0857 | 135.5879 | 6.1123 | 401.1137 | 261.5962 | 234.9355 | 6.6632 | 0 |  | 20 | 1281.2958 | 168.8443 | 217.5801 | 178.3995 | 5.7014 | 38.3999 | 245.4876 | 198.9396 | 4.9583 | 0 |  | 20 | 1049.0763 | 154.5326 | 184.5263 | 133.9609 | 6.1123 | 148.8382 | 235.0581 | 105.1281 | 4.2361 | 0
|  | 21 | 2177.3067 | 339.0813 | 367.527 | 235.3802 | 6.1123 | 61.8033 | 227.7056 | 470.0437 | 7.6184 | 0 |  | 21 | 1825.112 | 243.5901 | 208.3389 | 136.1565 | 6.1123 | 400.1858 | 260.3176 | 233.9864 | 6.6632 | 0 |  | 21 | 1275.0833 | 168.2923 | 217.1776 | 178.3777 | 5.7014 | 38.3303 | 244.3148 | 197.9717 | 4.9583 | 0 |  | 21 | 1043.6174 | 154.1854 | 184.2509 | 133.9869 | 6.1123 | 148.5285 | 233.9273 | 104.9005 | 4.2361 | 0
|  | 22 | 2167.637 | 336.6639 | 366.2084 | 235.2613 | 6.1123 | 61.6988 | 226.6361 | 467.6819 | 7.6184 | 0 |  | 22 | 1815.8963 | 242.592 | 207.5684 | 137.0732 | 6.1123 | 399.3389 | 259.0658 | 233.0209 | 6.6632 | 0 |  | 22 | 1269.5875 | 167.6142 | 216.2989 | 178.2327 | 5.7014 | 38.2623 | 243.1654 | 196.9933 | 4.9583 | 0 |  | 22 | 1038.4977 | 153.6505 | 183.8272 | 134.0174 | 6.1123 | 148.2442 | 232.8191 | 104.6598 | 4.2361 | 0
|  | 23 | 2155.9954 | 335.5645 | 364.9877 | 234.8838 | 6.1123 | 61.5959 | 225.5883 | 465.3228 | 7.6184 | 0 |  | 23 | 1805.91 | 241.7988 | 206.674 | 138.3149 | 6.1123 | 398.5712 | 257.8404 | 232.0395 | 6.6632 | 0 |  | 23 | 1264.0948 | 166.8249 | 215.388 | 177.9289 | 5.7014 | 38.1959 | 242.0389 | 196.0048 | 4.9583 | 0 |  | 23 | 1033.2994 | 153.1143 | 183.2805 | 134.027 | 6.1123 | 147.9846 | 231.7331 | 104.4062 | 4.2361 | 0
|  | 24 | 2144.2915 | 333.8894 | 363.8385 | 234.1536 | 6.1123 | 61.4947 | 224.5618 | 462.9666 | 7.6184 | 0 |  | 24 | 1796.0455 | 240.1775 | 205.8353 | 139.4652 | 6.1123 | 397.8808 | 256.641 | 231.0427 | 6.6632 | 0 |  | 24 | 1257.8877 | 166.144 | 214.5928 | 177.5261 | 5.7014 | 38.1309 | 240.9351 | 195.0066 | 4.9583 | 0 |  | 24 | 1028.2325 | 152.3502 | 182.4488 | 133.962 | 6.1123 | 147.749 | 230.6691 | 104.1401 | 4.2361 | 0
|  | 25 | 2133.0993 | 332.1666 | 361.9877 | 233.6042 | 6.1123 | 61.3951 | 223.5564 | 460.6135 | 7.6184 | 0 |  | 25 | 1785.589 | 238.8279 | 205.0235 | 140.2805 | 6.1123 | 397.2657 | 255.4674 | 230.0309 | 6.6632 | 0 |  | 25 | 1251.1462 | 165.1122 | 213.9365 | 177.2453 | 5.7014 | 38.0675 | 239.8537 | 193.999 | 4.9583 | 0 |  | 25 | 1022.9525 | 151.4863 | 181.3558 | 133.9867 | 6.1123 | 147.5371 | 229.6267 | 103.8618 | 4.2361 | 0
|  | 26 | 2121.4384 | 330.8905 | 360.798 | 233.0613 | 6.1123 | 61.2971 | 222.5717 | 458.2638 | 7.6184 | 0 |  | 26 | 1774.7131 | 237.9318 | 204.3536 | 140.9113 | 6.1123 | 396.724 | 254.319 | 229.0045 | 6.6632 | 0 |  | 26 | 1244.2973 | 164.3865 | 212.9815 | 177.0232 | 5.7014 | 38.0056 | 238.7942 | 192.9824 | 4.9583 | 0 |  | 26 | 1017.255 | 150.5149 | 180.7402 | 134.0279 | 6.1123 | 147.348 | 228.6057 | 103.5716 | 4.2361 | 0
|  | 27 | 2110.5403 | 329.6397 | 358.8905 | 232.8211 | 6.1123 | 61.2007 | 221.6075 | 455.9178 | 7.6184 | 0 |  | 27 | 1764.5687 | 237.1014 | 203.6282 | 141.156 | 6.1123 | 396.2538 | 253.1954 | 227.9639 | 6.6632 | 0 |  | 27 | 1237.4427 | 163.7005 | 212.1059 | 176.7595 | 5.7014 | 37.9451 | 237.7565 | 191.9571 | 4.9583 | 0 |  | 27 | 1011.2737 | 149.7156 | 180.3609 | 134.0117 | 6.1123 | 147.1813 | 227.6056 | 103.2697 | 4.2361 | 0
|  | 28 | 2099.1665 | 328.1608 | 357.2228 | 233.045 | 6.1123 | 61.1058 | 220.6634 | 453.5756 | 7.6184 | 0 |  | 28 | 1754.3737 | 236.4104 | 202.8866 | 141.4579 | 6.1123 | 395.8533 | 252.0965 | 226.9097 | 6.6632 | 0 |  | 28 | 1230.6547 | 162.9134 | 211.0547 | 176.7615 | 5.7014 | 37.886 | 236.7402 | 190.9234 | 4.9583 | 0 |  | 28 | 1005.5214 | 149.1772 | 179.5304 | 134.0098 | 6.1123 | 147.0364 | 226.6263 | 102.9566 | 4.2361 | 0
|  | 29 | 2087.1012 | 326.8703 | 355.7687 | 233.5582 | 6.1123 | 61.0125 | 219.7391 | 451.2376 | 7.6184 | 0 |  | 29 | 1744.8672 | 235.0347 | 202.0265 | 141.8743 | 6.1123 | 395.5204 | 251.0216 | 225.8422 | 6.6632 | 0 |  | 29 | 1223.4656 | 162.2271 | 210.2618 | 176.8056 | 5.7014 | 37.8284 | 235.7449 | 189.8817 | 4.9583 | 0 |  | 29 | 999.3414 | 148.61 | 178.8989 | 134.2655 | 6.1123 | 146.9126 | 225.6673 | 102.6325 | 4.2361 | 0
|  | 30 | 2076.2456 | 325.3146 | 354.1247 | 233.6398 | 6.1123 | 60.9207 | 218.8343 | 448.904 | 7.6184 | 0 |  | 30 | 1735.6826 | 233.6722 | 201.06 | 142.0622 | 6.1123 | 395.2533 | 249.9705 | 224.7619 | 6.6632 | 0 |  | 30 | 1216.8189 | 161.5634 | 209.1872 | 176.5665 | 5.7014 | 37.7721 | 234.7704 | 188.8324 | 4.9583 | 0 |  | 30 | 993.9694 | 147.9835 | 177.7017 | 134.3383 | 6.1123 | 146.8095 | 224.7284 | 102.2976 | 4.2361 | 0
|  | 31 | 2067.2009 | 323.759 | 352.356 | 233.6115 | 6.1123 | 60.8304 | 217.9488 | 446.5749 | 7.6184 | 0 |  | 31 | 1727.2258 | 232.1569 | 200.1301 | 142.0481 | 6.1123 | 395.0501 | 248.9427 | 223.6693 | 6.6632 | 0 |  | 31 | 1210.4546 | 160.8691 | 208.277 | 176.1113 | 5.7014 | 37.7172 | 233.8162 | 187.7758 | 4.9583 | 0 |  | 31 | 988.814 | 147.293 | 176.7202 | 134.2026 | 6.1123 | 146.7262 | 223.8093 | 101.9524 | 4.2361 | 0
|  | 32 | 2057.8396 | 321.9223 | 350.6661 | 234.1022 | 6.1123 | 60.7415 | 217.0821 | 444.2508 | 7.6184 | 0 |  | 32 | 1719.6236 | 231.0596 | 198.8398 | 142.2843 | 6.1123 | 394.9089 | 247.938 | 222.5648 | 6.6632 | 0 |  | 32 | 1204.2597 | 160.174 | 207.5257 | 176.0438 | 5.7014 | 37.6636 | 232.8822 | 186.7122 | 4.9583 | 0 |  | 32 | 983.8173 | 146.5688 | 176.2439 | 134.1411 | 6.1123 | 146.6624 | 222.9097 | 101.5971 | 4.2361 | 0
|  | 33 | 2047.8002 | 320.6453 | 349.04 | 234.6475 | 6.1123 | 60.6541 | 216.234 | 441.9318 | 7.6184 | 0 |  | 33 | 1711.3231 | 230.0453 | 197.9831 | 142.7024 | 6.1123 | 394.8277 | 246.9558 | 221.4487 | 6.6632 | 0 |  | 33 | 1198.3022 | 159.3804 | 206.6418 | 175.9701 | 5.7014 | 37.6113 | 231.9679 | 185.6419 | 4.9583 | 0 |  | 33 | 978.737 | 146.1719 | 175.4518 | 134.1521 | 6.1123 | 146.6174 | 222.0292 | 101.2321 | 4.2361 | 0
|  | 34 | 2038.9734 | 319.1289 | 346.849 | 234.7844 | 6.1123 | 60.5681 | 215.4042 | 439.6181 | 7.6184 | 0 |  | 34 | 1704.3654 | 228.861 | 196.1378 | 142.9362 | 6.1123 | 394.8046 | 245.9959 | 220.3217 | 6.6632 | 0 |  | 34 | 1193.0214 | 158.8086 | 204.966 | 175.7898 | 5.7014 | 37.5603 | 231.0731 | 184.5654 | 4.9583 | 0 |  | 34 | 974.3509 | 145.2192 | 174.3893 | 134.2947 | 6.1123 | 146.5906 | 221.1675 | 100.8575 | 4.2361 | 0
|  | 35 | 2030.3451 | 317.5487 | 344.7244 | 234.7141 | 6.1123 | 60.4835 | 214.5924 | 437.3101 | 7.6184 | 0 |  | 35 | 1697.04 | 227.8641 | 194.8236 | 142.8191 | 6.1123 | 394.8378 | 245.0578 | 219.184 | 6.6632 | 0 |  | 35 | 1187.7388 | 158.1749 | 203.412 | 175.5514 | 5.7014 | 37.5105 | 230.1975 | 183.483 | 4.9583 | 0 |  | 35 | 969.8854 | 144.2386 | 173.739 | 134.1327 | 6.1123 | 146.5813 | 220.3243 | 100.4738 | 4.2361 | 0
|  | 36 | 2021.0825 | 315.9384 | 342.9625 | 234.6773 | 6.1123 | 60.4003 | 213.7982 | 435.0079 | 7.6184 | 0 |  | 36 | 1688.6721 | 226.844 | 194.4566 | 142.8268 | 6.1123 | 394.9252 | 244.1411 | 218.0362 | 6.6632 | 0 |  | 36 | 1181.84 | 157.3018 | 202.6457 | 175.4286 | 5.7014 | 37.4619 | 229.3406 | 182.3951 | 4.9583 | 0 |  | 36 | 965.2923 | 143.5529 | 172.9523 | 133.952 | 6.1123 | 146.5891 | 219.4994 | 100.0813 | 4.2361 | 0
|  | 37 | 2011.2987 | 314.4393 | 341.4447 | 234.8063 | 6.1123 | 60.3184 | 213.0214 | 432.7119 | 7.6184 | 0 |  | 37 | 1680.1829 | 226.2824 | 193.7977 | 142.8745 | 6.1123 | 395.0651 | 243.2456 | 216.8787 | 6.6632 | 0 |  | 37 | 1176.2182 | 156.3213 | 201.7881 | 175.3125 | 5.7014 | 37.4146 | 228.5022 | 181.3018 | 4.9583 | 0 |  | 37 | 960.1665 | 143.1063 | 172.4234 | 133.8545 | 6.1123 | 146.6134 | 218.6924 | 99.6802 | 4.2361 | 0
|  | 38 | 2000.2212 | 313.2611 | 340.7896 | 235.0453 | 6.1123 | 60.2378 | 212.2616 | 430.4221 | 7.6184 | 0 |  | 38 | 1671.9042 | 225.1528 | 193.434 | 142.9846 | 6.1123 | 395.2555 | 242.3707 | 215.7119 | 6.6632 | 0 |  | 38 | 1170.0807 | 155.634 | 201.0864 | 175.2631 | 5.7014 | 37.3684 | 227.682 | 180.2037 | 4.9583 | 0 |  | 38 | 955.5536 | 142.5762 | 171.4384 | 133.7837 | 6.1123 | 146.6534 | 217.9029 | 99.2709 | 4.2361 | 0
|  | 39 | 1990.3553 | 311.9355 | 339.4561 | 234.8985 | 6.1123 | 60.1586 | 211.5185 | 428.139 | 7.6184 | 0 |  | 39 | 1664.2221 | 223.7741 | 192.6355 | 143.1819 | 6.1123 | 395.4944 | 241.5161 | 214.5363 | 6.6632 | 0 |  | 39 | 1163.7814 | 154.9745 | 200.4877 | 175.2446 | 5.7014 | 37.3233 | 226.8797 | 179.1011 | 4.9583 | 0 |  | 39 | 950.6447 | 142.0186 | 170.6976 | 133.7922 | 6.1123 | 146.7087 | 217.1308 | 98.8536 | 4.2361 | 0
|  | 40 | 1980.2874 | 310.6183 | 338.3985 | 234.6696 | 6.1123 | 60.0806 | 210.7919 | 425.8627 | 7.6184 | 0 |  | 40 | 1655.839 | 222.9973 | 192.2318 | 143.0836 | 6.1123 | 395.78 | 240.6815 | 213.3523 | 6.6632 | 0 |  | 40 | 1157.2627 | 154.5594 | 200.0224 | 175.0677 | 5.7014 | 37.2794 | 226.0948 | 177.9943 | 4.9583 | 0 |  | 40 | 945.5809 | 141.528 | 170.2384 | 133.6069 | 6.1123 | 146.7787 | 216.3756 | 98.4287 | 4.2361 | 0
|  | 41 | 1970.1111 | 308.5209 | 337.8053 | 234.5765 | 6.1123 | 60.0039 | 210.0814 | 423.5935 | 7.6184 | 0 |  | 41 | 1648.0054 | 222.0832 | 191.4458 | 142.9552 | 6.1123 | 396.1104 | 239.8664 | 212.1604 | 6.6632 | 0 |  | 41 | 1151.238 | 154.0124 | 199.2687 | 174.9167 | 5.7014 | 37.2365 | 225.3272 | 176.8836 | 4.9583 | 0 |  | 41 | 940.1998 | 141.1847 | 169.9362 | 133.4458 | 6.1123 | 146.8627 | 215.6371 | 97.9965 | 4.2361 | 0
|  | 42 | 1959.5931 | 307.6338 | 336.5228 | 234.2999 | 6.1123 | 59.9285 | 209.3867 | 421.3317 | 7.6184 | 0 |  | 42 | 1639.781 | 220.9727 | 190.4762 | 142.937 | 6.1123 | 396.4836 | 239.0705 | 210.9609 | 6.6632 | 0 |  | 42 | 1145.3925 | 153.6317 | 198.335 | 174.7409 | 5.7014 | 37.1948 | 224.5764 | 175.7695 | 4.9583 | 0 |  | 42 | 935.7026 | 140.1645 | 169.4758 | 133.2861 | 6.1123 | 146.9601 | 214.9149 | 97.5573 | 4.2361 | 0
|  | 43 | 1950.2624 | 306.497 | 334.1966 | 234.1294 | 6.1123 | 59.8542 | 208.7075 | 419.0774 | 7.6184 | 0 |  | 43 | 1630.8368 | 220.2973 | 189.7739 | 142.7959 | 6.1123 | 396.8977 | 238.2934 | 209.7544 | 6.6632 | 0 |  | 43 | 1139.6641 | 152.8227 | 197.746 | 174.5315 | 5.7014 | 37.154 | 223.8422 | 174.6522 | 4.9583 | 0 |  | 43 | 931.3696 | 139.2893 | 168.7223 | 133.1101 | 6.1123 | 147.0705 | 214.2088 | 97.1114 | 4.2361 | 0
|  | 44 | 1940.3019 | 305.2267 | 332.5181 | 234.0745 | 6.1123 | 59.7812 | 208.0435 | 416.831 | 7.6184 | 0 |  | 44 | 1621.8693 | 219.6177 | 189.0224 | 142.7314 | 6.1123 | 397.3509 | 237.5347 | 208.5413 | 6.6632 | 0 |  | 44 | 1133.6912 | 152.1445 | 197.1141 | 174.479 | 5.7014 | 37.1143 | 223.1243 | 173.5321 | 4.9583 | 0 |  | 44 | 926.7248 | 138.6358 | 168.0228 | 132.9704 | 6.1123 | 147.1931 | 213.5184 | 96.659 | 4.2361 | 0
|  | 45 | 1930.4796 | 303.6855 | 331.2583 | 233.8295 | 6.1123 | 59.7093 | 207.3943 | 414.5926 | 7.6184 | 0 |  | 45 | 1614.368 | 218.3966 | 187.3986 | 142.6148 | 6.1123 | 397.8412 | 236.794 | 207.3221 | 6.6632 | 0 |  | 45 | 1128.8657 | 151.3022 | 195.7398 | 174.1853 | 5.7014 | 37.0756 | 222.4223 | 172.4095 | 4.9583 | 0 |  | 45 | 922.355 | 137.7184 | 167.1785 | 132.9644 | 6.1123 | 147.3274 | 212.8434 | 96.2006 | 4.2361 | 0
|  | 46 | 1922.1661 | 302.5581 | 329.3166 | 233.7618 | 6.1123 | 59.6386 | 206.7598 | 412.3626 | 7.6184 | 0 |  | 46 | 1605.7001 | 217.5379 | 186.6425 | 142.4345 | 6.1123 | 398.3666 | 236.0709 | 206.097 | 6.6632 | 0 |  | 46 | 1123.2963 | 150.9108 | 194.9301 | 173.8474 | 5.7014 | 37.0378 | 221.7358 | 171.2849 | 4.9583 | 0 |  | 46 | 917.7175 | 137.1223 | 166.499 | 132.8101 | 6.1123 | 147.4728 | 212.1835 | 95.7364 | 4.2361 | 0
|  | 47 | 1913.3965 | 301.5305 | 327.6673 | 233.7578 | 6.1123 | 59.569 | 206.1394 | 410.1411 | 7.6184 | 0 |  | 47 | 1598.5776 | 216.3903 | 185.7848 | 142.487 | 6.1123 | 398.9254 | 235.3651 | 204.8667 | 6.6632 | 0 |  | 47 | 1118.6603 | 150.4136 | 193.5899 | 173.7247 | 5.7014 | 37.001 | 221.0646 | 170.1584 | 4.9583 | 0 |  | 47 | 913.2305 | 136.9128 | 165.7607 | 132.7627 | 6.1123 | 147.6286 | 211.5384 | 95.2667 | 4.2361 | 0
|  | 48 | 1903.7523 | 300.7864 | 326.8109 | 233.5523 | 6.1123 | 59.5005 | 205.5331 | 407.9285 | 7.6184 | 0 |  | 48 | 1591.1534 | 215.6821 | 184.8437 | 142.5083 | 6.1123 | 399.5155 | 234.6762 | 203.6316 | 6.6632 | 0 |  | 48 | 1113.2851 | 149.9964 | 192.8889 | 173.622 | 5.7014 | 36.965 | 220.4084 | 169.0306 | 4.9583 | 0 |  | 48 | 908.9557 | 136.4853 | 165.018 | 132.7256 | 6.1123 | 147.7944 | 210.9078 | 94.7918 | 4.2361 | 0
|  | 49 | 1895.2142 | 299.4843 | 325.4142 | 233.3388 | 6.1123 | 59.433 | 204.9404 | 405.7249 | 7.6184 | 0 |  | 49 | 1583.7303 | 214.9776 | 184.0003 | 142.4268 | 6.1123 | 400.1351 | 234.0038 | 202.392 | 6.6632 | 0 |  | 49 | 1108.249 | 149.5313 | 191.9488 | 173.4673 | 5.7014 | 36.93 | 219.7669 | 167.9017 | 4.9583 | 0 |  | 49 | 904.6529 | 136.1554 | 164.2671 | 132.627 | 6.1123 | 147.9696 | 210.2913 | 94.3121 | 4.2361 | 0
|  | 50 | 1886.7895 | 298.5813 | 323.505 | 233.1254 | 6.1123 | 59.3667 | 204.361 | 403.5306 | 7.6184 | 0 |  | 50 | 1576.5936 | 214.2299 | 182.9139 | 142.3453 | 6.1123 | 400.7823 | 233.3475 | 201.1485 | 6.6632 | 0 |  | 50 | 1103.2091 | 148.772 | 191.3066 | 173.3126 | 5.7014 | 36.8958 | 219.1396 | 166.772 | 4.9583 | 0 |  | 50 | 900.8668 | 135.5808 | 163.2442 | 132.5284 | 6.1123 | 148.1534 | 209.6887 | 93.8278 | 4.2361 | 0
|  | 51 | 1877.5612 | 297.5722 | 322.5002 | 232.9172 | 6.1123 | 59.3013 | 203.7947 | 401.3459 | 7.6184 | 0 |  | 51 | 1568.977 | 213.6145 | 182.175 | 142.2638 | 6.1123 | 401.455 | 232.7069 | 199.9015 | 6.6632 | 0 |  | 51 | 1097.8508 | 148.342 | 190.6535 | 173.1579 | 5.7014 | 36.8624 | 218.5263 | 165.642 | 4.9583 | 0 |  | 51 | 896.7375 | 134.8814 | 162.6894 | 132.4298 | 6.1123 | 148.3454 | 209.0997 | 93.3392 | 4.2361 | 0
|  | 52 | 1868.4802 | 296.648 | 321.2527 | 232.7194 | 6.1123 | 59.237 | 203.241 | 399.171 | 7.6184 | 0 |  | 52 | 1561.2194 | 212.9432 | 181.633 | 142.1823 | 6.1123 | 402.1515 | 232.0816 | 198.6513 | 6.6632 | 0 |  | 52 | 1092.6768 | 147.8798 | 189.8551 | 172.9965 | 5.7014 | 36.8299 | 217.9267 | 164.512 | 4.9583 | 0 |  | 52 | 892.814 | 134.225 | 161.8857 | 132.3313 | 6.1123 | 148.5449 | 208.5239 | 92.8467 | 4.2361 | 0
|  | 53 | 1860.1096 | 295.2264 | 319.815 | 232.4991 | 6.1123 | 59.1737 | 202.6998 | 397.0061 | 7.6184 | 0 |  | 53 | 1554.016 | 211.7458 | 181.0618 | 142.1019 | 6.1123 | 402.8699 | 231.4714 | 197.3986 | 6.6632 | 0 |  | 53 | 1087.9575 | 147.0229 | 188.9986 | 172.8331 | 5.7014 | 36.7981 | 217.3404 | 163.3823 | 4.9583 | 0 |  | 53 | 888.5558 | 133.6832 | 161.3161 | 132.2186 | 6.1123 | 148.7513 | 207.9611 | 92.3505 | 4.2361 | 0
|  | 54 | 1851.2932 | 293.6543 | 318.9734 | 232.2787 | 6.1123 | 59.1113 | 202.1707 | 394.8515 | 7.6184 | 0 |  | 54 | 1546.8549 | 210.5848 | 180.4187 | 142.0147 | 6.1123 | 403.6081 | 230.8757 | 196.1436 | 6.6632 | 0 |  | 54 | 1083.0731 | 146.3741 | 188.0991 | 172.6697 | 5.7014 | 36.7671 | 216.7672 | 162.2532 | 4.9583 | 0 |  | 54 | 884.4148 | 133.0654 | 160.7027 | 132.1087 | 6.1123 | 148.9641 | 207.4108 | 91.851 | 4.2361 | 0
|  | 55 | 1843.1826 | 292.075 | 317.4334 | 232.0583 | 6.1123 | 59.0499 | 201.6534 | 392.7074 | 7.6184 | 0 |  | 55 | 1539.1636 | 210.2356 | 179.494 | 141.9275 | 6.1123 | 404.3643 | 230.2942 | 194.8869 | 6.6632 | 0 |  | 55 | 1077.6113 | 145.9957 | 187.5067 | 172.5063 | 5.7014 | 36.7368 | 216.2066 | 161.1252 | 4.9583 | 0 |  | 55 | 880.2988 | 132.5765 | 159.9353 | 131.9988 | 6.1123 | 149.1827 | 206.8729 | 91.3485 | 4.2361 | 0
|  | 56 | 1833.6786 | 291.3763 | 316.406 | 231.838 | 6.1123 | 58.9894 | 201.1475 | 390.5742 | 7.6184 | 0 |  | 56 | 1531.4314 | 209.5499 | 178.9468 | 141.8403 | 6.1123 | 405.1366 | 229.7266 | 193.6289 | 6.6632 | 0 |  | 56 | 1072.554 | 145.5091 | 186.6178 | 172.3429 | 5.7014 | 36.7072 | 215.6585 | 159.9985 | 4.9583 | 0 |  | 56 | 876.3636 | 131.7983 | 159.2764 | 131.8888 | 6.1123 | 149.4064 | 206.347 | 90.8433 | 4.2361 | 0
|  | 57 | 1824.9238 | 289.8489 | 315.5007 | 231.5751 | 6.1123 | 58.9298 | 200.6529 | 388.4519 | 7.6184 | 0 |  | 57 | 1523.8785 | 208.7012 | 178.3832 | 141.7531 | 6.1123 | 405.9231 | 229.1723 | 192.37 | 6.6632 | 0 |  | 57 | 1067.3784 | 144.8682 | 186.003 | 172.1782 | 5.7014 | 36.6783 | 215.1224 | 158.8736 | 4.9583 | 0 |  | 57 | 872.1504 | 131.1952 | 158.7206 | 131.7789 | 6.1123 | 149.6348 | 205.8327 | 90.3356 | 4.2361 | 0
|  | 58 | 1815.8139 | 288.9022 | 314.3353 | 231.3468 | 6.1123 | 58.871 | 200.169 | 386.341 | 7.6184 | 0 |  | 58 | 1516.2859 | 207.9114 | 177.8494 | 141.617 | 6.1123 | 406.7219 | 228.6312 | 191.1107 | 6.6632 | 0 |  | 58 | 1062.5229 | 144.0697 | 185.266 | 171.9731 | 5.7014 | 36.65 | 214.598 | 157.7506 | 4.9583 | 0 |  | 58 | 868.5226 | 130.6349 | 157.5534 | 131.652 | 6.1123 | 149.8671 | 205.3298 | 89.8258 | 4.2361 | 0
|  | 59 | 1806.2452 | 288.2963 | 313.2878 | 231.1185 | 6.1123 | 58.8131 | 199.6958 | 384.2416 | 7.6184 | 0 |  | 59 | 1508.7019 | 207.0153 | 177.4013 | 141.4928 | 6.1123 | 407.5309 | 228.1027 | 189.8514 | 6.6632 | 0 |  | 59 | 1057.0661 | 143.5411 | 184.8604 | 171.768 | 5.7014 | 36.6224 | 214.0851 | 156.6301 | 4.9583 | 0 |  | 59 | 864.0919 | 130.0856 | 157.1961 | 131.5072 | 6.1123 | 150.1028 | 204.838 | 89.3142 | 4.2361 | 0
|  | 60 | 1797.211 | 286.9911 | 312.211 | 231.0843 | 6.1123 | 58.7561 | 199.2328 | 382.1539 | 7.6184 | 0 |  | 60 | 1501.0812 | 206.4189 | 176.6634 | 141.3954 | 6.1123 | 408.3485 | 227.5865 | 188.5925 | 6.6632 | 0 |  | 60 | 1051.6046 | 142.9888 | 184.4392 | 171.6069 | 5.7014 | 36.5954 | 213.5832 | 155.5123 | 4.9583 | 0 |  | 60 | 859.7853 | 129.5275 | 156.7234 | 131.3624 | 6.1123 | 150.3412 | 204.357 | 88.8012 | 4.2361 | 0
|  | 61 | 1788.4451 | 286.0306 | 310.6918 | 230.8795 | 6.1123 | 58.6999 | 198.7797 | 380.0783 | 7.6184 | 0 |  | 61 | 1493.0132 | 205.9546 | 176.1614 | 141.3773 | 6.1123 | 409.1725 | 227.0822 | 187.3345 | 6.6632 | 0 |  | 61 | 1046.4838 | 142.4684 | 183.6225 | 171.4688 | 5.7014 | 36.5689 | 213.0922 | 154.3977 | 4.9583 | 0 |  | 61 | 855.5019 | 129.1291 | 155.9702 | 131.3152 | 6.1123 | 150.5819 | 203.8863 | 88.2869 | 4.2361 | 0
|  | 62 | 1779.832 | 284.6794 | 309.3254 | 230.7599 | 6.1123 | 58.6444 | 198.3363 | 378.0149 | 7.6184 | 0 |  | 62 | 1486.0391 | 204.8255 | 175.3064 | 141.283 | 6.1123 | 410.0012 | 226.5895 | 186.0779 | 6.6632 | 0 |  | 62 | 1041.6459 | 141.9493 | 182.5486 | 171.3036 | 5.7014 | 36.543 | 212.6115 | 153.2864 | 4.9583 | 0 |  | 62 | 851.1546 | 128.4932 | 155.5773 | 131.2092 | 6.1123 | 150.8243 | 203.4259 | 87.7717 | 4.2361 | 0
|  | 63 | 1770.7139 | 283.5439 | 308.1908 | 230.6978 | 6.1123 | 58.5897 | 197.9022 | 375.964 | 7.6184 | 0 |  | 63 | 1479.3405 | 203.6366 | 174.2204 | 141.2043 | 6.1123 | 410.8325 | 226.1079 | 184.8231 | 6.6632 | 0 |  | 63 | 1036.4878 | 141.3477 | 181.8752 | 171.1406 | 5.7014 | 36.5176 | 212.1411 | 152.179 | 4.9583 | 0 |  | 63 | 846.8012 | 127.956 | 155.0917 | 131.1032 | 6.1123 | 151.0676 | 202.9752 | 87.256 | 4.2361 | 0
|  | 64 | 1761.6282 | 282.3329 | 307.1349 | 230.5999 | 6.1123 | 58.5358 | 197.4771 | 373.9259 | 7.6184 | 0 |  | 64 | 1471.4237 | 203.1734 | 173.605 | 141.1471 | 6.1123 | 411.6647 | 225.637 | 183.5705 | 6.6632 | 0 |  | 64 | 1031.1119 | 140.8799 | 181.2911 | 170.9723 | 5.7014 | 36.4927 | 211.6804 | 151.0756 | 4.9583 | 0 |  | 64 | 842.3083 | 127.5746 | 154.6458 | 130.9411 | 6.1123 | 151.3114 | 202.534 | 86.74 | 4.2361 | 0
|  | 65 | 1753.4426 | 281.5451 | 305.8402 | 230.451 | 6.1123 | 58.4825 | 197.0607 | 371.9008 | 7.6184 | 0 |  | 65 | 1463.5493 | 202.744 | 172.9062 | 141.0974 | 6.1123 | 412.4957 | 225.1766 | 182.3205 | 6.6632 | 0 |  | 65 | 1026.2195 | 140.2013 | 180.4431 | 170.7954 | 5.7014 | 36.4682 | 211.2292 | 149.9768 | 4.9583 | 0 |  | 65 | 837.8223 | 127.1873 | 154.159 | 130.8192 | 6.1123 | 151.555 | 202.1021 | 86.224 | 4.2361 | 0
|  | 66 | 1745.4579 | 280.8292 | 305.1273 | 230.2719 | 6.1123 | 58.43 | 196.6527 | 369.889 | 7.6184 | 0 |  | 66 | 1456.3795 | 202.1425 | 172.297 | 141.0179 | 6.1123 | 413.3237 | 224.7262 | 181.0737 | 6.6632 | 0 |  | 66 | 1021.3826 | 139.7959 | 179.7069 | 170.6233 | 5.7014 | 36.4442 | 210.7872 | 148.8828 | 4.9583 | 0 |  | 66 | 833.6311 | 126.7655 | 153.5997 | 130.7064 | 6.1123 | 151.7978 | 201.679 | 85.7083 | 4.2361 | 0
|  | 67 | 1738.5419 | 280.084 | 303.3835 | 230.0843 | 6.1123 | 58.3781 | 196.2528 | 367.8906 | 7.6184 | 0 |  | 67 | 1450.0129 | 201.4737 | 171.8369 | 140.9426 | 6.1123 | 414.1468 | 224.2853 | 179.8304 | 6.6632 | 0 |  | 67 | 1016.7662 | 139.4651 | 179.2501 | 170.4691 | 5.7014 | 36.4207 | 210.354 | 147.7939 | 4.9583 | 0 |  | 67 | 829.81 | 126.4109 | 153.2913 | 130.6038 | 6.1123 | 152.0393 | 201.2645 | 85.1933 | 4.2361 | 0
|  | 68 | 1731.0085 | 279.259 | 302.3545 | 229.8792 | 6.1123 | 58.3269 | 195.8607 | 365.906 | 7.6184 | 0 |  | 68 | 1443.4131 | 200.8116 | 171.6477 | 140.8229 | 6.1123 | 414.963 | 223.8538 | 178.5911 | 6.6632 | 0 |  | 68 | 1011.9971 | 139.2075 | 178.9225 | 170.2652 | 5.7014 | 36.3975 | 209.9294 | 146.7106 | 4.9583 | 0 |  | 68 | 826.1839 | 126.058 | 152.8131 | 130.4744 | 6.1123 | 152.2789 | 200.8583 | 84.6793 | 4.2361 | 0
|  | 69 | 1723.5432 | 278.2237 | 301.4675 | 229.6741 | 6.1123 | 58.2763 | 195.476 | 363.9354 | 7.6184 | 0 |  | 69 | 1436.9458 | 200.185 | 171.3031 | 140.6907 | 6.1123 | 415.7704 | 223.431 | 177.3562 | 6.6632 | 0 |  | 69 | 1007.7243 | 138.7062 | 178.3506 | 170.0529 | 5.7014 | 36.3747 | 209.5129 | 145.6331 | 4.9583 | 0 |  | 69 | 822.6732 | 125.7297 | 152.2219 | 130.3179 | 6.1123 | 152.5159 | 200.46 | 84.1665 | 4.2361 | 0
|  | 70 | 1716.1187 | 277.2916 | 300.4367 | 229.4689 | 6.1123 | 58.2263 | 195.0985 | 361.979 | 7.6184 | 0 |  | 70 | 1430.8101 | 199.3858 | 170.7728 | 140.5852 | 6.1123 | 416.5671 | 223.0168 | 176.1262 | 6.6632 | 0 |  | 70 | 1002.8268 | 138.4125 | 178.1678 | 169.8687 | 5.7014 | 36.3522 | 209.1044 | 144.5619 | 4.9583 | 0 |  | 70 | 819.3234 | 125.312 | 151.5592 | 130.1614 | 6.1123 | 152.7498 | 200.0694 | 83.6553 | 4.2361 | 0
|  | 71 | 1708.2295 | 276.2553 | 299.9746 | 229.2638 | 6.1123 | 58.1769 | 194.7278 | 360.0371 | 7.6184 | 0 |  | 71 | 1424.6832 | 198.4385 | 170.3818 | 140.4796 | 6.1123 | 417.3513 | 222.6106 | 174.9015 | 6.6632 | 0 |  | 71 | 998.6238 | 137.935 | 177.4744 | 169.6845 | 5.7014 | 36.33 | 208.7034 | 143.4972 | 4.9583 | 0 |  | 71 | 816.0357 | 124.8038 | 150.8997 | 130.0302 | 6.1123 | 152.98 | 199.6861 | 83.1459 | 4.2361 | 0
|  | 72 | 1700.6985 | 275.2954 | 299.078 | 229.0587 | 6.1123 | 58.128 | 194.3637 | 358.1099 | 7.6184 | 0 |  | 72 | 1418.643 | 197.4363 | 169.9589 | 140.3741 | 6.1123 | 418.1209 | 222.2122 | 173.6826 | 6.6632 | 0 |  | 72 | 994.3214 | 137.2103 | 177.1275 | 169.5003 | 5.7014 | 36.3081 | 208.3096 | 142.4394 | 4.9583 | 0 |  | 72 | 812.3249 | 124.4819 | 150.4761 | 129.8999 | 6.1123 | 153.2058 | 199.3098 | 82.6388 | 4.2361 | 0
|  | 73 | 1693.0776 | 273.9929 | 298.614 | 228.8536 | 6.1123 | 58.0797 | 194.0058 | 356.1977 | 7.6184 | 0 |  | 73 | 1412.3864 | 196.6762 | 169.5105 | 140.2685 | 6.1123 | 418.8742 | 221.8211 | 172.4699 | 6.6632 | 0 |  | 73 | 990.2205 | 136.6743 | 176.3904 | 169.316 | 5.7014 | 36.2865 | 207.9228 | 141.3889 | 4.9583 | 0 |  | 73 | 808.7918 | 124.073 | 149.9616 | 129.7697 | 6.1123 | 153.4268 | 198.9403 | 82.1341 | 4.2361 | 0
|  | 74 | 1685.6409 | 272.6564 | 297.9881 | 228.66 | 6.1123 | 58.0319 | 193.6539 | 354.3007 | 7.6184 | 0 |  | 74 | 1406.141 | 196.0176 | 168.9492 | 140.163 | 6.1123 | 419.6091 | 221.4369 | 171.2638 | 6.6632 | 0 |  | 74 | 986.1633 | 136.109 | 175.639 | 169.1318 | 5.7014 | 36.2651 | 207.5425 | 140.346 | 4.9583 | 0 |  | 74 | 805.1967 | 123.6784 | 149.4949 | 129.6394 | 6.1123 | 153.6423 | 198.5771 | 81.6322 | 4.2361 | 0
|  | 75 | 1677.9958 | 271.6419 | 297.2591 | 228.456 | 6.1123 | 57.9846 | 193.3075 | 352.4192 | 7.6184 | 0 |  | 75 | 1400.1923 | 195.192 | 168.2683 | 140.0474 | 6.1123 | 420.3238 | 221.0593 | 170.0648 | 6.6632 | 0 |  | 75 | 981.7551 | 135.7918 | 175.0097 | 168.9283 | 5.7014 | 36.2439 | 207.1685 | 139.311 | 4.9583 | 0 |  | 75 | 801.4166 | 123.5086 | 149.0009 | 129.4967 | 6.1123 | 153.8517 | 198.22 | 81.1334 | 4.2361 | 0
|  | 76 | 1671.0507 | 270.3669 | 296.0906 | 228.2519 | 6.1123 | 57.9377 | 192.9665 | 350.5534 | 7.6184 | 0 |  | 76 | 1393.6062 | 194.6075 | 167.9728 | 139.9427 | 6.1123 | 421.0163 | 220.6879 | 168.8733 | 6.6632 | 0 |  | 76 | 977.3138 | 135.3317 | 174.5381 | 168.7431 | 5.7014 | 36.2229 | 206.8005 | 138.2843 | 4.9583 | 0 |  | 76 | 798.038 | 122.9481 | 148.4951 | 129.3549 | 6.1123 | 154.0544 | 197.8688 | 80.638 | 4.2361 | 0
|  | 77 | 1663.5574 | 269.4294 | 295.1003 | 228.0806 | 6.1123 | 57.8913 | 192.6304 | 348.7036 | 7.6184 | 0 |  | 77 | 1387.2841 | 193.9062 | 167.5343 | 139.8339 | 6.1123 | 421.6848 | 220.3223 | 167.6898 | 6.6632 | 0 |  | 77 | 972.9507 | 134.9404 | 173.9476 | 168.5297 | 5.7014 | 36.2021 | 206.4381 | 137.2663 | 4.9583 | 0 |  | 77 | 794.4149 | 122.3466 | 148.2306 | 129.2574 | 6.1123 | 154.2498 | 197.5229 | 80.1463 | 4.2361 | 0
|  | 78 | 1655.9906 | 268.5506 | 294.144 | 227.8898 | 6.1123 | 57.8453 | 192.2991 | 346.8699 | 7.6184 | 0 |  | 78 | 1380.9378 | 193.3334 | 167.1938 | 139.5227 | 6.1123 | 422.3273 | 219.9621 | 166.5147 | 6.6632 | 0 |  | 78 | 968.5976 | 134.5699 | 173.4479 | 168.1948 | 5.7014 | 36.1814 | 206.0811 | 136.2572 | 4.9583 | 0 |  | 78 | 790.4688 | 122.0785 | 147.9625 | 129.153 | 6.1123 | 154.4374 | 197.1823 | 79.6586 | 4.2361 | 0
|  | 79 | 1647.5768 | 268.1352 | 293.5292 | 227.7411 | 6.1123 | 57.7997 | 191.9721 | 345.0527 | 7.6184 | 0 |  | 79 | 1374.6453 | 192.9418 | 166.5106 | 139.3192 | 6.1123 | 422.9419 | 219.607 | 165.3485 | 6.6632 | 0 |  | 79 | 964.263 | 134.0974 | 173.0317 | 167.86 | 5.7014 | 36.1607 | 205.729 | 135.2575 | 4.9583 | 0 |  | 79 | 787.4857 | 121.2242 | 147.342 | 129.0243 | 6.1123 | 154.6165 | 196.8464 | 79.1753 | 4.2361 | 0
|  | 80 | 1639.3428 | 267.4914 | 292.8782 | 227.6775 | 6.1123 | 57.7545 | 191.6492 | 343.2522 | 7.6184 | 0 |  | 80 | 1368.4956 | 192.5131 | 165.5883 | 139.2491 | 6.1123 | 423.5267 | 219.2565 | 164.1915 | 6.6632 | 0 |  | 80 | 959.8071 | 133.8372 | 172.4985 | 167.5511 | 5.7014 | 36.1402 | 205.3816 | 134.2674 | 4.9583 | 0 |  | 80 | 784.0477 | 120.6357 | 146.9105 | 128.8957 | 6.1123 | 154.7866 | 196.5152 | 78.6966 | 4.2361 | 0
|  | 81 | 1631.0699 | 266.9411 | 292.3032 | 227.483 | 6.1123 | 57.7097 | 191.3301 | 341.4687 | 7.6184 | 0 |  | 81 | 1362.1064 | 191.754 | 165.2062 | 139.2088 | 6.1123 | 424.0798 | 218.9103 | 163.0443 | 6.6632 | 0 |  | 81 | 955.3858 | 133.3796 | 172.0438 | 167.3264 | 5.7014 | 36.1197 | 205.0385 | 133.2874 | 4.9583 | 0 |  | 81 | 780.2841 | 120.2861 | 146.5231 | 128.8095 | 6.1123 | 154.947 | 196.1881 | 78.2228 | 4.2361 | 0
|  | 82 | 1623.7196 | 265.9825 | 291.2139 | 227.2885 | 6.1123 | 57.6651 | 191.0144 | 339.7023 | 7.6184 | 0 |  | 82 | 1355.6715 | 191.0153 | 164.917 | 139.1008 | 6.1123 | 424.5993 | 218.568 | 161.9073 | 6.6632 | 0 |  | 82 | 950.9209 | 132.9606 | 171.5595 | 167.1365 | 5.7014 | 36.0993 | 204.6995 | 132.3178 | 4.9583 | 0 |  | 82 | 776.6907 | 119.8318 | 146.1158 | 128.678 | 6.1123 | 155.0972 | 195.865 | 77.7542 | 4.2361 | 0
|  | 83 | 1616.2667 | 265.0724 | 290.1789 | 227.094 | 6.1123 | 57.6209 | 190.7019 | 337.9534 | 7.6184 | 0 |  | 83 | 1349.4907 | 190.2443 | 164.406 | 138.9929 | 6.1123 | 425.0833 | 218.2292 | 160.7809 | 6.6632 | 0 |  | 83 | 946.5065 | 132.3853 | 171.1808 | 166.9466 | 5.7014 | 36.0788 | 204.3641 | 131.3588 | 4.9583 | 0 |  | 83 | 773.4475 | 119.2534 | 145.4822 | 128.5465 | 6.1123 | 155.2366 | 195.5454 | 77.2913 | 4.2361 | 0
|  | 84 | 1609.0279 | 263.9478 | 289.1442 | 226.8995 | 6.1123 | 57.577 | 190.3922 | 336.2222 | 7.6184 | 0 |  | 84 | 1343.3758 | 189.4204 | 163.882 | 138.8849 | 6.1123 | 425.5298 | 217.8935 | 159.6655 | 6.6632 | 0 |  | 84 | 941.9591 | 131.955 | 170.7902 | 166.7567 | 5.7014 | 36.0584 | 204.0322 | 130.411 | 4.9583 | 0 |  | 84 | 770.059 | 118.6559 | 145.0131 | 128.415 | 6.1123 | 155.3645 | 195.2292 | 76.8341 | 4.2361 | 0
|  | 85 | 1601.7401 | 263.022 | 287.9597 | 226.705 | 6.1123 | 57.5333 | 190.085 | 334.5089 | 7.6184 | 0 |  | 85 | 1337.1597 | 188.7326 | 163.3231 | 138.7769 | 6.1123 | 425.937 | 217.5606 | 158.5617 | 6.6632 | 0 |  | 85 | 938.1266 | 131.2455 | 169.9639 | 166.5668 | 5.7014 | 36.0378 | 203.7033 | 129.4745 | 4.9583 | 0 |  | 85 | 766.3448 | 118.3103 | 144.6177 | 128.2835 | 6.1123 | 155.4805 | 194.9159 | 76.3831 | 4.2361 | 0
|  | 86 | 1594.1152 | 261.9689 | 287.2396 | 226.5105 | 6.1123 | 57.4899 | 189.7801 | 332.8137 | 7.6184 | 0 |  | 86 | 1331.3251 | 187.7427 | 162.6848 | 138.6689 | 6.1123 | 426.3029 | 217.23 | 157.4697 | 6.6632 | 0 |  | 86 | 933.6984 | 130.7895 | 169.4798 | 166.3769 | 5.7014 | 36.0172 | 203.3771 | 128.5498 | 4.9583 | 0 |  | 86 | 762.8633 | 117.8272 | 144.1272 | 128.152 | 6.1123 | 155.5838 | 194.6053 | 75.9386 | 4.2361 | 0
|  | 87 | 1587.8718 | 260.046 | 286.0077 | 226.3159 | 6.1123 | 57.4467 | 189.477 | 331.137 | 7.6184 | 0 |  | 87 | 1325.6507 | 186.8587 | 161.7804 | 138.5609 | 6.1123 | 426.6257 | 216.9014 | 156.3902 | 6.6632 | 0 |  | 87 | 929.424 | 130.3164 | 168.8591 | 166.187 | 5.7014 | 35.9965 | 203.0534 | 127.6373 | 4.9583 | 0 |  | 87 | 759.5649 | 117.2329 | 143.5648 | 128.0205 | 6.1123 | 155.6739 | 194.2971 | 75.5009 | 4.2361 | 0
|  | 88 | 1581.2335 | 258.4869 | 284.8071 | 226.1214 | 6.1123 | 57.4037 | 189.1756 | 329.479 | 7.6184 | 0 |  | 88 | 1319.4342 | 186.1429 | 161.2499 | 138.4529 | 6.1123 | 426.9033 | 216.5745 | 155.3235 | 6.6632 | 0 |  | 88 | 925.2569 | 129.8606 | 168.1136 | 165.9971 | 5.7014 | 35.9757 | 202.7318 | 126.7371 | 4.9583 | 0 |  | 88 | 756.3551 | 116.7062 | 142.8461 | 127.8889 | 6.1123 | 155.7503 | 193.9909 | 75.0702 | 4.2361 | 0
|  | 89 | 1573.4971 | 257.7667 | 283.8656 | 225.9269 | 6.1123 | 57.3609 | 188.8754 | 327.8399 | 7.6184 | 0 |  | 89 | 1313.5663 | 185.206 | 160.592 | 138.345 | 6.1123 | 427.134 | 216.2487 | 154.2701 | 6.6632 | 0 |  | 89 | 920.7923 | 129.4773 | 167.5933 | 165.8072 | 5.7014 | 35.9547 | 202.4119 | 125.8498 | 4.9583 | 0 |  | 89 | 752.6447 | 116.3513 | 142.4563 | 127.7574 | 6.1123 | 155.8122 | 193.6864 | 74.647 | 4.2361 | 0
|  | 90 | 1565.9305 | 257.0493 | 282.7515 | 225.7324 | 6.1123 | 57.3182 | 188.5762 | 326.2199 | 7.6184 | 0 |  | 90 | 1307.0479 | 184.5747 | 160.2788 | 138.237 | 6.1123 | 427.3157 | 215.9238 | 153.2304 | 6.6632 | 0 |  | 90 | 916.566 | 129.1139 | 166.8147 | 165.6173 | 5.7014 | 35.9336 | 202.0935 | 124.9756 | 4.9583 | 0 |  | 90 | 749.2235 | 115.9026 | 141.8711 | 127.6259 | 6.1123 | 155.8592 | 193.3834 | 74.2314 | 4.2361 | 0
|  | 91 | 1559.2704 | 255.5764 | 281.4864 | 225.5379 | 6.1123 | 57.2756 | 188.2778 | 324.6194 | 7.6184 | 0 |  | 91 | 1300.9712 | 183.6564 | 159.811 | 138.129 | 6.1123 | 427.4466 | 215.5993 | 152.2049 | 6.6632 | 0 |  | 91 | 912.4534 | 128.4485 | 166.2244 | 165.4274 | 5.7014 | 35.9122 | 201.7762 | 124.115 | 4.9583 | 0 |  | 91 | 745.7986 | 115.5199 | 141.2236 | 127.4944 | 6.1123 | 155.8907 | 193.0815 | 73.8238 | 4.2361 | 0
|  | 92 | 1551.9267 | 254.41 | 280.5983 | 225.3434 | 6.1123 | 57.2331 | 187.9796 | 323.0385 | 7.6184 | 0 |  | 92 | 1294.9385 | 182.7879 | 159.2495 | 138.021 | 6.1123 | 427.5248 | 215.275 | 151.1939 | 6.6632 | 0 |  | 92 | 908.1993 | 127.9733 | 165.5854 | 165.2375 | 5.7014 | 35.8906 | 201.4597 | 123.2681 | 4.9583 | 0 |  | 92 | 742.2859 | 115.0322 | 140.7688 | 127.3629 | 6.1123 | 155.9059 | 192.7804 | 73.4246 | 4.2361 | 0
|  | 93 | 1544.7511 | 253.1036 | 279.6823 | 225.1489 | 6.1123 | 57.1908 | 187.6816 | 321.4774 | 7.6184 | 0 |  | 93 | 1288.9365 | 182.021 | 158.5557 | 137.913 | 6.1123 | 427.5488 | 214.9503 | 150.1979 | 6.6632 | 0 |  | 93 | 903.8455 | 127.4704 | 165.0738 | 165.0476 | 5.7014 | 35.8687 | 201.1438 | 122.4354 | 4.9583 | 0 |  | 93 | 739.0069 | 114.3888 | 140.236 | 127.2314 | 6.1123 | 155.9046 | 192.4798 | 73.0338 | 4.2361 | 0
|  | 94 | 1537.8373 | 251.8054 | 278.4981 | 224.9524 | 6.1123 | 57.1485 | 187.3836 | 319.9361 | 7.6184 | 0 |  | 94 | 1283.0274 | 180.9922 | 158.0307 | 137.805 | 6.1123 | 427.5189 | 214.6254 | 149.2168 | 6.6632 | 0 |  | 94 | 899.6976 | 126.8896 | 164.4342 | 164.8577 | 5.7014 | 35.8466 | 200.8284 | 121.6166 | 4.9583 | 0 |  | 94 | 735.3989 | 114.0143 | 139.7634 | 127.0999 | 6.1123 | 155.8867 | 192.1797 | 72.6516 | 4.2361 | 0
|  | 95 | 1530.3572 | 250.699 | 277.7226 | 224.7218 | 6.1123 | 57.1063 | 187.0857 | 318.4142 | 7.6184 | 0 |  | 95 | 1276.9171 | 180.3375 | 157.3364 | 137.6936 | 6.1123 | 427.4358 | 214.3002 | 148.2504 | 6.6632 | 0 |  | 95 | 895.6937 | 126.1436 | 163.817 | 164.6665 | 5.7014 | 35.8242 | 200.5134 | 120.8117 | 4.9583 | 0 |  | 95 | 731.9841 | 113.4892 | 139.2482 | 126.9684 | 6.1123 | 155.8525 | 191.8801 | 72.2777 | 4.2361 | 0
|  | 96 | 1523.2871 | 249.4077 | 276.6853 | 224.5279 | 6.1123 | 57.0641 | 186.7879 | 316.9116 | 7.6184 | 0 |  | 96 | 1271.3556 | 179.0706 | 156.7536 | 137.5341 | 6.1123 | 427.3004 | 213.9747 | 147.2986 | 6.6632 | 0 |  | 96 | 891.5486 | 125.5643 | 163.2104 | 164.4393 | 5.7014 | 35.8016 | 200.1988 | 120.0205 | 4.9583 | 0 |  | 96 | 728.3446 | 113.0618 | 138.8604 | 126.8364 | 6.1123 | 155.8022 | 191.5809 | 71.9121 | 4.2361 | 0
|  | 97 | 1515.7621 | 248.6761 | 275.5432 | 224.334 | 6.1123 | 57.0221 | 186.4901 | 315.4282 | 7.6184 | 0 |  | 97 | 1265.218 | 178.532 | 155.985 | 137.408 | 6.1123 | 427.1134 | 213.6488 | 146.3612 | 6.6632 | 0 |  | 97 | 887.323 | 124.9915 | 162.6778 | 164.2121 | 5.7014 | 35.7787 | 199.8847 | 119.2427 | 4.9583 | 0 |  | 97 | 725.0256 | 112.4248 | 138.3917 | 126.6744 | 6.1123 | 155.7361 | 191.2822 | 71.5547 | 4.2361 | 0
|  | 98 | 1508.1249 | 247.7556 | 274.7022 | 224.1401 | 6.1123 | 56.9801 | 186.1923 | 313.9636 | 7.6184 | 0 |  | 98 | 1259.1917 | 177.6962 | 155.3846 | 137.2998 | 6.1123 | 426.8755 | 213.3227 | 145.4381 | 6.6632 | 0 |  | 98 | 883.1198 | 124.4765 | 162.0306 | 164.0193 | 5.7014 | 35.7555 | 199.571 | 118.4782 | 4.9583 | 0 |  | 98 | 721.7226 | 111.9588 | 137.7361 | 126.5124 | 6.1123 | 155.6543 | 190.9838 | 71.2053 | 4.2361 | 0
|  | 99 | 1500.4922 | 247.1613 | 273.4724 | 224.0043 | 6.1123 | 56.9382 | 185.8946 | 312.5177 | 7.6184 | 0 |  | 99 | 1252.5555 | 177.2984 | 154.9561 | 137.1915 | 6.1123 | 426.5874 | 212.9962 | 144.5292 | 6.6632 | 0 |  | 99 | 879.101 | 123.8066 | 161.3491 | 163.8313 | 5.7014 | 35.732 | 199.2577 | 117.7268 | 4.9583 | 0 |  | 99 | 718.1761 | 111.5115 | 137.2913 | 126.3643 | 6.1123 | 155.557 | 190.6859 | 70.8637 | 4.2361 | 0
|  | 100 | 1492.9122 | 246.4138 | 272.4035 | 223.8081 | 6.1123 | 56.8964 | 185.597 | 311.0903 | 7.6184 | 0 |  | 100 | 1246.3215 | 176.7246 | 154.317 | 137.0676 | 6.1123 | 426.25 | 212.6695 | 143.6342 | 6.6632 | 0 |  | 100 | 874.9732 | 123.3333 | 160.5842 | 163.6392 | 5.7014 | 35.7083 | 198.9448 | 116.9883 | 4.9583 | 0 |  | 100 | 714.6474 | 111.1706 | 136.7028 | 126.2357 | 6.1123 | 155.4445 | 190.3883 | 70.53 | 4.2361 | 0
|  | 101 | 1485.4516 | 245.4348 | 271.4467 | 223.6119 | 6.1123 | 56.8546 | 185.2994 | 309.6813 | 7.6184 | 0 |  | 101 | 1240.1763 | 175.9675 | 153.7638 | 136.9523 | 6.1123 | 425.864 | 212.3424 | 142.7531 | 6.6632 | 0 |  | 101 | 870.5435 | 122.9573 | 160.0199 | 163.451 | 5.7014 | 35.6843 | 198.6323 | 116.2626 | 4.9583 | 0 |  | 101 | 711.1379 | 110.7552 | 136.1725 | 126.1042 | 6.1123 | 155.3171 | 190.0911 | 70.2039 | 4.2361 | 0
|  | 102 | 1477.5811 | 244.6101 | 270.7324 | 223.4287 | 6.1123 | 56.8129 | 185.0019 | 308.2903 | 7.6184 | 0 |  | 102 | 1233.7514 | 175.2869 | 153.4139 | 136.837 | 6.1123 | 425.4301 | 212.015 | 141.8856 | 6.6632 | 0 |  | 102 | 866.3286 | 122.4854 | 159.3368 | 163.2627 | 5.7014 | 35.6601 | 198.3201 | 115.5495 | 4.9583 | 0 |  | 102 | 707.7403 | 110.162 | 135.7082 | 125.9727 | 6.1123 | 155.1748 | 189.7942 | 69.8854 | 4.2361 | 0
|  | 103 | 1470.1279 | 243.8989 | 269.4936 | 223.2394 | 6.1123 | 56.7713 | 184.7044 | 306.9172 | 7.6184 | 0 |  | 103 | 1227.6192 | 174.7134 | 152.7023 | 136.6835 | 6.1123 | 424.9492 | 211.6874 | 141.0317 | 6.6632 | 0 |  | 103 | 862.1605 | 121.9049 | 158.75 | 163.0399 | 5.7014 | 35.6355 | 198.0082 | 114.8487 | 4.9583 | 0 |  | 103 | 704.2822 | 109.6691 | 135.2042 | 125.8411 | 6.1123 | 155.018 | 189.4977 | 69.5744 | 4.2361 | 0
|  | 104 | 1462.8619 | 242.7007 | 268.5469 | 223.0577 | 6.1123 | 56.7297 | 184.4069 | 305.5619 | 7.6184 | 0 |  | 104 | 1221.2101 | 174.0637 | 152.3064 | 136.5675 | 6.1123 | 424.4219 | 211.3594 | 140.1912 | 6.6632 | 0 |  | 104 | 857.8934 | 121.3724 | 158.1635 | 162.8677 | 5.7014 | 35.6107 | 197.6966 | 114.1602 | 4.9583 | 0 |  | 104 | 700.7344 | 109.3034 | 134.7035 | 125.6687 | 6.1123 | 154.8468 | 189.2015 | 69.2706 | 4.2361 | 0
|  | 105 | 1456.2404 | 241.7762 | 267.123 | 222.8489 | 6.1123 | 56.6882 | 184.1095 | 304.224 | 7.6184 | 0 |  | 105 | 1215.4607 | 173.2048 | 151.4555 | 136.456 | 6.1123 | 423.849 | 211.0311 | 139.3639 | 6.6632 | 0 |  | 105 | 853.384 | 121.0474 | 157.6148 | 162.6927 | 5.7014 | 35.5856 | 197.3854 | 113.4837 | 4.9583 | 0 |  | 105 | 697.4557 | 108.8655 | 133.9752 | 125.5269 | 6.1123 | 154.6615 | 188.9055 | 68.9741 | 4.2361 | 0
|  | 106 | 1449.2031 | 240.9744 | 266.2226 | 222.6433 | 6.1123 | 56.6468 | 183.8122 | 302.9034 | 7.6184 | 0 |  | 106 | 1209.3473 | 172.5947 | 150.8596 | 136.3258 | 6.1123 | 423.2312 | 210.7026 | 138.5496 | 6.6632 | 0 |  | 106 | 849.0272 | 120.6234 | 157.0247 | 162.5053 | 5.7014 | 35.5602 | 197.0745 | 112.819 | 4.9583 | 0 |  | 106 | 693.9041 | 108.4558 | 133.4751 | 125.4017 | 6.1123 | 154.4623 | 188.6099 | 68.6846 | 4.2361 | 0
|  | 107 | 1442.7771 | 239.874 | 265.0273 | 222.42 | 6.1123 | 56.6055 | 183.5149 | 301.5999 | 7.6184 | 0 |  | 107 | 1203.7154 | 171.8379 | 150.2858 | 136.1889 | 6.1123 | 422.5694 | 210.3737 | 137.7483 | 6.6632 | 0 |  | 107 | 844.571 | 120.4067 | 156.6916 | 162.3127 | 5.7014 | 35.5346 | 196.7638 | 112.166 | 4.9583 | 0 |  | 107 | 690.3639 | 108.03 | 133.1174 | 125.272 | 6.1123 | 154.2495 | 188.3145 | 68.4021 | 4.2361 | 0
|  | 108 | 1435.8599 | 238.8659 | 264.2435 | 222.1841 | 6.1123 | 56.5642 | 183.2176 | 300.3133 | 7.6184 | 0 |  | 108 | 1197.9825 | 171.0755 | 149.8232 | 136.0475 | 6.1123 | 421.8643 | 210.0445 | 136.9598 | 6.6632 | 0 |  | 108 | 840.3298 | 120.0413 | 156.2939 | 162.1224 | 5.7014 | 35.5086 | 196.4534 | 111.5245 | 4.9583 | 0 |  | 108 | 687.0892 | 107.5927 | 132.6763 | 125.1213 | 6.1123 | 154.0231 | 188.0193 | 68.1265 | 4.2361 | 0
|  | 109 | 1428.9257 | 237.8168 | 263.515 | 221.9509 | 6.1123 | 56.5229 | 182.9204 | 299.0434 | 7.6184 | 0 |  | 109 | 1192.194 | 170.4737 | 149.2821 | 135.8798 | 6.1123 | 421.1165 | 209.7151 | 136.1839 | 6.6632 | 0 |  | 109 | 836.4016 | 119.6455 | 155.6337 | 161.9118 | 5.7014 | 35.4824 | 196.1432 | 110.8943 | 4.9583 | 0 |  | 109 | 683.2925 | 107.4562 | 132.4446 | 124.9822 | 6.1123 | 153.7835 | 187.7244 | 67.8575 | 4.2361 | 0
|  | 110 | 1422.497 | 236.7654 | 262.2762 | 221.7247 | 6.1123 | 56.4818 | 182.6233 | 297.79 | 7.6184 | 0 |  | 110 | 1186.4265 | 169.8796 | 148.6953 | 135.7291 | 6.1123 | 420.327 | 209.3853 | 135.4205 | 6.6632 | 0 |  | 110 | 832.7534 | 119.078 | 154.8711 | 161.6954 | 5.7014 | 35.4559 | 195.8333 | 110.2753 | 4.9583 | 0 |  | 110 | 679.6846 | 107.1463 | 132.2229 | 124.8178 | 6.1123 | 153.5309 | 187.4297 | 67.5952 | 4.2361 | 0
|  | 111 | 1415.7833 | 235.737 | 261.2994 | 221.4984 | 6.1123 | 56.4407 | 182.3261 | 296.5529 | 7.6184 | 0 |  | 111 | 1180.6126 | 169.2504 | 148.1906 | 135.5775 | 6.1123 | 419.4964 | 209.0552 | 134.6694 | 6.6632 | 0 |  | 111 | 828.6487 | 118.4745 | 154.5836 | 161.4963 | 5.7014 | 35.4291 | 195.5236 | 109.6672 | 4.9583 | 0 |  | 111 | 676.5958 | 106.5644 | 131.7325 | 124.675 | 6.1123 | 153.2655 | 187.1351 | 67.3394 | 4.2361 | 0
|  | 112 | 1409.1549 | 234.5664 | 260.3796 | 221.2722 | 6.1123 | 56.3996 | 182.0291 | 295.3319 | 7.6184 | 0 |  | 112 | 1174.5315 | 168.7563 | 147.8111 | 135.433 | 6.1123 | 418.6255 | 208.7248 | 133.9304 | 6.6632 | 0 |  | 112 | 824.7181 | 118.1003 | 153.88 | 161.3101 | 5.7014 | 35.402 | 195.214 | 109.0698 | 4.9583 | 0 |  | 112 | 673.0022 | 106.2637 | 131.4663 | 124.5317 | 6.1123 | 152.9874 | 186.8408 | 67.09 | 4.2361 | 0
|  | 113 | 1401.6712 | 234.1449 | 259.566 | 221.046 | 6.1123 | 56.3586 | 181.732 | 294.1268 | 7.6184 | 0 |  | 113 | 1168.7676 | 168.041 | 147.3355 | 135.2886 | 6.1123 | 417.715 | 208.3942 | 133.2035 | 6.6632 | 0 |  | 113 | 820.8717 | 117.5691 | 153.249 | 161.1239 | 5.7014 | 35.3746 | 194.9047 | 108.4831 | 4.9583 | 0 |  | 113 | 669.9841 | 105.6543 | 130.9217 | 124.3999 | 6.1123 | 152.697 | 186.5466 | 66.8468 | 4.2361 | 0
|  | 114 | 1393.7546 | 233.7162 | 259.1925 | 220.8198 | 6.1123 | 56.3177 | 181.435 | 292.9374 | 7.6184 | 0 |  | 114 | 1162.9503 | 167.538 | 146.701 | 135.1441 | 6.1123 | 416.7658 | 208.0632 | 132.4885 | 6.6632 | 0 |  | 114 | 816.6806 | 117.0946 | 152.9061 | 160.9377 | 5.7014 | 35.3469 | 194.5955 | 107.9068 | 4.9583 | 0 |  | 114 | 666.8403 | 105.1468 | 130.4003 | 124.2687 | 6.1123 | 152.3945 | 186.2525 | 66.6098 | 4.2361 | 0
|  | 115 | 1386.124 | 233.1777 | 258.6427 | 220.5936 | 6.1123 | 56.2768 | 181.1381 | 291.7635 | 7.6184 | 0 |  | 115 | 1156.5513 | 167.1512 | 146.532 | 134.9996 | 6.1123 | 415.7784 | 207.7319 | 131.7852 | 6.6632 | 0 |  | 115 | 812.1132 | 116.8931 | 152.6665 | 160.7515 | 5.7014 | 35.3189 | 194.2865 | 107.3407 | 4.9583 | 0 |  | 115 | 663.4017 | 104.8932 | 129.9199 | 124.1374 | 6.1123 | 152.08 | 185.9586 | 66.3788 | 4.2361 | 0
|  | 116 | 1378.6936 | 232.6027 | 257.9331 | 220.3635 | 6.1123 | 56.236 | 180.8412 | 290.6049 | 7.6184 | 0 |  | 116 | 1149.9515 | 166.9269 | 146.4013 | 134.8552 | 6.1123 | 414.7538 | 207.4003 | 131.0934 | 6.6632 | 0 |  | 116 | 807.5186 | 116.6908 | 152.4547 | 160.5653 | 5.7014 | 35.2906 | 193.9776 | 106.7846 | 4.9583 | 0 |  | 116 | 660.3059 | 104.4072 | 129.329 | 124.0062 | 6.1123 | 151.7537 | 185.6648 | 66.1537 | 4.2361 | 0
|  | 117 | 1371.3608 | 231.8329 | 257.3247 | 220.1296 | 6.1123 | 56.1952 | 180.5443 | 289.4614 | 7.6184 | 0 |  | 117 | 1143.5877 | 166.5432 | 146.1979 | 134.7069 | 6.1123 | 413.6927 | 207.0685 | 130.4131 | 6.6632 | 0 |  | 117 | 803.1722 | 116.3798 | 152.1055 | 160.3772 | 5.7014 | 35.2621 | 193.6689 | 106.2385 | 4.9583 | 0 |  | 117 | 656.85 | 104.0562 | 128.9632 | 123.875 | 6.1123 | 151.416 | 185.3711 | 65.9344 | 4.2361 | 0
|  | 118 | 1364.5158 | 231.1176 | 256.1722 | 219.8974 | 6.1123 | 56.1545 | 180.2474 | 288.3327 | 7.6184 | 0 |  | 118 | 1138.0772 | 165.6573 | 145.6496 | 134.5523 | 6.1123 | 412.5958 | 206.7363 | 129.744 | 6.6632 | 0 |  | 118 | 798.879 | 115.9827 | 151.7952 | 160.1831 | 5.7014 | 35.2332 | 193.3602 | 105.702 | 4.9583 | 0 |  | 118 | 653.6641 | 103.6539 | 128.3837 | 123.7389 | 6.1123 | 151.067 | 185.0774 | 65.7208 | 4.2361 | 0
|  | 119 | 1358.1496 | 229.9533 | 254.9898 | 219.6652 | 6.1123 | 56.1138 | 179.9506 | 287.2188 | 7.6184 | 0 |  | 119 | 1132.2124 | 165.2649 | 144.9591 | 134.4008 | 6.1123 | 411.4638 | 206.4038 | 129.0861 | 6.6632 | 0 |  | 119 | 794.9404 | 115.627 | 151.084 | 159.9938 | 5.7014 | 35.204 | 193.0517 | 105.175 | 4.9583 | 0 |  | 119 | 650.1797 | 103.2783 | 128.0771 | 123.6015 | 6.1123 | 150.707 | 184.7839 | 65.5127 | 4.2361 | 0
|  | 120 | 1351.2767 | 229.0956 | 254.0181 | 219.4224 | 6.1123 | 56.0732 | 179.6539 | 286.1193 | 7.6184 | 0 |  | 120 | 1126.6187 | 164.4391 | 144.4308 | 134.2493 | 6.1123 | 410.2976 | 206.0711 | 128.4391 | 6.6632 | 0 |  | 120 | 790.9559 | 115.1846 | 150.5054 | 159.8046 | 5.7014 | 35.1745 | 192.7432 | 104.6574 | 4.9583 | 0 |  | 120 | 646.8475 | 102.831 | 127.6884 | 123.4659 | 6.1123 | 150.3361 | 184.4903 | 65.3101 | 4.2361 | 0
|  | 121 | 1344.3974 | 227.9457 | 253.3823 | 219.1423 | 6.1123 | 56.0326 | 179.3572 | 285.0342 | 7.6184 | 0 |  | 121 | 1120.9721 | 163.6533 | 143.9254 | 134.0879 | 6.1123 | 409.0979 | 205.738 | 127.8029 | 6.6632 | 0 |  | 121 | 786.7238 | 114.7934 | 150.1334 | 159.6052 | 5.7014 | 35.1447 | 192.4348 | 104.149 | 4.9583 | 0 |  | 121 | 643.3684 | 102.3833 | 127.4464 | 123.3308 | 6.1123 | 149.9546 | 184.1968 | 65.1128 | 4.2361 | 0
|  | 122 | 1337.5019 | 226.7624 | 252.7621 | 218.8964 | 6.1123 | 55.9921 | 179.0605 | 283.9631 | 7.6184 | 0 |  | 122 | 1115.3948 | 162.7703 | 143.4952 | 133.8792 | 6.1123 | 407.8654 | 205.4046 | 127.1774 | 6.6632 | 0 |  | 122 | 782.6881 | 114.3637 | 149.6351 | 159.3742 | 5.7014 | 35.1146 | 192.1264 | 103.6495 | 4.9583 | 0 |  | 122 | 639.7655 | 102.1436 | 127.128 | 123.1879 | 6.1123 | 149.5626 | 183.9033 | 64.9207 | 4.2361 | 0
|  | 123 | 1330.1608 | 226.1135 | 252.0381 | 218.6653 | 6.1123 | 55.9516 | 178.7638 | 282.906 | 7.6184 | 0 |  | 123 | 1109.7652 | 162.0814 | 142.923 | 133.6705 | 6.1123 | 406.6008 | 205.071 | 126.5625 | 6.6632 | 0 |  | 123 | 779.0403 | 113.7993 | 148.8836 | 159.1431 | 5.7014 | 35.0842 | 191.8181 | 103.1588 | 4.9583 | 0 |  | 123 | 636.1443 | 101.9281 | 126.799 | 123.0497 | 6.1123 | 149.1605 | 183.6098 | 64.7337 | 4.2361 | 0
|  | 124 | 1324.0454 | 224.389 | 251.1889 | 218.4094 | 6.1123 | 55.9111 | 178.4672 | 281.8625 | 7.6184 | 0 |  | 124 | 1104.4398 | 161.1011 | 142.316 | 133.4842 | 6.1123 | 405.3051 | 204.737 | 125.9578 | 6.6632 | 0 |  | 124 | 775.3558 | 113.1349 | 148.2756 | 158.9052 | 5.7014 | 35.0535 | 191.5097 | 102.6767 | 4.9583 | 0 |  | 124 | 632.7325 | 101.5078 | 126.4655 | 122.9114 | 6.1123 | 148.7484 | 183.3162 | 64.5516 | 4.2361 | 0
|  | 125 | 1317.4841 | 223.0116 | 250.4384 | 218.1534 | 6.1123 | 55.8707 | 178.1706 | 280.8325 | 7.6184 | 0 |  | 125 | 1098.4515 | 160.4953 | 141.9815 | 133.3135 | 6.1123 | 403.9788 | 204.4028 | 125.3634 | 6.6632 | 0 |  | 125 | 771.3144 | 112.7033 | 147.7894 | 158.6697 | 5.7014 | 35.0225 | 191.2014 | 102.2031 | 4.9583 | 0 |  | 125 | 629.3539 | 101.2159 | 125.9838 | 122.7597 | 6.1123 | 148.3266 | 183.0226 | 64.3744 | 4.2361 | 0
|  | 126 | 1310.2939 | 222.214 | 249.7372 | 217.8975 | 6.1123 | 55.8304 | 177.8741 | 279.8158 | 7.6184 | 0 |  | 126 | 1092.8687 | 159.7998 | 141.3312 | 133.1428 | 6.1123 | 402.6228 | 204.0682 | 124.7791 | 6.6632 | 0 |  | 126 | 767.3541 | 112.2011 | 147.2926 | 158.4343 | 5.7014 | 34.9911 | 190.8931 | 101.7377 | 4.9583 | 0 |  | 126 | 626.2051 | 100.6926 | 125.4941 | 122.6176 | 6.1123 | 147.8952 | 182.729 | 64.202 | 4.2361 | 0
|  | 127 | 1303.3715 | 221.4836 | 248.7008 | 217.6415 | 6.1123 | 55.79 | 177.5775 | 278.8122 | 7.6184 | 0 |  | 127 | 1087.1774 | 159.1424 | 140.7513 | 132.9721 | 6.1123 | 401.2378 | 203.7334 | 124.2047 | 6.6632 | 0 |  | 127 | 763.5955 | 111.7469 | 146.5283 | 158.2166 | 5.7014 | 34.9594 | 190.5847 | 101.2804 | 4.9583 | 0 |  | 127 | 623.015 | 100.2505 | 124.9645 | 122.4755 | 6.1123 | 147.4546 | 182.4353 | 64.0341 | 4.2361 | 0
|  | 128 | 1296.0089 | 220.8326 | 248.0253 | 217.3856 | 6.1123 | 55.7498 | 177.2811 | 277.8215 | 7.6184 | 0 |  | 128 | 1081.5063 | 158.3963 | 140.24 | 132.8014 | 6.1123 | 399.8245 | 203.3983 | 123.64 | 6.6632 | 0 |  | 128 | 759.6246 | 111.2693 | 145.9918 | 158.0069 | 5.7014 | 34.9275 | 190.2763 | 100.831 | 4.9583 | 0 |  | 128 | 619.9299 | 99.6903 | 124.4481 | 122.3333 | 6.1123 | 147.0048 | 182.1415 | 63.8708 | 4.2361 | 0
|  | 129 | 1289.0019 | 219.867 | 247.3089 | 217.1297 | 6.1123 | 55.7095 | 176.9846 | 276.8435 | 7.6184 | 0 |  | 129 | 1075.6554 | 157.7926 | 139.7661 | 132.6307 | 6.1123 | 398.3838 | 203.0628 | 123.0849 | 6.6632 | 0 |  | 129 | 755.6998 | 110.9087 | 145.2922 | 157.7972 | 5.7014 | 34.8952 | 189.9678 | 100.3893 | 4.9583 | 0 |  | 129 | 616.9149 | 99.107 | 123.8846 | 122.1912 | 6.1123 | 146.5462 | 181.8476 | 63.7118 | 4.2361 | 0
|  | 130 | 1282.0754 | 219.1231 | 246.2901 | 216.8737 | 6.1123 | 55.6693 | 176.6882 | 275.8779 | 7.6184 | 0 |  | 130 | 1069.8707 | 157.208 | 139.2068 | 132.46 | 6.1123 | 396.9163 | 202.7271 | 122.5393 | 6.6632 | 0 |  | 130 | 751.6762 | 110.4501 | 144.7894 | 157.5874 | 5.7014 | 34.8625 | 189.6592 | 99.9551 | 4.9583 | 0 |  | 130 | 614.0143 | 98.3157 | 123.4148 | 122.0491 | 6.1123 | 146.0789 | 181.5535 | 63.5571 | 4.2361 | 0
|  | 131 | 1275.477 | 218.1709 | 245.1517 | 216.6178 | 6.1123 | 55.6291 | 176.3918 | 274.9247 | 7.6184 | 0 |  | 131 | 1063.9374 | 156.5798 | 138.8398 | 132.2894 | 6.1123 | 395.4229 | 202.3911 | 122.003 | 6.6632 | 0 |  | 131 | 747.6961 | 109.8908 | 144.3438 | 157.3777 | 5.7014 | 34.8296 | 189.3506 | 99.5283 | 4.9583 | 0 |  | 131 | 610.7184 | 97.8896 | 122.975 | 121.907 | 6.1123 | 145.6032 | 181.2594 | 63.4065 | 4.2361 | 0
|  | 132 | 1267.9263 | 217.4519 | 244.7322 | 216.3618 | 6.1123 | 55.589 | 176.0954 | 273.9836 | 7.6184 | 0 |  | 132 | 1058.1889 | 155.9151 | 138.3245 | 132.1187 | 6.1123 | 393.9042 | 202.0548 | 121.4759 | 6.6632 | 0 |  | 132 | 743.4423 | 109.4657 | 144.0377 | 157.168 | 5.7014 | 34.7963 | 189.0418 | 99.1087 | 4.9583 | 0 |  | 132 | 607.3549 | 97.5366 | 122.5297 | 121.7648 | 6.1123 | 145.1192 | 180.965 | 63.26 | 4.2361 | 0
|  | 133 | 1261.6508 | 216.284 | 243.4865 | 216.1059 | 6.1123 | 55.5489 | 175.799 | 273.0543 | 7.6184 | 0 |  | 133 | 1052.4093 | 155.102 | 137.9886 | 131.948 | 6.1123 | 392.3611 | 201.7182 | 120.9577 | 6.6632 | 0 |  | 133 | 739.2004 | 109.106 | 143.6543 | 156.9582 | 5.7014 | 34.7627 | 188.733 | 98.6961 | 4.9583 | 0 |  | 133 | 604.0177 | 97.1498 | 122.092 | 121.6227 | 6.1123 | 144.6273 | 180.6705 | 63.1173 | 4.2361 | 0
|  | 134 | 1254.9734 | 215.3608 | 242.398 | 215.85 | 6.1123 | 55.5088 | 175.5027 | 272.1367 | 7.6184 | 0 |  | 134 | 1046.2695 | 154.5806 | 137.7212 | 131.7773 | 6.1123 | 390.7942 | 201.3813 | 120.4485 | 6.6632 | 0 |  | 134 | 734.6912 | 108.843 | 143.4415 | 156.7485 | 5.7014 | 34.7288 | 188.4239 | 98.2903 | 4.9583 | 0 |  | 134 | 600.3014 | 96.8668 | 121.9295 | 121.4806 | 6.1123 | 144.1276 | 180.3758 | 62.9785 | 4.2361 | 0
|  | 135 | 1247.8348 | 214.4098 | 241.7985 | 215.594 | 6.1123 | 55.4688 | 175.2064 | 271.2307 | 7.6184 | 0 |  | 135 | 1040.177 | 154.2454 | 137.2204 | 131.6066 | 6.1123 | 389.2045 | 201.0441 | 119.9479 | 6.6632 | 0 |  | 135 | 730.4422 | 108.5906 | 142.9579 | 156.5388 | 5.7014 | 34.6945 | 188.1148 | 97.8911 | 4.9583 | 0 |  | 135 | 596.5483 | 96.5724 | 121.8152 | 121.3385 | 6.1123 | 143.6203 | 180.0809 | 62.8433 | 4.2361 | 0
|  | 136 | 1240.8278 | 213.5179 | 241.0082 | 215.3381 | 6.1123 | 55.4288 | 174.9102 | 270.3359 | 7.6184 | 0 |  | 136 | 1033.9431 | 153.8203 | 136.9509 | 131.4359 | 6.1123 | 387.5925 | 200.7066 | 119.4559 | 6.6632 | 0 |  | 136 | 726.3711 | 108.1269 | 142.5077 | 156.329 | 5.7014 | 34.6599 | 187.8054 | 97.4984 | 4.9583 | 0 |  | 136 | 593.0339 | 96.3062 | 121.4341 | 121.1963 | 6.1123 | 143.1057 | 179.7857 | 62.7117 | 4.2361 | 0
|  | 137 | 1233.9839 | 212.5323 | 240.1487 | 215.0821 | 6.1123 | 55.3888 | 174.6139 | 269.4522 | 7.6184 | 0 |  | 137 | 1027.9671 | 153.2823 | 136.5362 | 131.2652 | 6.1123 | 385.959 | 200.3688 | 118.9722 | 6.6632 | 0 |  | 137 | 722.239 | 107.7499 | 142.0318 | 156.1193 | 5.7014 | 34.625 | 187.4959 | 97.112 | 4.9583 | 0 |  | 137 | 590.0026 | 95.9416 | 120.6683 | 121.0542 | 6.1123 | 142.5839 | 179.4904 | 62.5836 | 4.2361 | 0
|  | 138 | 1226.6741 | 211.6771 | 239.6246 | 214.8262 | 6.1123 | 55.3488 | 174.3177 | 268.5794 | 7.6184 | 0 |  | 138 | 1022.5579 | 152.2122 | 136.0871 | 131.0945 | 6.1123 | 384.3049 | 200.0307 | 118.4969 | 6.6632 | 0 |  | 138 | 718.1328 | 107.2285 | 141.6744 | 155.9096 | 5.7014 | 34.5898 | 187.1862 | 96.7317 | 4.9583 | 0 |  | 138 | 586.5115 | 95.6843 | 120.2549 | 120.9121 | 6.1123 | 142.0553 | 179.1947 | 62.4587 | 4.2361 | 0
|  | 139 | 1219.5888 | 210.6928 | 239.0051 | 214.5703 | 6.1123 | 55.3089 | 174.0215 | 267.7172 | 7.6184 | 0 |  | 139 | 1017.1598 | 151.2745 | 135.4943 | 130.9239 | 6.1123 | 382.6308 | 199.6924 | 118.0296 | 6.6632 | 0 |  | 139 | 714.0323 | 106.7601 | 141.2582 | 155.6999 | 5.7014 | 34.5542 | 186.8762 | 96.3573 | 4.9583 | 0 |  | 139 | 582.9485 | 95.3193 | 120.0211 | 120.7699 | 6.1123 | 141.52 | 178.8988 | 62.3371 | 4.2361 | 0
|  | 140 | 1212.2333 | 209.8734 | 238.4926 | 214.3125 | 6.1123 | 55.269 | 173.7253 | 266.8656 | 7.6184 | 0 |  | 140 | 1011.0953 | 150.7349 | 135.1699 | 130.7532 | 6.1123 | 380.9376 | 199.3537 | 117.5703 | 6.6632 | 0 |  | 140 | 709.8234 | 106.3928 | 140.8494 | 155.4901 | 5.7014 | 34.5182 | 186.5661 | 95.9886 | 4.9583 | 0 |  | 140 | 579.7872 | 94.6683 | 119.6716 | 120.6278 | 6.1123 | 140.9782 | 178.6026 | 62.2186 | 4.2361 | 0
|  | 141 | 1205.1698 | 209.1067 | 237.639 | 214.0512 | 6.1123 | 55.2291 | 173.4292 | 266.0243 | 7.6184 | 0 |  | 141 | 1005.275 | 150.0607 | 134.7404 | 130.5779 | 6.1123 | 379.2259 | 199.0148 | 117.1188 | 6.6632 | 0 |  | 141 | 705.7915 | 105.769 | 140.5203 | 155.2802 | 5.7014 | 34.4819 | 186.2557 | 95.6255 | 4.9583 | 0 |  | 141 | 576.069 | 94.4779 | 119.4185 | 120.4857 | 6.1123 | 140.4301 | 178.3061 | 62.103 | 4.2361 | 0
|  | 142 | 1198.1198 | 208.1814 | 236.9162 | 213.8044 | 6.1123 | 55.1893 | 173.1331 | 265.193 | 7.6184 | 0 |  | 142 | 998.9614 | 149.8282 | 134.3567 | 130.4085 | 6.1123 | 377.4965 | 198.6755 | 116.6749 | 6.6632 | 0 |  | 142 | 701.9695 | 105.3207 | 139.8071 | 155.069 | 5.7014 | 34.4453 | 185.945 | 95.2678 | 4.9583 | 0 |  | 142 | 572.8213 | 93.9472 | 119.0351 | 120.3436 | 6.1123 | 139.876 | 178.0092 | 61.9902 | 4.2361 | 0
|  | 143 | 1190.8816 | 207.2839 | 236.3428 | 213.5683 | 6.1123 | 55.1494 | 172.837 | 264.3716 | 7.6184 | 0 |  | 143 | 992.7297 | 149.4918 | 133.9939 | 130.2401 | 6.1123 | 375.7503 | 198.336 | 116.2385 | 6.6632 | 0 |  | 143 | 697.5696 | 105.0349 | 139.5067 | 154.8603 | 5.7014 | 34.4084 | 185.634 | 94.9153 | 4.9583 | 0 |  | 143 | 569.7841 | 93.5012 | 118.3484 | 120.2096 | 6.1123 | 139.3162 | 177.712 | 61.8803 | 4.2361 | 0
|  | 144 | 1183.0494 | 206.6891 | 236.0572 | 213.336 | 6.1123 | 55.1096 | 172.5409 | 263.5599 | 7.6184 | 0 |  | 144 | 986.9027 | 148.7571 | 133.621 | 130.0754 | 6.1123 | 373.9878 | 197.9962 | 115.8095 | 6.6632 | 0 |  | 144 | 693.3359 | 104.8798 | 138.886 | 154.6751 | 5.7014 | 34.3711 | 185.3228 | 94.5678 | 4.9583 | 0 |  | 144 | 566.2448 | 93.1752 | 118.0713 | 120.0481 | 6.1123 | 138.7507 | 177.4145 | 61.7729 | 4.2361 | 0
|  | 145 | 1176.0484 | 205.892 | 235.1424 | 213.1038 | 6.1123 | 55.0698 | 172.2448 | 262.7577 | 7.6184 | 0 |  | 145 | 981.051 | 148.2116 | 133.0821 | 129.9124 | 6.1123 | 372.21 | 197.6561 | 115.3877 | 6.6632 | 0 |  | 145 | 689.1469 | 104.4052 | 138.5367 | 154.4933 | 5.7014 | 34.3334 | 185.0113 | 94.2251 | 4.9583 | 0 |  | 145 | 563.0588 | 92.6744 | 117.6001 | 119.9022 | 6.1123 | 138.1799 | 177.1166 | 61.668 | 4.2361 | 0
|  | 146 | 1168.7226 | 205.1051 | 234.5475 | 212.8663 | 6.1123 | 55.03 | 171.9488 | 261.9648 | 7.6184 | 0 |  | 146 | 975.0703 | 147.6508 | 132.6866 | 129.75 | 6.1123 | 370.4174 | 197.3157 | 114.9729 | 6.6632 | 0 |  | 146 | 685.1561 | 103.7961 | 138.116 | 154.3192 | 5.7014 | 34.2954 | 184.6994 | 93.8871 | 4.9583 | 0 |  | 146 | 559.9466 | 91.9968 | 117.228 | 119.7603 | 6.1123 | 137.6039 | 176.8183 | 61.5655 | 4.2361 | 0
|  | 147 | 1161.7735 | 204.3845 | 233.5055 | 212.6331 | 6.1123 | 54.9902 | 171.6527 | 261.181 | 7.6184 | 0 |  | 147 | 969.6047 | 146.6877 | 132.186 | 129.5801 | 6.1123 | 368.611 | 196.975 | 114.565 | 6.6632 | 0 |  | 147 | 680.7898 | 103.4394 | 137.8299 | 154.1334 | 5.7014 | 34.2571 | 184.3872 | 93.5536 | 4.9583 | 0 |  | 147 | 556.5675 | 91.4529 | 116.9841 | 119.6233 | 6.1123 | 137.0229 | 176.5195 | 61.4653 | 4.2361 | 0
|  | 148 | 1155.3379 | 203.5035 | 232.1415 | 212.4009 | 6.1123 | 54.9505 | 171.3567 | 260.4061 | 7.6184 | 0 |  | 148 | 963.9595 | 145.8404 | 131.7413 | 129.4181 | 6.1123 | 366.7915 | 196.634 | 114.1639 | 6.6632 | 0 |  | 148 | 676.7845 | 102.9073 | 137.3534 | 153.9526 | 5.7014 | 34.2183 | 184.0746 | 93.2244 | 4.9583 | 0 |  | 148 | 553.4293 | 90.9844 | 116.425 | 119.4851 | 6.1123 | 136.4373 | 176.2204 | 61.3672 | 4.2361 | 0
|  | 149 | 1148.5036 | 202.4923 | 231.3111 | 212.1704 | 6.1123 | 54.9107 | 171.0607 | 259.6398 | 7.6184 | 0 |  | 149 | 958.267 | 145.2163 | 131.084 | 129.2611 | 6.1123 | 364.9595 | 196.2928 | 113.7693 | 6.6632 | 0 |  | 149 | 673.0877 | 102.2773 | 136.6636 | 153.7744 | 5.7014 | 34.1793 | 183.7617 | 92.8993 | 4.9583 | 0 |  | 149 | 549.7842 | 90.7185 | 116.1759 | 119.3414 | 6.1123 | 135.8471 | 175.9208 | 61.2712 | 4.2361 | 0
|  | 150 | 1141.4528 | 201.5907 | 230.5968 | 211.9308 | 6.1123 | 54.871 | 170.7647 | 258.882 | 7.6184 | 0 |  | 150 | 953.0423 | 144.0781 | 130.4293 | 129.1087 | 6.1123 | 363.1159 | 195.9512 | 113.3812 | 6.6632 | 0 |  | 150 | 669.4673 | 101.4634 | 136.0258 | 153.6134 | 5.7014 | 34.1399 | 183.4484 | 92.5782 | 4.9583 | 0 |  | 150 | 546.1506 | 90.3887 | 115.9701 | 119.203 | 6.1123 | 135.2527 | 175.6208 | 61.177 | 4.2361 | 0
|  | 151 | 1135.2857 | 200.32 | 229.368 | 211.6912 | 6.1123 | 54.8313 | 170.4687 | 258.1326 | 7.6184 | 0 |  | 151 | 947.0641 | 143.4516 | 130.0327 | 128.94 | 6.11
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