## Description
Seasonal Normal Demand Forecasts
This spreadsheet contains total LDZ and national seasonal normal demand forecasts for the 2015/16 gas supply year.
The total LDZ figures are National Grid Transmission's forecasts and not the sum of the forecasts produced by the Networks.
Units are GWh for energy and mcm for volume.
The forecasts are produced in energy units. The volume figures are converted from the energy figures using a calorific value of 39.6 MJ/m3 for all values.
Daily seasonal normal demands are the demands that are forecast to occur in the average weather conditions expected between October 2015 and September 2020.
The average ('seasonal normal') weather conditions are those provided to National Grid by Xoserve. The methodology for producing these can be found at
http://www.gasgovernance.co.uk/DESC/171214
Seasonal normal demand forecasts are produced each year as part of the annual demand forecasting process.
The methodology for producing these forecasts is published on National Grid’s website at
http://www2.nationalgrid.com/uk/industry-information/gas-transmission-operational-data/supporting-information/
Cold and warm profiles give an indication of the variation in weather that could be expected throughout the year.
Cold and warm demand profiles are calculated from the demand models and cold and warm CWVs calculated from weather data from October 1960 to September 2012.
They do not show historical maximums and minimums.
The cold/warm curves are 1 in 20 weekly values.
The highest demand on the cold curve will always be less than the 1 in 20 peak day demand.
Adding all the cold demand values will produce an annual demand far in excess of a 1 in 20 year because even in the coldest year there will be days warmer than normal.
The historic weather data has been adjusted to match the climate conditions expected for the period 2015-2020 using the Climate Change Methodology (CCM).
The adjusted weather data is the same as that used to calculate the seasonal normal weather conditions (see above).
Exports to Europe and storage injection are shown separately.
Exports to Europe and storage injection depend on the supply demand balance and the price of gas in the UK and on ther continent. The figures in this spreadsheet are therefore
not detailed forecasts but typical values for the time of year for graphical comparison with actual demands in the daily summary report.
http://marketinformation.natgrid.co.uk/gas/ReportExplorer.aspx
Power generation is a large element of gas demand. To produce power generation demand forecasts assumptions have to be made about the relative merits of different types of generation.
These assumptions are made for 3 month periods starting 1st October, 1st January, 1st April and 1st July. The key decision is whether coal or gas is the preferred fuel.
The transition between quarters has now been smoothed to remove step changes.
The power generation values shown in this spreadsheet are for NTS power stations. Large LDZ power stations and NTS industrial CHP plants are excluded from this definition and would
add approximately 7.5 mcm.
Storage injection has been calculated based on the average seen over the last 3 years; this has then been applied inversely to demand. The actual injection profile may well differ from this
due to commercial and physical constraints at the storage facilities
The forecasts were produced in June 2015.
Definitions
0-73 MWh load band: Gas customers consuming between zero and 73.2 MWh in a year under seasonal normal weather conditions
NDM: Non daily metered demand
LDZ: Total of NDM and daily metered (DM) demand plus shrinkage in the distribution networks
NTS power stations: Power stations connected directly to the gas National Transmission System
NTS industrial CHP plants: Combined heat and power loads connected directly to the gas National Transmission System and categorised as industrial loads
Large LDZ power stations: Power stations connected to the gas distribution networks and the electricity transmission network.

## Energy
| Excludes IUK exports and storage injection | [17 empty] | IUK exports and storage injection |  |  | Includes IUK exports and storage injection
GWh |  | 0-73 MWh | Total NDM | LDZ | NTS power generation |  |  | Total | Cold | 0-73 MWh | Total NDM | LDZ | Total | Warm | 0-73 MWh | Total NDM | LDZ | Total | Total | Total | Total | Total | Total | Total
| SNCWV | SND | SND | SND | SND | Low | High | SND | CWV | Cold demand | Cold demand | Cold demand | Cold demand | CWV | Warm demand | Warm demand | Warm demand | Warm demand | SND | Cold demand | Warm demand | SND | Cold demand | Warm demand
2015-10-01 | 13.09 | 492.0897 | 750.444 | 1012.359 | 428.0868 | 272.3017 | 570.5737 | 1653.9572 | 10.2 | 830.7301 | 1188.5595 | 1470.189 | 2120.3751 | 15.05 | 262.4235 | 453.3138 | 701.8584 | 1337.6323 | 387.156 | 387.156 | 387.156 | 2041.1132 | 2507.5311 | 1724.7882
2015-10-02 | 12.96 | 519.498 | 761.502 | 1016.805 | 398.601 | 258.8549 | 524.5294 | 1624.5801 | 10.01 | 873.4456 | 1209.7706 | 1484.5453 | 2100.8731 | 15.01 | 273.5344 | 449.9933 | 691.7651 | 1293.5969 | 384.1396 | 384.1396 | 384.1396 | 2008.7197 | 2485.0127 | 1677.7364
2015-10-03 | 12.85 | 543.1552 | 735.3578 | 974.8699 | 309.0512 | 211.594 | 396.7475 | 1477.4734 | 9.81 | 914.4445 | 1183.0315 | 1441.1977 | 1951.8276 | 14.97 | 284.2299 | 423.1643 | 649.6676 | 1146.6738 | 390.1945 | 390.1945 | 390.1945 | 1867.668 | 2342.0222 | 1536.8683
2015-10-04 | 12.74 | 561.6403 | 758.9431 | 991.9627 | 306.2628 | 210.583 | 394 | 1489.2895 | 9.62 | 947.1743 | 1223.4233 | 1475.0862 | 1980.5032 | 14.93 | 291.0251 | 432.9138 | 652.8472 | 1144.4953 | 383.8941 | 383.8941 | 383.8941 | 1873.1836 | 2364.3973 | 1528.3894
2015-10-05 | 12.62 | 546.6107 | 820.9776 | 1086.1324 | 427.5563 | 270.2801 | 570.7452 | 1728.4855 | 9.43 | 920.2749 | 1304.4277 | 1591.3467 | 2243.1734 | 14.89 | 280.7118 | 476.9551 | 726.6225 | 1362.2342 | 360.0734 | 360.0734 | 360.0734 | 2088.5589 | 2603.2468 | 1722.3076
2015-10-06 | 12.49 | 562.5979 | 841.6455 | 1107.7452 | 427.4237 | 269.7747 | 570.7881 | 1750.3239 | 9.23 | 944.4285 | 1335.6673 | 1624.0096 | 2276.2684 | 14.85 | 286.1806 | 484.0101 | 734.0078 | 1369.5789 | 352.8906 | 352.8906 | 352.8906 | 2103.2146 | 2629.159 | 1722.4695
2015-10-07 | 12.35 | 578.968 | 862.8279 | 1129.9012 | 427.2911 | 269.2693 | 570.831 | 1772.735 | 9.04 | 966.6213 | 1364.3892 | 1654.0471 | 2306.7079 | 14.81 | 290.863 | 490.0662 | 740.3547 | 1375.885 | 345.7738 | 345.7738 | 345.7738 | 2118.5088 | 2652.4818 | 1721.6588
2015-10-08 | 12.21 | 594.3635 | 882.7394 | 1150.7328 | 427.1585 | 268.7639 | 570.8738 | 1793.8217 | 8.84 | 989.0096 | 1393.3544 | 1684.3425 | 2337.435 | 14.76 | 295.7439 | 496.3691 | 746.9628 | 1382.4822 | 338.649 | 338.649 | 338.649 | 2132.4707 | 2676.0841 | 1721.1312
2015-10-09 | 12.08 | 625.5643 | 895.8174 | 1157.0862 | 397.7468 | 255.4076 | 524.893 | 1766.3678 | 8.64 | 1038.0532 | 1418.2676 | 1702.248 | 2321.4923 | 14.72 | 309.0031 | 494.8673 | 738.7062 | 1340.342 | 335.2644 | 335.2644 | 335.2644 | 2101.6322 | 2656.7567 | 1675.6064
2015-10-10 | 11.95 | 652.5264 | 867.2229 | 1112.3397 | 308.2426 | 208.6157 | 396.9392 | 1616.3407 | 8.45 | 1079.7387 | 1382.3564 | 1648.9553 | 2162.1876 | 14.67 | 320.5215 | 466.8905 | 695.3127 | 1192.1396 | 341.3244 | 341.3244 | 341.3244 | 1957.6651 | 2503.5121 | 1533.464
2015-10-11 | 11.82 | 675.3287 | 895.8695 | 1134.4646 | 305.4175 | 207.7726 | 394.1043 | 1633.1649 | 8.25 | 1116.2014 | 1427.053 | 1686.9859 | 2194.9338 | 14.61 | 330.7811 | 480.7429 | 702.6622 | 1194.1354 | 334.4181 | 334.4181 | 334.4181 | 1967.5829 | 2529.3519 | 1528.5534
2015-10-12 | 11.69 | 655.9673 | 962.4264 | 1234.1014 | 426.628 | 266.7424 | 571.0454 | 1878.0905 | 8.05 | 1082.0845 | 1513.7863 | 1810.302 | 2465.0897 | 14.55 | 321.161 | 529.2151 | 781.3724 | 1416.8769 | 310.0459 | 310.0459 | 310.0459 | 2188.1364 | 2775.1355 | 1726.9228
2015-10-13 | 11.53 | 674.3511 | 986.215 | 1258.9846 | 426.4953 | 266.237 | 571.0882 | 1903.2874 | 7.88 | 1101.6019 | 1539.0483 | 1836.7277 | 2491.8571 | 14.47 | 330.2093 | 540.9191 | 793.6244 | 1429.2066 | 302.4944 | 302.4944 | 302.4944 | 2205.7818 | 2794.3515 | 1731.701
2015-10-14 | 11.37 | 693.1166 | 1010.5025 | 1284.382 | 426.3627 | 265.7316 | 571.1311 | 1928.9985 | 7.71 | 1121.5009 | 1564.809 | 1863.6675 | 2519.1385 | 14.4 | 338.4706 | 551.6095 | 804.8097 | 1440.4399 | 294.9033 | 294.9033 | 294.9033 | 2223.9017 | 2814.0418 | 1735.3432
2015-10-15 | 11.21 | 712.0137 | 1034.948 | 1309.9482 | 426.2301 | 265.2262 | 571.174 | 1954.8781 | 7.53 | 1142.7016 | 1592.2418 | 1892.3584 | 2548.2006 | 14.32 | 348.0357 | 563.9742 | 817.7484 | 1453.4562 | 287.2992 | 287.2992 | 287.2992 | 2242.1773 | 2835.4997 | 1740.7553
2015-10-16 | 11.06 | 746.7669 | 1049.3638 | 1317.454 | 396.8925 | 251.9604 | 525.2566 | 1928.6416 | 7.4 | 1185.3699 | 1604.9321 | 1897.1925 | 2518.9688 | 14.22 | 368.0822 | 569.6927 | 816.9148 | 1418.9603 | 283.7108 | 283.7108 | 283.7108 | 2212.3524 | 2802.6795 | 1702.671
2015-10-17 | 10.93 | 776.0937 | 1016.2554 | 1267.6965 | 307.4341 | 205.6373 | 397.1309 | 1773.4062 | 7.26 | 1223.7847 | 1556.1159 | 1830.088 | 2345.4674 | 14.13 | 385.7363 | 545.5323 | 777.3279 | 1274.6062 | 289.9521 | 289.9521 | 289.9521 | 2063.3583 | 2635.4195 | 1564.5583
2015-10-18 | 10.81 | 799.7027 | 1045.7292 | 1290.4054 | 304.5721 | 204.9623 | 394.2086 | 1790.7072 | 7.12 | 1255.1186 | 1594.4689 | 1861.2059 | 2371.0563 | 14.03 | 402.2938 | 566.8832 | 792.3086 | 1284.2778 | 283.009 | 283.009 | 283.009 | 2073.7162 | 2654.0653 | 1567.2868
2015-10-19 | 10.69 | 772.4542 | 1113.1746 | 1391.772 | 425.6996 | 263.2046 | 571.3455 | 2037.5986 | 7.01 | 1202.9929 | 1670.3018 | 1974.0191 | 2630.7514 | 13.92 | 394.5629 | 624.1745 | 880.7235 | 1516.9781 | 258.3753 | 258.3753 | 258.3753 | 2295.9739 | 2889.1267 | 1775.3534
2015-10-20 | 10.6 | 782.2208 | 1125.8164 | 1405.0006 | 425.567 | 262.6992 | 571.3884 | 2050.9326 | 6.89 | 1216.2317 | 1687.4433 | 1991.9532 | 2648.8781 | 13.82 | 405.532 | 638.3666 | 895.57 | 1531.961 | 251.6279 | 251.6279 | 251.6279 | 2302.5605 | 2900.506 | 1783.5889
2015-10-21 | 10.5 | 794.1894 | 1141.314 | 1421.2197 | 425.4344 | 262.1938 | 571.4313 | 2067.2866 | 6.78 | 1229.3325 | 1704.4126 | 2009.7132 | 2666.801 | 13.71 | 418.7031 | 655.4144 | 913.4068 | 1549.9638 | 244.7578 | 244.7578 | 244.7578 | 2312.0444 | 2911.5588 | 1794.7215
2015-10-22 | 10.38 | 808.4738 | 1159.789 | 1440.5503 | 425.3017 | 261.6884 | 571.4742 | 2086.8113 | 6.65 | 1244.7488 | 1724.3591 | 2030.5844 | 2687.8942 | 13.6 | 431.8504 | 672.4121 | 931.191 | 1567.9139 | 237.5333 | 237.5333 | 237.5333 | 2324.3446 | 2925.4276 | 1805.4473
2015-10-23 | 10.28 | 839.7902 | 1167.2285 | 1440.5803 | 396.0383 | 248.5131 | 525.6201 | 2052.9741 | 6.52 | 1290.1038 | 1737.6739 | 2035.8624 | 2659.1227 | 13.49 | 455.3471 | 680.2258 | 932.374 | 1535.4909 | 234.5306 | 234.5306 | 234.5306 | 2287.5047 | 2893.6533 | 1770.0214
2015-10-24 | 10.18 | 866.7474 | 1125.5988 | 1381.7073 | 306.6255 | 202.6589 | 397.3226 | 1888.4095 | 6.38 | 1330.0156 | 1684.2782 | 1963.7214 | 2480.4256 | 13.37 | 477.8459 | 656.6021 | 893.1217 | 1391.4276 | 241.4908 | 241.4908 | 241.4908 | 2129.9003 | 2721.9164 | 1632.9184
2015-10-25 | 10.05 | 893.0357 | 1158.1749 | 1407.4527 | 303.7268 | 202.152 | 394.3129 | 1908.7043 | 6.23 | 1364.2101 | 1725.9376 | 1998.0594 | 2509.1859 | 13.25 | 498.3346 | 682.5622 | 912.7037 | 1405.683 | 234.317 | 234.317 | 234.317 | 2143.0213 | 2743.5029 | 1640
2015-10-26 | 9.92 | 861.6728 | 1228.6271 | 1512.5768 | 424.7712 | 259.6668 | 571.6457 | 2159.5538 | 6.08 | 1310.6582 | 1809.6728 | 2119.8413 | 2778.186 | 13.13 | 486.3491 | 742.9093 | 1004.9416 | 1642.4159 | 209.2683 | 209.2683 | 209.2683 | 2368.8221 | 2987.4543 | 1851.6842
2015-10-27 | 9.77 | 878.8535 | 1250.8619 | 1535.8336 | 424.6386 | 259.1614 | 571.6886 | 2183.0929 | 5.91 | 1330.1381 | 1834.8902 | 2146.2182 | 2804.9027 | 13.01 | 500.0549 | 760.6413 | 1023.49 | 1661.1593 | 201.8446 | 201.8446 | 201.8446 | 2384.9375 | 3006.7473 | 1863.0039
2015-10-28 | 9.6 | 898.7692 | 1276.6254 | 1562.782 | 424.506 | 258.656 | 571.7315 | 2210.3827 | 5.75 | 1348.8457 | 1859.097 | 2171.5426 | 2830.5373 | 12.89 | 514.1583 | 778.8769 | 1042.5684 | 1680.4325 | 194.0218 | 194.0218 | 194.0218 | 2404.4045 | 3024.5591 | 1874.4543
2015-10-29 | 9.44 | 917.0748 | 1300.316 | 1587.5587 | 424.3734 | 258.1506 | 571.7743 | 2235.471 | 5.59 | 1367.1123 | 1882.744 | 2196.2767 | 2855.5812 | 12.76 | 528.9905 | 798.0664 | 1062.6382 | 1700.7267 | 186.4787 | 186.4787 | 186.4787 | 2421.9497 | 3042.0599 | 1887.2054
2015-10-30 | 9.28 | 958.6793 | 1317.817 | 1597.86 | 395.1841 | 245.0659 | 525.9837 | 2212.0904 | 5.45 | 1417.0981 | 1898.5745 | 2203.9227 | 2829.2102 | 12.63 | 557.7126 | 809.8438 | 1067.7529 | 1672.3119 | 182.6702 | 182.6702 | 182.6702 | 2394.7606 | 3011.8804 | 1854.9822
2015-10-31 | 9.11 | 997.1807 | 1282.8879 | 1545.6797 | 305.817 | 199.6805 | 397.5143 | 2054.2117 | 5.31 | 1460.1678 | 1841.2631 | 2127.3952 | 2645.9189 | 12.49 | 585.3658 | 786.2279 | 1028.259 | 1527.9037 | 189.2252 | 189.2252 | 189.2252 | 2243.437 | 2835.1442 | 1717.129
2015-11-01 | 8.95 | 1027.6727 | 1320.3942 | 1576.4444 | 302.8815 | 199.3416 | 394.4172 | 2079.5198 | 5.17 | 1493.6305 | 1881.9057 | 2160.6706 | 2673.5075 | 12.36 | 607.3245 | 813.8455 | 1049.4044 | 1543.6738 | 181.6652 | 181.6652 | 181.6652 | 2261.185 | 2855.1727 | 1725.3389
2015-11-02 | 8.82 | 989.6568 | 1394.2588 | 1686.0084 | 423.8429 | 256.129 | 571.9459 | 2335.1068 | 5.07 | 1427.853 | 1961.389 | 2278.8526 | 2939.0405 | 12.22 | 592.3589 | 880.0607 | 1148.4963 | 1787.5403 | 156.3615 | 156.3615 | 156.3615 | 2491.4683 | 3095.4019 | 1943.9017
2015-11-03 | 8.67 | 1006.8629 | 1416.5191 | 1709.3001 | 423.7103 | 255.6236 | 571.9887 | 2358.6799 | 4.97 | 1439.179 | 1976.0456 | 2294.1987 | 2954.5184 | 12.07 | 609.5995 | 902.3595 | 1171.8257 | 1811.1525 | 149.0451 | 149.0451 | 149.0451 | 2507.725 | 3103.5635 | 1960.1976
2015-11-04 | 8.53 | 1023.8841 | 1438.5435 | 1732.3518 | 423.5776 | 255.1182 | 572.0316 | 2381.9832 | 4.86 | 1452.6578 | 1993.4919 | 2312.4673 | 2972.9484 | 11.93 | 626.6551 | 924.4225 | 1194.915 | 1834.4951 | 141.6395 | 141.6395 | 141.6395 | 2523.6227 | 3114.5879 | 1976.1346
2015-11-05 | 8.37 | 1041.8273 | 1461.7635 | 1756.6528 | 423.445 | 254.6128 | 572.0745 | 2406.5949 | 4.77 | 1462.3862 | 2006.0862 | 2325.6635 | 2986.2467 | 11.79 | 642.2963 | 944.6569 | 1216.0925 | 1855.9256 | 134.2431 | 134.2431 | 134.2431 | 2540.838 | 3120.4898 | 1990.1687
2015-11-06 | 8.21 | 1086.5 | 1479.7563 | 1767.2238 | 394.3298 | 241.6186 | 526.3473 | 2383.4865 | 4.67 | 1509.9509 | 2016.2553 | 2327.2151 | 2953.6869 | 11.65 | 675.011 | 958.4127 | 1223.0514 | 1829.3935 | 130.5237 | 130.5237 | 130.5237 | 2514.0102 | 3084.2106 | 1959.9171
2015-11-07 | 8.04 | 1126.5134 | 1438.854 | 1708.4997 | 305.0084 | 196.7022 | 397.706 | 2218.8558 | 4.57 | 1549.0371 | 1948.4608 | 2239.5207 | 2758.9913 | 11.51 | 703.9897 | 929.2471 | 1177.4787 | 1678.7203 | 137.7089 | 137.7089 | 137.7089 | 2356.5647 | 2896.7002 | 1816.4292
2015-11-08 | 7.88 | 1159.2585 | 1478.9217 | 1741.4837 | 302.0361 | 196.5313 | 394.5216 | 2246.2997 | 4.42 | 1585.5112 | 1992.6177 | 2275.9769 | 2789.7188 | 11.4 | 725.6141 | 956.3176 | 1197.7219 | 1693.4571 | 130.0943 | 130.0943 | 130.0943 | 2376.394 | 2919.8132 | 1823.5514
2015-11-09 | 7.74 | 1115.495 | 1557.1208 | 1856.4136 | 422.9145 | 252.5912 | 572.246 | 2507.5674 | 4.28 | 1519.5586 | 2080.1187 | 2403.1429 | 3064.5178 | 11.29 | 700.9211 | 1020.5189 | 1295.4631 | 1936.13 | 104.5729 | 104.5729 | 104.5729 | 2612.1403 | 3169.0907 | 2040.7029
2015-11-10 | 7.63 | 1128.0738 | 1573.4091 | 1873.4616 | 422.7819 | 252.0858 | 572.2889 | 2524.7777 | 4.13 | 1536.7732 | 2102.4136 | 2426.4727 | 3088.1265 | 11.18 | 713.5359 | 1036.8474 | 1312.5504 | 1953.3812 | 97.8568 | 97.8568 | 97.8568 | 2622.6345 | 3185.9832 | 2051.238
2015-11-11 | 7.53 | 1139.076 | 1587.6655 | 1888.3858 | 422.6493 | 251.6143 | 572.3318 | 2539.8346 | 3.93 | 1559.416 | 2131.7437 | 2457.1574 | 3119.2375 | 11.13 | 718.736 | 1043.5874 | 1319.6143 | 1960.4317 | 93.2866 | 93.2866 | 93.2866 | 2633.1212 | 3212.5241 | 2053.7183
2015-11-12 | 7.43 | 1151.4197 | 1603.6342 | 1905.1022 | 422.5166 | 251.1524 | 572.3747 | 2556.6835 | 3.73 | 1583.3984 | 2162.7837 | 2489.632 | 3152.1383 | 11.07 | 726.4462 | 1053.5519 | 1330.0513 | 1970.8848 | 91.9884 | 91.9884 | 91.9884 | 2648.6719 | 3244.1267 | 2062.8731
2015-11-13 | 7.32 | 1191.9037 | 1613.3336 | 1906.7925 | 393.4756 | 238.2717 | 526.7108 | 2524.5625 | 3.54 | 1643.7885 | 2185.9014 | 2504.4515 | 3133.1112 | 11.01 | 750.7781 | 1054.3984 | 1323.3634 | 1930.503 | 94.4634 | 94.4634 | 94.4634 | 2619.0258 | 3227.5745 | 2024.9664
2015-11-14 | 7.19 | 1228.8608 | 1562.3586 | 1837.3244 | 304.6595 | 194.5226 | 398.2956 | 2349.381 | 3.34 | 1697.3703 | 2127.4643 | 2426.1951 | 2948.3539 | 10.99 | 766.4358 | 1004.592 | 1256.1014 | 1758.1871 | 107.9616 | 107.9616 | 107.9616 | 2457.3426 | 3056.3155 | 1866.1487
2015-11-15 | 7.05 | 1259.9318 | 1600.2778 | 1867.8495 | 302.1224 | 195.1539 | 395.4336 | 2374.7135 | 3.15 | 1740.0982 | 2178.9836 | 2470.0033 | 2986.9179 | 10.96 | 778.5342 | 1020.0881 | 1264.1517 | 1760.9392 | 106.0097 | 106.0097 | 106.0097 | 2480.7231 | 3092.9276 | 1866.9489
2015-11-16 | 6.92 | 1210.3616 | 1679.9345 | 1984.9694 | 424.0569 | 251.9755 | 574.4211 | 2639.4753 | 2.97 | 1671.3679 | 2276.6855 | 2608.8194 | 3274.9815 | 10.93 | 742.3528 | 1074.1189 | 1351.6432 | 1994.316 | 85.609 | 85.609 | 85.609 | 2725.0844 | 3360.5905 | 2079.925
2015-11-17 | 6.8 | 1223.8958 | 1697.462 | 2003.3169 | 424.6145 | 252.4039 | 575.0889 | 2658.7041 | 2.8 | 1690.697 | 2301.7215 | 2635.0194 | 3302.2085 | 10.91 | 744.2575 | 1076.5853 | 1354.2425 | 1997.5033 | 84.1274 | 84.1274 | 84.1274 | 2742.8315 | 3386.3359 | 2081.6307
2015-11-18 | 6.7 | 1235.7955 | 1712.8553 | 2019.4185 | 425.1721 | 252.8322 | 575.7567 | 2675.6279 | 2.63 | 1710.7245 | 2327.6433 | 2662.1308 | 3330.3467 | 10.88 | 748.0306 | 1081.4514 | 1359.3356 | 2003.214 | 82.8234 | 82.8234 | 82.8234 | 2758.4513 | 3413.1701 | 2086.0374
2015-11-19 | 6.62 | 1244.991 | 1724.7516 | 2031.868 | 425.7298 | 253.2606 | 576.4246 | 2688.8406 | 2.48 | 1728.0463 | 2350.0665 | 2685.5885 | 3354.7722 | 10.83 | 753.768 | 1088.8638 | 1367.0943 | 2011.6493 | 81.8053 | 81.8053 | 81.8053 | 2770.6459 | 3436.5775 | 2093.4545
2015-11-20 | 6.58 | 1279.2634 | 1724.0139 | 2022.4573 | 397.0325 | 241.0823 | 530.9896 | 2645.7086 | 2.34 | 1785.8314 | 2365.9183 | 2692.5133 | 3327.9665 | 10.78 | 777.4745 | 1088.1652 | 1358.7226 | 1969.8871 | 85.1287 | 85.1287 | 85.1287 | 2730.8373 | 3413.0952 | 2055.0158
2015-11-21 | 6.54 | 1307.429 | 1657.0594 | 1936.0997 | 307.0682 | 196.6287 | 401.2729 | 2452.0856 | 2.19 | 1836.4622 | 2295.2072 | 2601.1053 | 3128.4936 | 10.73 | 797.8546 | 1042.3838 | 1295.554 | 1800.5571 | 100.0479 | 100.0479 | 100.0479 | 2552.1336 | 3228.5415 | 1900.605
2015-11-22 | 6.49 | 1328.0699 | 1682.3441 | 1953.2983 | 304.5376 | 197.2404 | 398.3652 | 2463.8397 | 2.04 | 1875.6191 | 2342.302 | 2640.0179 | 3162.0156 | 10.66 | 814.9732 | 1063.9116 | 1309.788 | 1809.594 | 99.1422 | 99.1422 | 99.1422 | 2562.9819 | 3261.1578 | 1908.7363
2015-11-23 | 6.45 | 1263.3846 | 1748.5809 | 2056.8638 | 427.9603 | 254.9739 | 579.0959 | 2716.4459 | 1.9 | 1794.0943 | 2435.617 | 2775.1231 | 3448.1175 | 10.59 | 780.4971 | 1123.4536 | 1403.3267 | 2050.7052 | 79.6782 | 79.6782 | 79.6782 | 2796.1241 | 3527.7957 | 2130.3834
2015-11-24 | 6.42 | 1266.7253 | 1752.9203 | 2061.4247 | 428.5179 | 255.4023 | 579.7637 | 2721.6223 | 1.75 | 1811.3845 | 2458.0232 | 2798.5754 | 3472.5369 | 10.52 | 788.5449 | 1133.8793 | 1414.2475 | 2062.3611 | 79.2794 | 79.2794 | 79.2794 | 2800.9017 | 3551.8163 | 2141.6404
2015-11-25 | 6.35 | 1275.2565 | 1763.9783 | 2072.9977 | 429.0755 | 255.8306 | 580.4316 | 2733.9286 | 1.59 | 1830.364 | 2482.6159 | 2824.302 | 3499.26 | 10.44 | 798.2838 | 1146.4934 | 1427.4442 | 2076.3225 | 78.3311 | 78.3311 | 78.3311 | 2812.2597 | 3577.5911 | 2154.6536
2015-11-26 | 6.27 | 1283.8791 | 1775.1643 | 2084.7105 | 429.6331 | 256.2589 | 581.0994 | 2746.4041 | 1.44 | 1847.101 | 2504.3154 | 2847.0099 | 3522.9346 | 10.36 | 806.9479 | 1157.7257 | 1439.2023 | 2088.8451 | 77.3698 | 77.3698 | 77.3698 | 2823.7739 | 3600.3045 | 2166.2149
2015-11-27 | 6.19 | 1325.349 | 1782.4228 | 2083.5602 | 400.5894 | 243.8929 | 535.2684 | 2711.2821 | 1.28 | 1911.6074 | 2525.3653 | 2859.1109 | 3500.9477 | 10.28 | 836.9993 | 1163.5562 | 1437.5313 | 2053.4954 | 80.0761 | 80.0761 | 80.0761 | 2791.3582 | 3581.0238 | 2133.5715
2015-11-28 | 6.09 | 1361.3701 | 1722.1388 | 2004.0236 | 309.4769 | 198.7348 | 404.2502 | 2523.4118 | 1.15 | 1961.7917 | 2446.4444 | 2758.8373 | 3291.1608 | 10.19 | 863.0445 | 1120.9944 | 1377.5589 | 1886.2111 | 94.552 | 94.552 | 94.552 | 2617.9638 | 3385.7128 | 1980.7632
2015-11-29 | 5.95 | 1393.4653 | 1761.2176 | 2035.4528 | 306.9529 | 199.3269 | 401.2967 | 2549.6173 | 1.02 | 1999.7071 | 2491.9628 | 2795.8542 | 3322.6976 | 10.1 | 883.1401 | 1146.0872 | 1395.3584 | 1898.85 | 92.5328 | 92.5328 | 92.5328 | 2642.1502 | 3415.2304 | 1991.3829
2015-11-30 | 5.82 | 1336.6441 | 1843.5167 | 2156.2693 | 431.8636 | 257.9723 | 583.7708 | 2821.3958 | 0.89 | 1911.3271 | 2587.5409 | 2934.1329 | 3613.7763 | 10.01 | 848.2219 | 1211.1716 | 1495.1641 | 2147.9527 | 71.5915 | 71.5915 | 71.5915 | 2892.9873 | 3685.3679 | 2219.5443
2015-12-01 | 5.7 | 1350.667 | 1861.6815 | 2175.0208 | 432.4212 | 258.4007 | 584.4386 | 2841.0274 | 0.8 | 1921.8033 | 2601.1227 | 2947.9619 | 3628.3949 | 9.92 | 858.7905 | 1224.8566 | 1509.3451 | 2162.9273 | 70.0789 | 70.0789 | 70.0789 | 2911.1063 | 3698.4737 | 2233.0061
2015-12-02 | 5.62 | 1359.9576 | 1873.7215 | 2187.633 | 432.9789 | 258.829 | 585.1064 | 2854.4017 | 0.72 | 1931.0442 | 2613.1072 | 2960.5197 | 3641.7127 | 9.84 | 868.1238 | 1236.9444 | 1522.0039 | 2176.3502 | 69.0483 | 69.0483 | 69.0483 | 2923.4501 | 3710.7611 | 2245.3986
2015-12-03 | 5.54 | 1368.4884 | 1884.7696 | 2199.2032 | 433.5365 | 259.2573 | 585.7743 | 2866.7341 | 0.63 | 1940.6907 | 2625.6086 | 2973.6129 | 3655.5953 | 9.76 | 876.6974 | 1248.0403 | 1533.6209 | 2188.7313 | 68.0981 | 68.0981 | 68.0981 | 2934.8322 | 3723.6934 | 2256.8293
2015-12-04 | 5.48 | 1409.4978 | 1889.1761 | 2194.9009 | 404.1463 | 246.7034 | 539.5472 | 2828.0099 | 0.57 | 1995.3994 | 2631.7238 | 2969.9296 | 3617.1387 | 9.72 | 903.5461 | 1247.9537 | 1525.6296 | 2146.5626 | 71.0819 | 71.0819 | 71.0819 | 2899.0918 | 3688.2206 | 2217.6445
2015-12-05 | 5.41 | 1442.6596 | 1820.2894 | 2106.1763 | 311.8856 | 200.8409 | 407.2275 | 2629.5657 | 0.51 | 2037.8571 | 2538.3378 | 2854.3584 | 3390.5651 | 9.67 | 925.2023 | 1196.0268 | 1455.7161 | 1967.9622 | 86.3726 | 86.3726 | 86.3726 | 2715.9383 | 3476.9377 | 2054.3348
2015-12-06 | 5.35 | 1466.5586 | 1849.3759 | 2127.0177 | 309.3681 | 201.4134 | 404.2282 | 2644.9565 | 0.44 | 2069.9735 | 2576.7592 | 2883.8093 | 3414.3625 | 9.63 | 940.5676 | 1215.3229 | 1467.3296 | 1974.2726 | 85.1867 | 85.1867 | 85.1867 | 2730.1432 | 3499.5492 | 2059.4593
2015-12-07 | 5.25 | 1401.6103 | 1927.6866 | 2244.1502 | 435.767 | 260.9707 | 588.4456 | 2914.6407 | 0.39 | 1967.7887 | 2660.7613 | 3010.4586 | 3695.2446 | 9.61 | 893.6807 | 1270.031 | 1556.6802 | 2214.3458 | 64.4067 | 64.4067 | 64.4067 | 2979.0474 | 3759.6513 | 2278.7526
2015-12-08 | 5.16 | 1412.0238 | 1941.1638 | 2258.2621 | 436.3246 | 261.3991 | 589.1135 | 2929.5438 | 0.34 | 1973.4934 | 2668.1504 | 3018.21 | 3703.6674 | 9.59 | 895.9842 | 1272.9997 | 1559.8037 | 2218.0567 | 63.2584 | 63.2584 | 63.2584 | 2992.8022 | 3766.9258 | 2281.3151
2015-12-09 | 5.11 | 1418.7647 | 1949.918 | 2267.4344 | 436.8822 | 261.8274 | 589.7813 | 2939.3895 | 0.28 | 1981.3503 | 2678.3582 | 3028.9054 | 3715.0635 | 9.58 | 898.111 | 1275.7714 | 1562.7189 | 2221.5297 | 62.4998 | 62.4998 | 62.4998 | 3001.8893 | 3777.5633 | 2284.0295
2015-12-10 | 5.06 | 1423.3964 | 1955.9425 | 2273.7553 | 437.4398 | 262.2557 | 590.4491 | 2946.3839 | 0.23 | 1985.933 | 2684.328 | 3035.1729 | 3722.0023 | 9.56 | 899.294 | 1277.3224 | 1564.36 | 2223.7581 | 61.9608 | 61.9608 | 61.9608 | 3008.3447 | 3783.9631 | 2285.719
2015-12-11 | 5.02 | 1462.9107 | 1956.9522 | 2265.7917 | 407.7032 | 249.514 | 543.826 | 2903.5664 | 0.17 | 2041.3002 | 2690.0359 | 3030.9675 | 3682.6551 | 9.55 | 922.6829 | 1272.2368 | 1551.1017 | 2175.8814 | 65.2601 | 65.2601 | 65.2601 | 2968.8264 | 3747.9152 | 2241.1415
2015-12-12 | 5 | 1492.0945 | 1880.0208 | 2168.5449 | 314.2944 | 202.947 | 410.2048 | 2695.2264 | 0.11 | 2085.7155 | 2596.2124 | 2914.8158 | 3454.2752 | 9.51 | 944.6035 | 1219.4843 | 1480.2664 | 1995.163 | 81.3132 | 81.3132 | 81.3132 | 2776.5396 | 3535.5885 | 2076.4762
2015-12-13 | 4.96 | 1513.5004 | 1906.0645 | 2186.1009 | 311.7834 | 203.4999 | 407.1597 | 2707.272 | 0.04 | 2117.7761 | 2634.5309 | 2944.0433 | 3477.8413 | 9.47 | 959.581 | 1238.3036 | 1491.3204 | 2000.9167 | 80.3851 | 80.3851 | 80.3851 | 2787.657 | 3558.2264 | 2081.3018
2015-12-14 | 4.9 | 1442.4216 | 1980.6623 | 2299.6992 | 439.6703 | 263.9691 | 593.1205 | 2974.9036 | -0.02 | 2015.2408 | 2722.3974 | 3075.0867 | 3764.7476 | 9.44 | 913.8445 | 1296.2157 | 1584.1993 | 2246.0638 | 59.7633 | 59.7633 | 59.7633 | 3034.6669 | 3824.5109 | 2305.8271
2015-12-15 | 4.85 | 1448.1188 | 1988.0434 | 2307.4423 | 440.228 | 264.3975 | 593.7883 | 2983.32 | -0.1 | 2024.3806 | 2734.2452 | 3087.503 | 3777.9231 | 9.38 | 920.7519 | 1305.1556 | 1593.5686 | 2256.1377 | 59.1148 | 59.1148 | 59.1148 | 3042.4348 | 3837.0379 | 2315.2525
2015-12-16 | 4.82 | 1451.3429 | 1992.217 | 2311.8286 | 440.7856 | 264.8258 | 594.4561 | 2988.3207 | -0.18 | 2033.3749 | 2745.8997 | 3099.7133 | 3790.8925 | 9.32 | 927.5141 | 1313.9027 | 1602.7324 | 2266.0061 | 58.7295 | 58.7295 | 58.7295 | 3047.0502 | 3849.622 | 2324.7356
2015-12-17 | 4.74 | 1460.4359 | 2003.992 | 2324.159 | 441.3432 | 265.2541 | 595.124 | 3001.4124 | -0.26 | 2042.4172 | 2757.618 | 3111.9883 | 3803.9265 | 9.26 | 934.3247 | 1322.7141 | 1611.9613 | 2275.9396 | 57.7207 | 57.7207 | 57.7207 | 3059.1331 | 3861.6473 | 2333.6603
2015-12-18 | 4.66 | 1504.375 | 2009.5777 | 2320.8901 | 411.2601 | 252.3246 | 548.1048 | 2963.041 | -0.38 | 2105.0568 | 2770.9749 | 3115.6448 | 3772.2383 | 9.2 | 963.2846 | 1323.7159 | 1604.9801 | 2234.1212 | 60.6774 | 60.6774 | 60.6774 | 3023.7184 | 3832.9157 | 2294.7986
2015-12-19 | 4.59 | 1540.1126 | 1937.9897 | 2229.0824 | 316.7031 | 205.0531 | 413.1821 | 2759.0537 | -0.5 | 2157.6361 | 2683.0658 | 3005.4757 | 3548.7337 | 9.15 | 986.8892 | 1270.4952 | 1533.5316 | 2051.5997 | 76.3952 | 76.3952 | 76.3952 | 2835.4489 | 3625.1289 | 2127.9949
2015-12-20 | 4.55 | 1562.2417 | 1964.8415 | 2247.3472 | 314.1986 | 205.5864 | 410.0913 | 2771.7997 | -0.62 | 2196.8356 | 2729.9049 | 3043.3924 | 3581.0998 | 9.1 | 1003.75 | 1291.5265 | 1546.7659 | 2059.5529 | 75.413 | 75.413 | 75.413 | 2847.2127 | 3656.5128 | 2134.966
2015-12-21 | 4.47 | 1556.1087 | 2036.8949 | 2320.9336 | 434.2977 | 257.6916 | 588.5194 | 2972.6565 | -0.76 | 2190.8524 | 2829.2256 | 3144.8416 | 3810.4676 | 9.07 | 997.8256 | 1340.0074 | 1596.2726 | 2235.7672 | 59.9365 | 59.9365 | 59.9365 | 3032.593 | 3870.404 | 2295.7037
2015-12-22 | 4.41 | 1562.5679 | 2044.9981 | 2329.3933 | 434.8576 | 258.1221 | 589.1894 | 2981.8078 | -0.9 | 2206.9648 | 2849.3869 | 3165.8435 | 3832.3715 | 9.05 | 999.4792 | 1342.1047 | 1598.484 | 2238.5657 | 59.2313 | 59.2313 | 59.2313 | 3041.0391 | 3891.6028 | 2297.797
2015-12-23 | 4.35 | 1569.2369 | 2053.3451 | 2338.102 | 435.4174 | 258.5527 | 589.8594 | 2991.2079 | -1.05 | 2224.4986 | 2871.3048 | 3188.6675 | 3856.124 | 9.02 | 1002.5568 | 1345.9614 | 1602.5204 | 2243.2156 | 58.507 | 58.507 | 58.507 | 3049.7149 | 3914.631 | 2301.7226
2015-12-24 | 4.31 | 1556.4181 | 1974.804 | 2211.8404 | 415.0241 | 242.3909 | 566.4484 | 2836.1904 | -1.17 | 2213.4869 | 2774.8842 | 3039.8186 | 3678.0979 | 9.01 | 992.8737 | 1288.6039 | 1501.7131 | 2114.1164 | 70.4516 | 70.4516 | 70.4516 | 2906.6419 | 3748.5494 | 2184.568
2015-12-25 | 4.24 | 1447.439 | 1814.6136 | 2028.8747 | 414.817 | 255.1352 | 552.3836 | 2675.5714 | -1.3 | 2061.8728 | 2555.5176 | 2795.5507 | 3458.1059 | 9 | 919.5139 | 1178.0246 | 1370.1422 | 2003.2133 | 82.8277 | 82.8277 | 82.8277 | 2758.3992 | 3540.9336 | 2086.041
2015-12-26 | 4.21 | 1531.8776 | 1904.8875 | 2152.0657 | 274.3426 | 171.6963 | 365.047 | 2623.4492 | -1.42 | 2191.5554 | 2694.35 | 2970.9918 | 3455.7587 | 8.99 | 971.796 | 1234.6156 | 1456.7784 | 1916.7993 | 86.8439 | 86.8439 | 86.8439 | 2710.2931 | 3542.6026 | 2003.6432
2015-12-27 | 4.18 | 1535.5121 | 1909.2298 | 2156.6036 | 274.7599 | 174.2843 | 365.3865 | 2628.5967 | -1.49 | 2199.8188 | 2704.2389 | 2981.2866 | 3466.7561 | 8.95 | 976.6508 | 1240.4127 | 1462.8227 | 1923.4784 | 86.4472 | 86.4472 | 86.4472 | 2715.0439 | 3553.2034 | 2009.9256
2015-12-28 | 4.16 | 1537.1708 | 1911.2514 | 2158.7266 | 381.9473 | 217.8355 | 527.8238 | 2738.0775 | -1.55 | 2206.1057 | 2711.806 | 2989.1655 | 3582.1009 | 8.9 | 981.8729 | 1246.6929 | 1469.3604 | 2037.4346 | 78.0114 | 78.0114 | 78.0114 | 2816.089 | 3660.1124 | 2115.446
2015-12-29 | 4.16 | 1573.3095 | 1995.5455 | 2233.4588 | 417.7917 | 244.4785 | 569.7355 | 2860.8254 | -1.61 | 2264.8488 | 2837.6378 | 3104.9313 | 3746.9535 | 8.86 | 1010.0107 | 1309.6123 | 1523.5939 | 2139.0227 | 68.5534 | 68.5534 | 68.5534 | 2929.3788 | 3815.5069 | 2207.576
2015-12-30 | 4.16 | 1573.1348 | 1995.348 | 2233.2768 | 418.3452 | 244.896 | 570.393 | 2861.1705 | -1.64 | 2268.209 | 2841.7528 | 3109.2156 | 3751.8389 | 8.8 | 1017.0755 | 1318.2242 | 1532.5258 | 2148.6358 | 68.5268 | 68.5268 | 68.5268 | 2929.6973 | 3820.3657 | 2217.1626
2015-12-31 | 4.14 | 1574.8634 | 1997.4328 | 2235.453 | 418.8987 | 245.3135 | 571.0504 | 2863.9246 | -1.67 | 2271.0752 | 2845.2309 | 3112.8371 | 3756.0615 | 8.74 | 1023.6457 | 1326.1985 | 1540.7943 | 2157.5855 | 68.3146 | 68.3146 | 68.3146 | 2932.2391 | 3824.3761 | 2225.9
2016-01-01 | 4.14 | 1532.3242 | 1906.0878 | 2153.4423 | 355.2988 | 207.9411 | 484.581 | 2698.448 | -1.7 | 2213.3485 | 2721.4397 | 2999.3298 | 3557.5908 | 8.69 | 1001.7317 | 1270.8394 | 1494.4033 | 2029.0816 | 81.065 | 81.065 | 81.065 | 2779.513 | 3638.6558 | 2110.1466
2016-01-02 | 4.14 | 1532.3614 | 1906.1489 | 2153.5346 | 276.2913 | 173.4682 | 367.3483 | 2619.4953 | -1.73 | 2216.8468 | 2725.6472 | 3003.7264 | 3483.0032 | 8.64 | 1007.6282 | 1277.9134 | 1501.7692 | 1957.5217 | 87.1485 | 87.1485 | 87.1485 | 2706.6439 | 3570.1517 | 2044.6702
2016-01-03 | 4.13 | 1533.7672 | 1907.8438 | 2155.3108 | 276.7543 | 176.062 | 367.6979 | 2621.8799 | -1.76 | 2220.5472 | 2730.0923 | 3008.3581 | 3488.2868 | 8.6 | 1012.5606 | 1283.8285 | 1507.9217 | 1964.3521 | 86.9648 | 86.9648 | 86.9648 | 2708.8447 | 3575.2516 | 2051.3169
2016-01-04 | 4.12 | 1566.6724 | 2072.6162 | 2361.7498 | 451.0277 | 272.7932 | 606.6189 | 3040.247 | -1.83 | 2275.2107 | 2964.8482 | 3290.359 | 3985.4519 | 8.56 | 1037.948 | 1406.8162 | 1668.8045 | 2334.9176 | 54.7284 | 54.7284 | 54.7284 | 3094.9754 | 4040.1803 | 2389.646
2016-01-05 | 4.15 | 1519.6176 | 2081.7823 | 2405.94 | 451.5847 | 273.221 | 607.286 | 3084.8807 | -1.9 | 2219.7602 | 2989.0846 | 3354.616 | 4050.4289 | 8.52 | 1013.8948 | 1426.4251 | 1720.6979 | 2387.4516 | 51.2893 | 51.2893 | 51.2893 | 3136.17 | 4101.7182 | 2438.7409
2016-01-06 | 4.17 | 1517.0665 | 2078.492 | 2402.5213 | 452.1418 | 273.6488 | 607.9532 | 3081.9336 | -1.97 | 2227.5857 | 2999.2454 | 3365.2652 | 4061.798 | 8.48 | 1018.3144 | 1432.1651 | 1726.7191 | 2394.1135 | 51.5164 | 51.5164 | 51.5164 | 3133.4499 | 4113.3143 | 2445.6298
2016-01-07 | 4.18 | 1515.3628 | 2076.2782 | 2400.2239 | 452.6988 | 274.0766 | 608.6204 | 3080.1355 | -2.06 | 2237.4146 | 3011.9809 | 3378.6021 | 4075.9105 | 8.46 | 1020.1093 | 1434.4821 | 1729.1568 | 2397.136 | 51.6549 | 51.6549 | 51.6549 | 3131.7904 | 4127.5654 | 2448.7909
2016-01-08 | 4.19 | 1551.8914 | 2070.9126 | 2385.3943 | 421.5953 | 260.5888 | 560.4477 | 3029.1975 | -2.15 | 2303.1011 | 3023.7558 | 3380.1876 | 4041.2423 | 8.43 | 1049.505 | 1433.6799 | 1720.1066 | 2352.3726 | 55.5798 | 55.5798 | 55.5798 | 3084.7773 | 4096.8221 | 2407.9524
2016-01-09 | 4.17 | 1581.3757 | 1988.6749 | 2282.3104 | 323.6751 | 211.2363 | 421.7452 | 2811.4543 | -2.25 | 2355.7371 | 2923.4853 | 3256.6097 | 3801.6891 | 8.41 | 1069.9595 | 1371.2924 | 1638.848 | 2157.4674 | 72.3575 | 72.3575 | 72.3575 | 2883.8118 | 3874.0467 | 2229.825
2016-01-10 | 4.14 | 1604.0614 | 2016.1848 | 2301.1096 | 321.2073 | 211.7149 | 418.5415 | 2824.9308 | -2.32 | 2392.4222 | 2967.1339 | 3290.7634 | 3830.3381 | 8.37 | 1087.8438 | 1393.5045 | 1653.0856 | 2166.5914 | 71.3191 | 71.3191 | 71.3191 | 2896.25 | 3901.6573 | 2237.9105
2016-01-11 | 4.09 | 1525.6088 | 2089.6074 | 2414.2488 | 454.9269 | 275.7877 | 611.2891 | 3096.5203 | -2.39 | 2275.2683 | 3061.1045 | 3430.0679 | 4130.3943 | 8.33 | 1035.0909 | 1453.9364 | 1749.5771 | 2420.0349 | 50.3924 | 50.3924 | 50.3924 | 3146.9127 | 4180.7867 | 2470.4273
2016-01-12 | 4.02 | 1534.0995 | 2100.6112 | 2425.775 | 455.484 | 276.2155 | 611.9563 | 3108.7687 | -2.45 | 2282.5613 | 3070.5607 | 3439.9793 | 4140.9973 | 8.3 | 1038.9811 | 1458.9753 | 1754.864 | 2425.9344 | 49.4486 | 49.4486 | 49.4486 | 3158.2174 | 4190.4459 | 2475.383
2016-01-13 | 3.97 | 1540.0009 | 2108.2719 | 2433.8103 | 456.041 | 276.6433 | 612.6234 | 3117.4705 | -2.44 | 2281.4813 | 3069.1785 | 3438.5625 | 4140.0772 | 8.24 | 1046.0662 | 1468.1671 | 1764.498 | 2436.2645 | 48.7781 | 48.7781 | 48.7781 | 3166.2486 | 4188.8553 | 2485.0426
2016-01-14 | 3.93 | 1544.2296 | 2113.7483 | 2439.5513 | 456.598 | 277.0711 | 613.2906 | 3123.8501 | -2.42 | 2278.7295 | 3065.6129 | 3434.8524 | 4136.8358 | 8.18 | 1052.6353 | 1476.6735 | 1773.405 | 2445.8676 | 48.2866 | 48.2866 | 48.2866 | 3172.1367 | 4185.1224 | 2494.1542
2016-01-15 | 3.9 | 1585.4738 | 2113.5261 | 2430.0347 | 425.1482 | 263.3956 | 564.7221 | 3077.9769 | -2.41 | 2332.8435 | 3061.527 | 3419.7952 | 4084.8891 | 8.12 | 1085.6482 | 1479.5224 | 1768.1029 | 2404.5744 | 51.8212 | 51.8212 | 51.8212 | 3129.7981 | 4136.7103 | 2456.3956
2016-01-16 | 3.87 | 1616.8826 | 2031.5019 | 2327.0605 | 326.0811 | 213.3396 | 424.7196 | 2859.174 | -2.3 | 2360.8057 | 2929.589 | 3263.1061 | 3810.5189 | 8.07 | 1110.4844 | 1420.1623 | 1689.882 | 2211.5811 | 68.6806 | 68.6806 | 68.6806 | 2927.8546 | 3879.1995 | 2280.2617
2016-01-17 | 3.87 | 1635.8458 | 2054.4467 | 2341.0066 | 323.6201 | 213.7988 | 421.4703 | 2867.722 | -2.2 | 2376.3293 | 2947.6662 | 3270.6017 | 3812.1044 | 8.02 | 1129.5844 | 1443.7612 | 1705.4515 | 2222.057 | 68.022 | 68.022 | 68.022 | 2935.744 | 3880.1264 | 2290.0789
2016-01-18 | 3.88 | 1549.1691 | 2120.1069 | 2446.2794 | 458.8262 | 278.7823 | 615.9593 | 3132.8261 | -2.09 | 2239.5639 | 3014.8308 | 3381.845 | 4085.0078 | 7.97 | 1076.185 | 1507.1387 | 1805.3308 | 2480.4938 | 47.5949 | 47.5949 | 47.5949 | 3180.421 | 4132.6028 | 2528.0888
2016-01-19 | 3.88 | 1548.6829 | 2119.4905 | 2445.6532 | 459.3832 | 279.2101 | 616.6265 | 3132.727 | -1.96 | 2224.0072 | 2994.6875 | 3360.8037 | 4064.1294 | 7.94 | 1079.1938 | 1511.0487 | 1809.4355 | 2485.2109 | 47.6026 | 47.6026 | 47.6026 | 3180.3296 | 4111.732 | 2532.8135
2016-01-20 | 3.91 | 1545.5774 | 2115.4822 | 2441.483 | 459.9402 | 279.6379 | 617.2937 | 3129.0005 | -1.82 | 2208.1453 | 2974.1515 | 3339.3543 | 4042.8152 | 7.91 | 1083.0517 | 1516.0621 | 1814.6968 | 2491.0845 | 47.8897 | 47.8897 | 47.8897 | 3176.8902 | 4090.7049 | 2538.9742
2016-01-21 | 3.94 | 1542.5488 | 2111.5665 | 2437.4086 | 460.4973 | 280.0656 | 617.9608 | 3125.3697 | -1.68 | 2192.3619 | 2953.7096 | 3318.0022 | 4021.5984 | 7.88 | 1086.9859 | 1521.1672 | 1820.0528 | 2497.0529 | 48.1695 | 48.1695 | 48.1695 | 3173.5392 | 4069.7678 | 2545.2223
2016-01-22 | 3.97 | 1576.0786 | 2101.5976 | 2417.7104 | 428.7012 | 266.2024 | 568.9966 | 3068.8125 | -1.55 | 2229.6293 | 2930.6187 | 3283.2701 | 3949.3605 | 7.9 | 1110.7789 | 1511.3707 | 1801.4696 | 2441.9005 | 52.5274 | 52.5274 | 52.5274 | 3121.3398 | 4001.8879 | 2494.4279
2016-01-23 | 3.99 | 1601.9407 | 2013.4796 | 2308.3895 | 328.4871 | 215.4428 | 427.6939 | 2842.4307 | -1.43 | 2255.1859 | 2802.1168 | 3130.3777 | 3677.8446 | 7.91 | 1129.4829 | 1443.0999 | 1713.8888 | 2238.2199 | 69.9707 | 69.9707 | 69.9707 | 2912.4014 | 3747.8153 | 2308.1907
2016-01-24 | 4.02 | 1616.6823 | 2031.3786 | 2317.0684 | 326.033 | 215.8827 | 424.3992 | 2845.6546 | -1.34 | 2270.3027 | 2819.8373 | 3137.6547 | 3679.285 | 7.96 | 1136.2224 | 1451.8026 | 1713.8763 | 2232.874 | 69.7223 | 69.7223 | 69.7223 | 2915.3769 | 3749.0074 | 2302.5963
2016-01-25 | 4.04 | 1529.9565 | 2095.2205 | 2420.3953 | 462.7254 | 281.7768 | 620.6295 | 3110.1871 | -1.26 | 2142.6358 | 2889.2537 | 3250.6938 | 3955.2213 | 8 | 1072.1811 | 1501.9428 | 1800.0213 | 2478.803 | 49.3393 | 49.3393 | 49.3393 | 3159.5264 | 4004.5607 | 2528.1424
2016-01-26 | 4.06 | 1527.6516 | 2092.2348 | 2417.3004 | 463.2825 | 282.2046 | 621.2967 | 3107.5639 | -1.17 | 2132.2059 | 2875.7416 | 3236.5946 | 3941.3969 | 8.05 | 1066.4333 | 1494.4925 | 1792.2557 | 2471.4274 | 49.5415 | 49.5415 | 49.5415 | 3157.1054 | 3990.9384 | 2520.9689
2016-01-27 | 4.08 | 1525.2494 | 2089.1137 | 2414.0636 | 463.8395 | 282.6324 | 621.9639 | 3104.7987 | -1.16 | 2130.9265 | 2874.0794 | 3234.8861 | 3940.1856 | 8.12 | 1058.2769 | 1483.9111 | 1781.2158 | 2460.7218 | 49.7545 | 49.7545 | 49.7545 | 3154.5532 | 3989.9402 | 2510.4763
2016-01-28 | 4.09 | 1524.0703 | 2087.5989 | 2412.506 | 464.3965 | 283.0602 | 622.6311 | 3103.7406 | -1.14 | 2128.5586 | 2871.0274 | 3231.7239 | 3937.4929 | 8.18 | 1051.3443 | 1474.9368 | 1771.8557 | 2451.7239 | 49.8361 | 49.8361 | 49.8361 | 3153.5766 | 3987.3289 | 2501.56
2016-01-29 | 4.09 | 1561.6122 | 2083.3305 | 2398.8097 | 432.2542 | 269.0092 | 573.271 | 3052.9363 | -1.12 | 2178.2242 | 2865.5187 | 3215.4912 | 3883.7496 | 8.25 | 1069.2694 | 1458.7809 | 1746.7185 | 2389.5615 | 53.7507 | 53.7507 | 53.7507 | 3106.687 | 3937.5002 | 2443.3121
2016-01-30 | 4.08 | 1591.1074 | 2000.5367 | 2295.049 | 330.8932 | 217.5461 | 430.6683 | 2831.0928 | -1.17 | 2223.6217 | 2764.1649 | 3090.9884 | 3640.0233 | 8.29 | 1083.8913 | 1388.1797 | 1656.7813 | 2182.4075 | 70.8443 | 70.8443 | 70.8443 | 2901.9371 | 3710.8676 | 2253.2519
2016-01-31 | 4.08 | 1608.4584 | 2021.5572 | 2306.9688 | 328.4458 | 217.9666 | 427.328 | 2837.6452 | -1.22 | 2254.5154 | 2800.911 | 3118.0971 | 3661.6585 | 8.34 | 1089.1749 | 1395.1332 | 1655.0053 | 2175.3251 | 70.3395 | 70.3395 | 70.3395 | 2907.9847 | 3731.998 | 2245.6646
2016-02-01 | 4.1 | 1523.0481 | 2086.3439 | 2411.2903 | 466.6247 | 284.7713 | 625.2997 | 3104.6061 | -1.27 | 2143.5822 | 2890.5829 | 3252.2809 | 3960.511 | 8.39 | 1027.3142 | 1443.8513 | 1739.4376 | 2420.8384 | 49.7694 | 49.7694 | 49.7694 | 3154.3754 | 4010.2804 | 2470.6078
2016-02-02 | 4.11 | 1521.4125 | 2084.2407 | 2409.1144 | 467.1817 | 285.1991 | 625.9669 | 3102.9295 | -1.34 | 2151.1567 | 2900.4201 | 3262.5939 | 3971.5434 | 8.39 | 1026.8611 | 1443.2777 | 1738.8589 | 2420.7888 | 49.8986 | 49.8986 | 49.8986 | 3152.8281 | 4021.4419 | 2470.6873
2016-02-03 | 4.12 | 1520.6187 | 2083.2397 | 2408.0949 | 467.7387 | 285.6269 | 626.6341 | 3102.4096 | -1.41 | 2159.5719 | 2911.3584 | 3274.0623 | 3983.7311 | 8.38 | 1028.4052 | 1445.3038 | 1741.0026 | 2423.4893 | 49.9386 | 49.9386 | 49.9386 | 3152.3482 | 4033.6697 | 2473.4279
2016-02-04 | 4.11 | 1521.8791 | 2084.8992 | 2409.8568 | 468.2958 | 286.0547 | 627.3013 | 3104.7265 | -1.48 | 2167.7296 | 2921.961 | 3285.1791 | 3995.5671 | 8.38 | 1028.5371 | 1445.4978 | 1741.2296 | 2424.2454 | 49.7601 | 49.7601 | 49.7601 | 3154.4866 | 4045.3272 | 2474.0055
2016-02-05 | 4.1 | 1560.0596 | 2081.5213 | 2397.0898 | 435.8071 | 271.8161 | 577.5454 | 3054.5398 | -1.53 | 2226.1247 | 2926.4674 | 3279.317 | 3952.0217 | 8.36 | 1056.0744 | 1442.1837 | 1729.5431 | 2375.4504 | 53.6271 | 53.6271 | 53.6271 | 3108.1669 | 4005.6488 | 2429.0776
2016-02-06 | 4.07 | 1591.4414 | 2001.0848 | 2295.7574 | 333.2992 | 219.6494 | 433.6426 | 2834.0515 | -1.58 | 2271.887 | 2822.6001 | 3152.0526 | 3704.3131 | 8.33 | 1078.3974 | 1381.6768 | 1650.126 | 2177.8896 | 70.6164 | 70.6164 | 70.6164 | 2904.6679 | 3774.9295 | 2248.506
2016-02-07 | 4.05 | 1612.7272 | 2026.8049 | 2312.5241 | 330.8586 | 220.0504 | 430.2569 | 2845.5097 | -1.64 | 2306.0593 | 2863.208 | 3183.047 | 3729.8515 | 8.3 | 1094.8606 | 1402.075 | 1662.3093 | 2184.9733 | 69.7335 | 69.7335 | 69.7335 | 2915.2432 | 3799.585 | 2254.7068
2016-02-08 | 4.04 | 1530.047 | 2095.4897 | 2421.0125 | 470.5239 | 287.7659 | 629.97 | 3118.1854 | -1.64 | 2186.1525 | 2945.8582 | 3310.2619 | 4023.1933 | 8.29 | 1039.123 | 1459.2104 | 1755.641 | 2441.0227 | 48.723 | 48.723 | 48.723 | 3166.9084 | 4071.9164 | 2489.7458
2016-02-09 | 4.06 | 1527.0094 | 2091.5358 | 2416.8983 | 471.081 | 288.1937 | 630.6371 | 3114.5429 | -1.64 | 2185.3891 | 2944.8559 | 3309.2373 | 4022.6936 | 8.27 | 1040.7324 | 1461.2765 | 1757.8199 | 2443.7861 | 49.0037 | 49.0037 | 49.0037 | 3163.5466 | 4071.6973 | 2492.7898
2016-02-10 | 4.1 | 1522.959 | 2086.2679 | 2411.4127 | 471.638 | 288.6215 | 631.3043 | 3109.4736 | -1.65 | 2187.0777 | 2947.0303 | 3311.5372 | 4025.5461 | 8.26 | 1042.4835 | 1463.5251 | 1760.1922 | 2446.7151 | 49.3943 | 49.3943 | 49.3943 | 3158.8679 | 4074.9404 | 2496.1094
2016-02-11 | 4.14 | 1518.069 | 2079.9395 | 2404.8126 | 472.195 | 289.0493 | 631.9715 | 3103.2898 | -1.58 | 2178.6867 | 2936.1681 | 3300.1991 | 4014.5387 | 8.28 | 1039.9296 | 1460.2216 | 1756.7531 | 2443.7496 | 49.8708 | 49.8708 | 49.8708 | 3153.1606 | 4064.4095 | 2493.6204
2016-02-12 | 4.21 | 1546.7771 | 2064.6549 | 2379.6155 | 439.3601 | 274.6229 | 581.8199 | 3040.1182 | -1.51 | 2223.231 | 2922.8057 | 3275.6508 | 3951.6356 | 8.3 | 1063.089 | 1451.0471 | 1738.919 | 2388.3515 | 54.7383 | 54.7383 | 54.7383 | 3094.8566 | 4006.3739 | 2443.0898
2016-02-13 | 4.27 | 1566.9088 | 1971.4341 | 2264.9492 | 335.7052 | 221.7526 | 436.617 | 2804.9748 | -1.44 | 2254.3175 | 2801.3763 | 3130.0475 | 3684.1733 | 8.32 | 1079.3423 | 1382.771 | 1651.3505 | 2181.3752 | 72.8568 | 72.8568 | 72.8568 | 2877.8316 | 3757.0301 | 2254.232
2016-02-14 | 4.33 | 1577.9597 | 1984.822 | 2268.8889 | 332.5083 | 221.5044 | 432.3558 | 2802.6684 | -1.33 | 2267.3726 | 2816.5174 | 3134.5313 | 3682.0426 | 8.36 | 1087.0879 | 1392.6431 | 1652.5393 | 2176.5414 | 73.0345 | 73.0345 | 73.0345 | 2875.7029 | 3755.0771 | 2249.576
2016-02-15 | 4.41 | 1486.7969 | 2039.3985 | 2362.4775 | 471.8289 | 288.8931 | 632.0491 | 3059.7212 | -1.21 | 2135.7235 | 2880.4897 | 3242.0465 | 3954.8657 | 8.41 | 1024.9274 | 1440.757 | 1736.4498 | 2422.6078 | 53.2279 | 53.2279 | 53.2279 | 3112.9491 | 4008.0936 | 2475.8356
2016-02-16 | 4.46 | 1481.1487 | 2032.0894 | 2354.854 | 471.0889 | 288.3872 | 631.4207 | 3051.1895 | -1.09 | 2121.9576 | 2862.6629 | 3223.427 | 3935.1416 | 8.45 | 1020.4591 | 1434.9744 | 1730.4204 | 2415.6995 | 53.8853 | 53.8853 | 53.8853 | 3105.0747 | 3989.0269 | 2469.5848
2016-02-17 | 4.48 | 1478.029 | 2028.0508 | 2350.6478 | 470.3488 | 287.8813 | 630.7923 | 3046.1582 | -0.96 | 2106.1028 | 2842.1218 | 3201.9662 | 3912.5486 | 8.5 | 1013.9009 | 1426.4764 | 1721.5486 | 2405.9212 | 54.2729 | 54.2729 | 54.2729 | 3100.4311 | 3966.8215 | 2460.1941
2016-02-18 | 4.53 | 1472.6557 | 2021.0953 | 2343.3912 | 469.6087 | 287.3754 | 630.1639 | 3037.9933 | -0.84 | 2092.6138 | 2824.6509 | 3183.716 | 3893.1939 | 8.55 | 1008.553 | 1419.5509 | 1714.3213 | 2397.7873 | 54.9021 | 54.9021 | 54.9021 | 3092.8954 | 3948.096 | 2452.6894
2016-02-19 | 4.59 | 1500.9834 | 2006.5306 | 2319.0238 | 436.1326 | 272.5527 | 579.1757 | 2975.0694 | -0.7 | 2126.3456 | 2799.8904 | 3147.4268 | 3817.7754 | 8.6 | 1026.9375 | 1405.1369 | 1691.0661 | 2336.2695 | 59.7505 | 59.7505 | 59.7505 | 3034.8199 | 3877.526 | 2396.0201
2016-02-20 | 4.62 | 1524.8801 | 1920.6219 | 2212.0556 | 332.8578 | 219.79 | 433.846 | 2748.1905 | -0.57 | 2149.4487 | 2674.7127 | 2998.107 | 3547.0447 | 8.65 | 1039.9069 | 1335.0755 | 1601.6919 | 2127.8855 | 77.2322 | 77.2322 | 77.2322 | 2825.4227 | 3624.2769 | 2205.1177
2016-02-21 | 4.68 | 1533.9601 | 1931.7268 | 2213.6708 | 329.5792 | 219.1791 | 429.4753 | 2743.497 | -0.44 | 2157.3602 | 2683.8038 | 2996.4625 | 3538.6976 | 8.69 | 1045.7112 | 1342.6978 | 1600.586 | 2120.6935 | 77.5938 | 77.5938 | 77.5938 | 2821.0909 | 3616.2915 | 2198.2873
2016-02-22 | 4.8 | 1440.6051 | 1979.6152 | 2300.0647 | 466.6484 | 285.3519 | 627.6504 | 2990.8405 | -0.33 | 2032.7261 | 2747.1041 | 3102.6833 | 3807.6615 | 8.73 | 986.9919 | 1391.656 | 1685.1931 | 2365.0888 | 58.5353 | 58.5353 | 58.5353 | 3049.3759 | 3866.1968 | 2423.6242
2016-02-23 | 4.91 | 1428.198 | 1963.5328 | 2283.2723 | 465.9083 | 284.846 | 627.022 | 2972.9741 | -0.22 | 2020.2866 | 2730.9832 | 3085.8535 | 3789.7554 | 8.76 | 983.843 | 1387.571 | 1680.9452 | 2359.99 | 59.912 | 59.912 | 59.912 | 3032.886 | 3849.6674 | 2419.902
2016-02-24 | 4.98 | 1420.0041 | 1952.9385 | 2272.2146 | 465.1682 | 284.3401 | 626.3936 | 2960.9531 | -0.11 | 2007.444 | 2714.3668 | 3068.5008 | 3771.3266 | 8.8 | 979.1357 | 1381.4933 | 1674.6089 | 2352.7751 | 60.8382 | 60.8382 | 60.8382 | 3021.7914 | 3832.1648 | 2413.6133
2016-02-25 | 5.06 | 1410.422 | 1940.5399 | 2259.2721 | 464.4282 | 283.8342 | 625.7652 | 2947.0197 | 0 | 1994.3676 | 2697.4425 | 3050.8281 | 3752.5779 | 8.84 | 974.1939 | 1375.1067 | 1667.9516 | 2345.2392 | 61.9118 | 61.9118 | 61.9118 | 3008.9316 | 3814.4897 | 2407.151
2016-02-26 | 5.15 | 1434.4111 | 1922.2475 | 2231.1497 | 431.7751 | 269.6697 | 575.3783 | 2881.1241 | 0.1 | 2031.173 | 2679.3466 | 3021.7086 | 3685.3227 | 8.87 | 994.8161 | 1364.5428 | 1648.7973 | 2288.7244 | 66.9893 | 66.9893 | 66.9893 | 2948.1134 | 3752.312 | 2355.7137
2016-02-27 | 5.21 | 1453.5754 | 1834.7587 | 2122.6686 | 330.0104 | 217.8273 | 431.075 | 2654.3231 | 0.2 | 2056.2519 | 2562.4353 | 2881.2034 | 3425.2039 | 8.91 | 1008.4849 | 1297.3528 | 1562.4732 | 2085.0099 | 84.465 | 84.465 | 84.465 | 2738.788 | 3509.6688 | 2169.4748
2016-02-28 | 5.26 | 1464.0445 | 1847.5878 | 2126.1846 | 326.6501 | 216.8537 | 426.5948 | 2651.5025 | 0.32 | 2065.2982 | 2572.9646 | 2881.2025 | 3418.4807 | 8.96 | 1013.7129 | 1304.2894 | 1560.6854 | 2077.0452 | 84.6823 | 84.6823 | 84.6823 | 2736.1848 | 3503.163 | 2161.7274
2016-02-29 | 5.3 | 1382.7715 | 1904.7586 | 2221.922 | 461.4678 | 281.8107 | 623.2517 | 2905.9281 | 0.38 | 1950.4364 | 2640.5719 | 2991.4337 | 3689.0461 | 8.99 | 957.0229 | 1352.8986 | 1644.7882 | 2318.5895 | 65.0781 | 65.0781 | 65.0781 | 2971.0061 | 3754.1242 | 2383.6676
2016-03-01 | 5.34 | 1377.964 | 1898.5361 | 2209.6028 | 460.7278 | 281.3048 | 622.6233 | 2892.7289 | 0.43 | 1944.4441 | 2632.8171 | 2976.2709 | 3672.9736 | 9.01 | 954.5461 | 1349.6947 | 1636.5536 | 2309.5318 | 66.0951 | 66.0951 | 66.0951 | 2958.8241 | 3739.0687 | 2375.6269
2016-03-02 | 5.41 | 1370.3007 | 1888.6098 | 2199.2528 | 459.9877 | 280.7989 | 621.9949 | 2881.416 | 0.54 | 1932.1352 | 2616.8724 | 2959.6396 | 3655.2667 | 9.05 | 950.367 | 1344.2821 | 1630.9144 | 2303.0143 | 66.9668 | 66.9668 | 66.9668 | 2948.3828 | 3722.2335 | 2369.9811
2016-03-03 | 5.48 | 1362.157 | 1878.069 | 2183.3253 | 459.2476 | 280.2931 | 621.3665 | 2864.5257 | 0.67 | 1917.0391 | 2597.3232 | 2933.6369 | 3628.1334 | 9.11 | 943.3999 | 1335.2639 | 1617.0817 | 2288.2479 | 68.2682 | 68.2682 | 68.2682 | 2932.7939 | 3696.4016 | 2356.5162
2016-03-04 | 5.55 | 1386.6649 | 1861.7406 | 2157.3723 | 427.4176 | 266.7867 | 571.581 | 2801.7106 | 0.8 | 1947.7608 | 2573.6124 | 2898.8556 | 3556.0096 | 9.17 | 959.0507 | 1319.2193 | 1592.284 | 2226.8553 | 73.1083 | 73.1083 | 73.1083 | 2874.8189 | 3629.1179 | 2299.9637
2016-03-05 | 5.63 | 1401.8197 | 1772.3315 | 2047.0121 | 327.1631 | 215.8646 | 428.3041 | 2574.6077 | 0.93 | 1966.9885 | 2454.7376 | 2756.5257 | 3295.6913 | 9.23 | 968.9245 | 1249.6374 | 1503.5549 | 2022.2883 | 90.6072 | 90.6072 | 90.6072 | 2665.215 | 3386.2986 | 2112.8956
2016-03-06 | 5.74 | 1405.0238 | 1776.4511 | 2041.5737 | 323.721 | 214.5283 | 423.7143 | 2562.6281 | 1.07 | 1973.1979 | 2461.9361 | 2753.2503 | 3285.5996 | 9.31 | 970.6809 | 1252.4294 | 1497.5297 | 2009.9496 | 91.5303 | 91.5303 | 91.5303 | 2654.1584 | 3377.1299 | 2101.4799
2016-03-07 | 5.85 | 1319.0934 | 1822.2839 | 2122.8914 | 456.2873 | 278.2695 | 618.853 | 2799.9925 | 1.22 | 1853.0938 | 2514.4835 | 2844.4387 | 3534.3305 | 9.38 | 911.9614 | 1294.5378 | 1572.77 | 2240.1193 | 73.2407 | 73.2407 | 73.2407 | 2873.2332 | 3607.5712 | 2313.36
2016-03-08 | 5.95 | 1307.4889 | 1807.2623 | 2107.2544 | 455.5472 | 277.7636 | 618.2246 | 2783.3102 | 1.36 | 1836.847 | 2493.4473 | 2822.5346 | 3511.2686 | 9.46 | 902.6857 | 1282.5325 | 1560.2755 | 2226.6362 | 74.5261 | 74.5261 | 74.5261 | 2857.8364 | 3585.7948 | 2301.1623
2016-03-09 | 6.06 | 1294.3125 | 1790.1978 | 2089.4895 | 454.8071 | 277.2577 | 617.5962 | 2764.4725 | 1.48 | 1822.4884 | 2474.8536 | 2803.178 | 3490.8096 | 9.56 | 890.6846 | 1266.9892 | 1544.0944 | 2209.4114 | 75.9776 | 75.9776 | 75.9776 | 2840.4501 | 3566.7872 | 2285.389
2016-03-10 | 6.16 | 1283.0154 | 1775.5814 | 2074.2731 | 454.0671 | 276.7519 | 616.9678 | 2748.2108 | 1.6 | 1808.856 | 2457.2133 | 2784.8118 | 3471.341 | 9.65 | 880.5627 | 1253.8938 | 1530.4617 | 2194.7625 | 77.2306 | 77.2306 | 77.2306 | 2825.4415 | 3548.5716 | 2271.9932
2016-03-11 | 6.22 | 1306.8034 | 1760.4685 | 2049.7534 | 423.0601 | 263.9037 | 567.7836 | 2627.9142 | 1.68 | 1842.8876 | 2440.628 | 2757.6808 | 3344.0503 | 9.76 | 888.7994 | 1230.1238 | 1497.7571 | 2069.5174 | 86.4998 | 86.4998 | 86.4998 | 2714.4141 | 3430.5501 | 2156.0172
2016-03-12 | 6.3 | 1320.5479 | 1674.2252 | 1942.85 | 324.3157 | 213.9019 | 425.5331 | 2412.8146 | 1.77 | 1865.0658 | 2331.7128 | 2625.9309 | 3103.4733 | 9.87 | 891.4245 | 1156.0726 | 1404.5279 | 1868.5206 | 103.0739 | 103.0739 | 103.0739 | 2515.8884 | 3206.5472 | 1971.5945
2016-03-13 | 6.39 | 1324.2735 | 1679.0922 | 1938.3083 | 320.792 | 212.2029 | 420.8339 | 2403.0421 | 1.85 | 1876.4197 | 2345.2563 | 2629.4003 | 3101.6169 | 9.97 | 888.8806 | 1153.791 | 1393.3503 | 1852.1835 | 103.8269 | 103.8269 | 103.8269 | 2506.8689 | 3205.4438 | 1956.0103
2016-03-14 | 6.44 | 1249.6397 | 1732.3443 | 2029.2556 | 451.1068 | 274.7283 | 614.4543 | 2637.9156 | 1.91 | 1771.9065 | 2409.3561 | 2734.9876 | 3352.0081 | 10.06 | 832.2873 | 1191.3326 | 1465.2931 | 2067.2721 | 85.7292 | 85.7292 | 85.7292 | 2723.6448 | 3437.7373 | 2153.0013
2016-03-15 | 6.51 | 1242.5058 | 1723.114 | 2019.6452 | 450.3667 | 274.2224 | 613.8259 | 2627.419 | 1.97 | 1765.897 | 2401.5864 | 2726.902 | 3343.0537 | 10.15 | 822.8707 | 1179.1406 | 1452.5934 | 2053.6502 | 86.538 | 86.538 | 86.538 | 2713.957 | 3429.5916 | 2140.1882
2016-03-16 | 6.55 | 1237.9066 | 1717.1632 | 2013.4621 | 449.6266 | 273.7166 | 613.1975 | 2620.4051 | 2.03 | 1758.9635 | 2392.6128 | 2717.5703 | 3332.8532 | 10.24 | 812.5305 | 1165.7452 | 1438.6481 | 2038.7827 | 87.0784 | 87.0784 | 87.0784 | 2707.4836 | 3419.9316 | 2125.8612
2016-03-17 | 6.58 | 1233.2282 | 1711.1196 | 2007.1854 | 448.8865 | 273.2107 | 612.5691 | 2613.3161 | 2.12 | 1747.3403 | 2377.5697 | 2701.9145 | 3316.2732 | 10.3 | 804.4172 | 1155.2464 | 1427.7252 | 2026.9931 | 87.6247 | 87.6247 | 87.6247 | 2700.9407 | 3403.8979 | 2114.6177
2016-03-18 | 6.62 | 1259.4273 | 1700.4341 | 1987.3709 | 418.7026 | 261.0207 | 563.9863 | 2560.336 | 2.21 | 1779.9616 | 2360.8846 | 2674.7999 | 3255.7311 | 10.36 | 817.9765 | 1140.3242 | 1404.3812 | 1970.5904 | 91.7069 | 91.7069 | 91.7069 | 2652.0429 | 3347.438 | 2062.2973
2016-03-19 | 6.66 | 1277.407 | 1622.1899 | 1888.8731 | 321.4683 | 211.9393 | 422.7621 | 2355.2853 | 2.29 | 1802.4913 | 2256.2277 | 2547.6056 | 3021.3214 | 10.43 | 824.4167 | 1075.2055 | 1320.5845 | 1780.6959 | 107.5067 | 107.5067 | 107.5067 | 2462.792 | 3128.828 | 1888.2025
2016-03-20 | 6.71 | 1285.758 | 1632.6912 | 1890.2242 | 317.8629 | 209.8775 | 417.9534 | 2351.4009 | 2.45 | 1803.6528 | 2257.5461 | 2538.4751 | 3006.6669 | 10.49 | 826.2176 | 1078.2425 | 1315.0157 | 1769.9677 | 107.806 | 107.806 | 107.806 | 2459.2069 | 3114.4729 | 1877.7736
2016-03-21 | 6.81 | 1206.7758 | 1676.869 | 1971.5382 | 445.9262 | 271.1871 | 610.0556 | 2574.2168 | 2.6 | 1691.9637 | 2305.8359 | 2627.2024 | 3237.6436 | 10.55 | 775.7537 | 1118.1192 | 1389.0717 | 1984.8543 | 90.6374 | 90.6374 | 90.6374 | 2664.8542 | 3328.281 | 2075.4916
2016-03-22 | 6.91 | 1194.8972 | 1661.4747 | 1955.5003 | 445.1861 | 270.6813 | 609.4272 | 2557.2376 | 2.81 | 1667.3821 | 2273.9771 | 2594.0032 | 3203.2993 | 10.64 | 765.0511 | 1104.2468 | 1374.6184 | 1969.479 | 91.9457 | 91.9457 | 91.9457 | 2649.1833 | 3295.245 | 2061.4247
2016-03-23 | 7.04 | 1187.2814 | 1636.2538 | 1922.8582 | 444.4461 | 270.1754 | 608.7988 | 2521.3022 | 3.01 | 1654.7653 | 2237.3094 | 2548.7418 | 3154.394 | 10.72 | 760.3979 | 1087.399 | 1351.3318 | 1943.1936 | 94.7146 | 94.7146 | 94.7146 | 2616.0168 | 3249.1086 | 2037.9082
2016-03-24 | 7.21 | 1168.649 | 1612.3085 | 1897.9445 | 443.706 | 269.6695 | 608.1704 | 2495.3277 | 3.21 | 1632.6275 | 2208.8598 | 2519.1398 | 3123.6765 | 10.81 | 751.0684 | 1075.4123 | 1338.8688 | 1929.8137 | 96.716 | 96.716 | 96.716 | 2592.0437 | 3220.3925 | 2026.5297
2016-03-25 | 7.37 | 1203.804 | 1579.0176 | 1836.9296 | 406.9016 | 250.6942 | 552.7455 | 2394.2361 | 3.42 | 1683.6293 | 2171.7807 | 2451.2284 | 3015.4709 | 10.93 | 771.3538 | 1044.7805 | 1283.283 | 1834.3384 | 104.5054 | 104.5054 | 104.5054 | 2498.7415 | 3119.9763 | 1938.8438
2016-03-26 | 7.5 | 1150.0821 | 1452.0442 | 1706.1111 | 314.2419 | 205.5975 | 415.6121 | 2154.801 | 3.62 | 1606.522 | 1998.3357 | 2273.1749 | 2727.7281 | 11.06 | 731.2868 | 950.8078 | 1185.8154 | 1629.1255 | 122.9545 | 122.9545 | 122.9545 | 2277.7555 | 2850.6827 | 1752.0801
2016-03-27 | 7.63 | 1134.9139 | 1433.9176 | 1687.3167 | 310.1163 | 202.7346 | 410.2553 | 2131.8692 | 3.83 | 1581.9182 | 1968.9178 | 2242.6616 | 2692.9558 | 11.19 | 716.1415 | 932.7069 | 1167.0461 | 1606.2195 | 124.7215 | 124.7215 | 124.7215 | 2256.5907 | 2817.6773 | 1730.941
2016-03-28 | 7.74 | 1157.8643 | 1522.3522 | 1778.2551 | 432.4234 | 259.3237 | 597.3346 | 2363.2177 | 3.98 | 1614.5344 | 2086.5165 | 2362.9213 | 2954.627 | 11.32 | 723.0561 | 985.1957 | 1221.5783 | 1800.1206 | 106.8954 | 106.8954 | 106.8954 | 2470.1132 | 3061.5224 | 1907.0161
2016-03-29 | 7.85 | 1093.2994 | 1515.5581 | 1797.2874 | 440.0056 | 267.1401 | 605.0285 | 2389.7428 | 4.13 | 1524.6812 | 2070.2114 | 2374.8634 | 2973.967 | 11.45 | 675.8331 | 978.7968 | 1238.3429 | 1824.3645 | 104.8516 | 104.8516 | 104.8516 | 2494.5944 | 3078.8186 | 1929.2161
2016-03-30 | 7.94 | 1083.3325 | 1502.7505 | 1783.968 | 439.2655 | 266.6342 | 604.4001 | 2375.5059 | 4.28 | 1507.7334 | 2048.4303 | 2352.2015 | 2950.2796 | 11.58 | 661.2508 | 960.0525 | 1218.8395 | 1803.873 | 105.9486 | 105.9486 | 105.9486 | 2481.4545 | 3056.2282 | 1909.8216
2016-03-31 | 8.04 | 1071.8195 | 1487.9574 | 1768.5792 | 438.5254 | 266.1283 | 603.7717 | 2359.1819 | 4.37 | 1497.3566 | 2035.1007 | 2338.3386 | 2935.4983 | 11.69 | 648.6014 | 943.7958 | 1201.9248 | 1786.0061 | 107.2064 | 107.2064 | 107.2064 | 2466.3883 | 3042.7047 | 1893.2125
2016-04-01 | 8.12 | 1062.2589 | 1475.6524 | 1755.8246 | 409.9875 | 255.2547 | 556.3916 | 2315.3823 | 4.47 | 1485.4538 | 2019.7867 | 2322.5541 | 2888.4931 | 11.8 | 635.5857 | 927.0458 | 1184.4371 | 1737.561 | 110.5813 | 110.5813 | 110.5813 | 2425.9636 | 2999.0744 | 1848.1423
2016-04-02 | 8.15 | 1097.079 | 1404.5872 | 1662.9981 | 315.7736 | 208.0139 | 417.2201 | 2121.5036 | 4.53 | 1531.7125 | 1929.4316 | 2208.4088 | 2672.9535 | 11.89 | 648.0378 | 862.3446 | 1099.5076 | 1551.7736 | 125.5202 | 125.5202 | 125.5202 | 2247.0238 | 2798.4737 | 1677.2938
2016-04-03 | 8.19 | 1104.9718 | 1414.7201 | 1664.2218 | 312.0047 | 205.2268 | 412.1924 | 2117.3859 | 4.6 | 1541.0792 | 1940.9219 | 2210.2491 | 2669.3145 | 11.98 | 644.5686 | 859.2034 | 1087.7752 | 1534.7092 | 125.8375 | 125.8375 | 125.8375 | 2243.2234 | 2795.152 | 1660.5467
2016-04-04 | 8.25 | 1040.8051 | 1461.8465 | 1747.6437 | 435.5651 | 264.1048 | 601.2581 | 2337.5544 | 4.67 | 1453.0714 | 1996.3173 | 2304.9262 | 2901.4255 | 12.06 | 602.0523 | 893.0382 | 1154.5582 | 1737.4569 | 109.6429 | 109.6429 | 109.6429 | 2447.1973 | 3011.0684 | 1847.0998
2016-04-05 | 8.32 | 1032.5867 | 1451.197 | 1736.5483 | 434.8251 | 263.5989 | 600.6298 | 2325.5735 | 4.73 | 1445.9819 | 1987.1339 | 2295.3612 | 2890.9927 | 12.15 | 591.5549 | 879.4315 | 1140.3773 | 1722.3548 | 115.846 | 115.846 | 115.846 | 2441.4196 | 3006.8387 | 1838.2008
2016-04-06 | 8.41 | 1022.6113 | 1438.2701 | 1723.0831 | 434.085 | 263.093 | 600.0014 | 2311.1862 | 4.78 | 1440.5898 | 1980.1512 | 2288.0959 | 2882.8779 | 12.24 | 581.6037 | 866.5333 | 1126.9401 | 1707.9963 | 122.4546 | 122.4546 | 122.4546 | 2433.6408 | 3005.3325 | 1830.4509
2016-04-07 | 8.52 | 1008.931 | 1420.571 | 1704.655 | 433.3449 | 262.5871 | 599.373 | 2291.7992 | 4.84 | 1432.6435 | 1969.8885 | 2277.4236 | 2871.3377 | 12.33 | 570.2503 | 851.8483 | 1111.6528 | 1691.7878 | 129.3384 | 129.3384 | 129.3384 | 2421.1376 | 3000.6762 | 1821.1263
2016-04-08 | 8.65 | 1019.0328 | 1395.6748 | 1670.5037 | 405.63 | 252.3717 | 552.5943 | 2226.8738 | 4.91 | 1459.9761 | 1955.1915 | 2253.019 | 2816.1262 | 12.45 | 571.0155 | 827.1819 | 1078.6433 | 1628.1683 | 139.8411 | 139.8411 | 139.8411 | 2366.715 | 2955.9673 | 1768.0094
2016-04-09 | 8.75 | 1025.1207 | 1317.7748 | 1572.8611 | 312.9262 | 206.0513 | 414.4492 | 2027.4186 | 4.99 | 1476.39 | 1862.7215 | 2139.174 | 2599.9986 | 12.57 | 566.6502 | 764.1323 | 997.5114 | 1445.7016 | 160.7097 | 160.7097 | 160.7097 | 2188.1283 | 2760.7083 | 1606.4113
2016-04-10 | 8.85 | 1024.7275 | 1318.0026 | 1566.5691 | 309.0757 | 202.9014 | 409.3119 | 2015.6218 | 5.07 | 1483.7398 | 1871.8547 | 2141.6127 | 2596.8734 | 12.69 | 558.4293 | 755.3592 | 982.3979 | 1425.1439 | 167.1187 | 167.1187 | 167.1187 | 2182.7405 | 2763.9921 | 1592.2626
2016-04-11 | 8.94 | 960.6907 | 1358.1102 | 1642.2283 | 430.3846 | 260.5636 | 596.8594 | 2225.5742 | 5.17 | 1394.6706 | 1920.7492 | 2229.2012 | 2819.4789 | 12.84 | 511.7459 | 776.0699 | 1035.015 | 1611.19 | 156.4413 | 156.4413 | 156.4413 | 2382.0155 | 2975.9201 | 1767.6313
2016-04-12 | 9.05 | 948.4299 | 1342.2134 | 1625.6361 | 429.6445 | 260.0577 | 596.2311 | 2208.0234 | 5.26 | 1384.6882 | 1907.8089 | 2215.6905 | 2805.0454 | 12.98 | 496.0566 | 755.7253 | 1013.7856 | 1588.9478 | 163.4036 | 163.4036 | 163.4036 | 2371.427 | 2968.449 | 1752.3514
2016-04-13 | 9.18 | 933.3432 | 1322.6355 | 1605.2153 | 428.9044 | 259.5518 | 595.6027 | 2186.6072 | 5.36 | 1373.0307 | 1892.6794 | 2199.9076 | 2788.3213 | 13.13 | 478.6927 | 733.1923 | 990.2848 | 1564.4159 | 170.6638 | 170.6638 | 170.6638 | 2357.271 | 2958.9851 | 1735.0796
2016-04-14 | 9.35 | 913.1061 | 1296.4039 | 1577.8543 | 428.1644 | 259.0459 | 594.9743 | 2158.1774 | 5.5 | 1356.2222 | 1870.8957 | 2177.184 | 2764.5832 | 13.27 | 461.9333 | 711.4668 | 967.6278 | 1540.7461 | 178.3544 | 178.3544 | 178.3544 | 2336.5318 | 2942.9375 | 1719.1005
2016-04-15 | 9.52 | 914.9473 | 1263.6232 | 1534.7794 | 401.2725 | 249.4887 | 548.7969 | 2085.1147 | 5.63 | 1373.3995 | 1845.3747 | 2140.7271 | 2698.0631 | 13.4 | 457.6736 | 683.3672 | 930.3895 | 1473.742 | 189.5941 | 189.5941 | 189.5941 | 2274.7088 | 2887.6572 | 1663.3361
2016-04-16 | 9.71 | 908.9172 | 1177.4514 | 1428.7491 | 310.0788 | 204.0886 | 411.6782 | 1878.7608 | 5.76 | 1382.8082 | 1749.7296 | 2023.7473 | 2480.337 | 13.54 | 449.423 | 622.5588 | 851.8268 | 1295.4603 | 211.1042 | 211.1042 | 211.1042 | 2089.865 | 2691.4412 | 1506.5645
2016-04-17 | 9.89 | 898.1238 | 1165.2648 | 1407.0843 | 306.1466 | 200.576 | 406.4314 | 1851.404 | 5.9 | 1382.4509 | 1749.6765 | 2013.8075 | 2464.6744 | 13.65 | 441.7152 | 614.541 | 835.3351 | 1273.4851 | 218.9321 | 218.9321 | 218.9321 | 2070.3362 | 2683.6065 | 1492.4172
2016-04-18 | 10.03 | 835.4654 | 1195.7855 | 1472.0477 | 425.204 | 257.0224 | 592.4607 | 2048.0964 | 6.05 | 1293.4434 | 1789.5565 | 2091.4513 | 2674.8111 | 13.76 | 406.2547 | 639.3117 | 891.5513 | 1460.7482 | 209.3864 | 209.3864 | 209.3864 | 2257.4828 | 2884.1975 | 1670.1346
2016-04-19 | 10.14 | 822.533 | 1179.0323 | 1454.5708 | 424.464 | 256.5165 | 591.8324 | 2029.6613 | 6.19 | 1277.034 | 1768.2981 | 2069.2718 | 2651.6173 | 13.87 | 393.3459 | 622.5864 | 874.1063 | 1442.346 | 216.4169 | 216.4169 | 216.4169 | 2246.0782 | 2868.0342 | 1658.7629
2016-04-20 | 10.25 | 810.0355 | 1162.8237 | 1437.6719 | 423.7239 | 256.0106 | 591.204 | 2011.8043 | 6.33 | 1261.0599 | 1747.5847 | 2047.6707 | 2629.002 | 13.96 | 383.1731 | 609.3891 | 860.3516 | 1427.6707 | 223.5128 | 223.5128 | 223.5128 | 2235.3171 | 2852.5148 | 1651.1836
2016-04-21 | 10.37 | 796.1484 | 1144.8409 | 1418.916 | 422.9838 | 255.5048 | 590.5756 | 1992.072 | 6.46 | 1245.9976 | 1728.0809 | 2027.3253 | 2607.6608 | 14.05 | 372.7609 | 595.9092 | 846.2956 | 1412.6943 | 230.6433 | 230.6433 | 230.6433 | 2222.7152 | 2838.3041 | 1643.3376
2016-04-22 | 10.51 | 798.7023 | 1116.264 | 1381.3513 | 396.915 | 246.6057 | 544.9996 | 1925.4388 | 6.6 | 1259.3347 | 1700.7998 | 1990.178 | 2541.2957 | 14.14 | 371.0563 | 573.5875 | 816.1234 | 1353.6842 | 241.4975 | 241.4975 | 241.4975 | 2166.9364 | 2782.7933 | 1595.1818
2016-04-23 | 10.67 | 794.5852 | 1039.547 | 1285.4073 | 307.2315 | 202.1259 | 408.9072 | 1730.8761 | 6.73 | 1267.095 | 1610.1715 | 1878.6641 | 2330.6883 | 14.22 | 368.8466 | 525.4057 | 750.874 | 1190.4362 | 262.0992 | 262.0992 | 262.0992 | 1992.9753 | 2592.7875 | 1452.5354
2016-04-24 | 10.79 | 788.0241 | 1032.5902 | 1269.3522 | 303.2175 | 198.2506 | 403.551 | 1709.1715 | 6.85 | 1266.0983 | 1609.4709 | 1868.235 | 2314.5136 | 14.3 | 362.1255 | 518.6685 | 735.8298 | 1169.8947 | 269.4916 | 269.4916 | 269.4916 | 1978.663 | 2584.0051 | 1439.3862
2016-04-25 | 10.9 | 735.603 | 1066.4341 | 1337.1714 | 420.0235 | 253.4812 | 588.062 | 1906.3304 | 6.99 | 1185.3527 | 1649.5562 | 1945.446 | 2521.7807 | 14.4 | 333.0138 | 544.4579 | 792.68 | 1355.4158 | 259.9099 | 259.9099 | 259.9099 | 2166.2403 | 2781.6906 | 1615.3257
2016-04-26 | 10.95 | 729.679 | 1058.7597 | 1329.1737 | 419.2834 | 252.9753 | 587.4337 | 1897.4851 | 7.12 | 1170.2017 | 1629.9215 | 1924.9694 | 2500.3087 | 14.49 | 322.5118 | 530.8452 | 778.4906 | 1340.3061 | 266.3115 | 266.3115 | 266.3115 | 2163.7966 | 2766.6201 | 1606.6176
2016-04-27 | 10.99 | 725.0385 | 1052.7417 | 1322.9023 | 418.5433 | 252.4695 | 586.8053 | 1890.3843 | 7.26 | 1154.0351 | 1608.962 | 1903.1092 | 2477.4348 | 14.59 | 310.9936 | 515.9072 | 762.917 | 1323.7941 | 272.4686 | 272.4686 | 272.4686 | 2162.8529 | 2749.9034 | 1596.2627
2016-04-28 | 11.06 | 716.8057 | 1042.0648 | 1311.7692 | 417.8033 | 251.9636 | 586.1769 | 1878.367 | 7.41 | 1136.5775 | 1586.3274 | 1879.5001 | 2452.7937 | 14.68 | 300.4841 | 502.2757 | 748.7047 | 1308.6616 | 279.1146 | 279.1146 | 279.1146 | 2157.4815 | 2731.9082 | 1587.7761
2016-04-29 | 11.14 | 724.6213 | 1022.2982 | 1283.5392 | 392.5574 | 243.7227 | 541.2022 | 1822.0291 | 7.56 | 1146.2109 | 1557.3065 | 1840.7613 | 2385.682 | 14.78 | 295.966 | 478.3233 | 716.9782 | 1248.9294 | 289.0656 | 289.0656 | 289.0656 | 2111.0946 | 2674.7476 | 1537.995
2016-04-30 | 11.24 | 732.2013 | 984.4809 | 1234.2282 | 286.0474 | 190.3019 | 382.7024 | 1655.5205 | 7.71 | 1159.4378 | 1508.1047 | 1778.6395 | 2205.6069 | 14.87 | 292.8618 | 446.0235 | 674.3944 | 1089.8509 | 307.5055 | 307.5055 | 307.5055 | 1963.026 | 2513.1125 | 1397.3564
2016-05-01 | 11.36 | 718.1785 | 967.3142 | 1216.8525 | 284.4976 | 187.4818 | 380.4644 | 1636.4862 | 7.85 | 1142.9699 | 1487.9436 | 1758.2467 | 2183.5225 | 14.94 | 284.9154 | 436.3019 | 664.6613 | 1078.5404 | 314.5822 | 314.5822 | 314.5822 | 1951.0684 | 2498.1047 | 1393.1225
2016-05-02 | 11.47 | 703.8143 | 949.7115 | 1198.5568 | 390.9745 | 237.1171 | 553.1729 | 1725.0622 | 7.99 | 1124.9508 | 1465.8636 | 1735.2924 | 2267.4 | 15.02 | 274.2066 | 423.1771 | 651.0248 | 1171.8152 | 313.3671 | 313.3671 | 313.3671 | 2038.4293 | 2580.7672 | 1485.1824
2016-05-03 | 11.55 | 664.0024 | 964.6263 | 1230.8363 | 404.2301 | 242.2808 | 570.5095 | 1778.9403 | 8.13 | 1059.8206 | 1475.1053 | 1763.1786 | 2317.2167 | 15.09 | 254.2958 | 436.2357 | 679.8153 | 1221.777 | 314.8257 | 314.8257 | 314.8257 | 2093.766 | 2632.0424 | 1536.6027
2016-05-04 | 11.65 | 652.8308 | 950.2161 | 1215.8197 | 403.512 | 241.7777 | 569.9065 | 1763.0165 | 8.26 | 1045.1543 | 1456.1907 | 1743.4621 | 2296.5401 | 15.14 | 248.9342 | 429.3159 | 672.6125 | 1213.7546 | 321.6627 | 321.6627 | 321.6627 | 2084.6791 | 2618.2028 | 1535.4173
2016-05-05 | 11.76 | 640.7775 | 934.6888 | 1199.6376 | 402.7939 | 241.2746 | 569.3035 | 1745.9099 | 8.4 | 1029.6068 | 1436.1595 | 1722.5808 | 2274.6814 | 15.18 | 245.0048 | 424.2633 | 667.3561 | 1207.696 | 328.4808 | 328.4808 | 328.4808 | 2074.3906 | 2603.1622 | 1536.1768
2016-05-06 | 11.87 | 627.2167 | 917.2052 | 1181.421 | 379.094 | 234.245 | 525.7305 | 1701.1183 | 8.53 | 1013.7093 | 1415.6649 | 1701.2218 | 2226.5854 | 15.23 | 238.4097 | 415.7607 | 658.5077 | 1172.5047 | 337.5421 | 337.5421 | 337.5421 | 2038.6604 | 2564.1275 | 1510.0468
2016-05-07 | 12 | 640.3906 | 872.0962 | 1117.9094 | 283.4501 | 188.7283 | 380.1371 | 1535.2871 | 8.65 | 1045.6785 | 1368.8343 | 1634.4441 | 2057.2026 | 15.27 | 244.7812 | 387.2204 | 613.7097 | 1025.8354 | 355.8198 | 355.8198 | 355.8198 | 1891.107 | 2413.0224 | 1381.6552
2016-05-08 | 12.13 | 624.8753 | 853.0865 | 1098.167 | 281.7854 | 185.4938 | 377.7618 | 1513.7555 | 8.77 | 1031.3496 | 1351.2809 | 1616.2135 | 2037.198 | 15.3 | 241.3861 | 383.0638 | 609.4148 | 1019.9124 | 362.9789 | 362.9789 | 362.9789 | 1876.7344 | 2400.1769 | 1382.8914
2016-05-09 | 12.23 | 582.483 | 867.9755 | 1132.7283 | 409.6624 | 246.3989 | 579.2646 | 1688.868 | 8.89 | 966.3602 | 1365.7268 | 1652.3003 | 2214.5581 | 15.34 | 225.0405 | 404.5005 | 648.9351 | 1199.378 | 354.986 | 354.986 | 354.986 | 2043.854 | 2569.5441 | 1554.364
2016-05-10 | 12.32 | 571.7121 | 854.0229 | 1118.1727 | 408.9223 | 245.893 | 578.6362 | 1673.392 | 9.02 | 950.9702 | 1345.7874 | 1631.4931 | 2192.7564 | 15.36 | 222.335 | 401.0035 | 645.2958 | 1194.9472 | 361.5685 | 361.5685 | 361.5685 | 2034.9605 | 2554.3249 | 1556.5157
2016-05-11 | 12.42 | 559.9406 | 838.757 | 1102.2449 | 408.1823 | 245.3871 | 578.0079 | 1656.5255 | 9.14 | 936.8785 | 1327.5155 | 1612.4252 | 2172.7124 | 15.39 | 218.628 | 396.1922 | 640.2829 | 1189.1246 | 368.2581 | 368.2581 | 368.2581 | 2024.7836 | 2540.9705 | 1557.3827
2016-05-12 | 12.51 | 549.7473 | 825.5379 | 1088.4524 | 407.4422 | 244.8812 | 577.3795 | 1641.8127 | 9.27 | 922.067 | 1308.3107 | 1592.3823 | 2151.675 | 15.41 | 216.4983 | 393.4265 | 637.4041 | 1185.4544 | 374.7817 | 374.7817 | 374.7817 | 2016.5944 | 2526.4568 | 1560.2361
2016-05-13 | 12.59 | 553.6563 | 805.4979 | 1060.2724 | 383.8424 | 237.9567 | 533.6076 | 1587.2325 | 9.41 | 927.8396 | 1280.3785 | 1555.2032 | 2087.865 | 15.42 | 220.6568 | 382.884 | 619.8151 | 1141.7011 | 384.3773 | 384.3773 | 384.3773 | 1971.6098 | 2472.2423 | 1526.0784
2016-05-14 | 12.68 | 552.7613 | 747.718 | 984.5231 | 298.6894 | 196.2379 | 400.5943 | 1417.8241 | 9.55 | 927.6802 | 1200.5242 | 1455.5978 | 1894.0925 | 15.44 | 222.1619 | 348.4385 | 569.1345 | 997.8557 | 402.7107 | 402.7107 | 402.7107 | 1820.5348 | 2296.8032 | 1400.5664
2016-05-15 | 12.77 | 547.5887 | 742.6447 | 970.7544 | 295.4891 | 191.9773 | 396.3415 | 1399.3242 | 9.69 | 920.8624 | 1193.1018 | 1438.696 | 1872.3017 | 15.45 | 222.7921 | 350.6885 | 563.5844 | 987.7723 | 409.4162 | 409.4162 | 409.4162 | 1808.7403 | 2281.7178 | 1397.1885
2016-05-16 | 12.86 | 509.7309 | 773.6414 | 1034.3132 | 408.0917 | 244.9938 | 579.2966 | 1587.6206 | 9.83 | 857.8387 | 1225.029 | 1505.4736 | 2064.326 | 15.45 | 212.1734 | 387.8019 | 631.5722 | 1180.1398 | 400.1874 | 400.1874 | 400.1874 | 1987.808 | 2464.5134 | 1580.3272
2016-05-17 | 12.95 | 499.5453 | 760.4292 | 1020.5335 | 409.1566 | 245.5559 | 580.8835 | 1574.7258 | 9.97 | 841.8891 | 1204.3449 | 1483.8926 | 2043.5376 | 15.46 | 211.1954 | 386.5271 | 630.2546 | 1179.854 | 406.351 | 406.351 | 406.351 | 1981.0768 | 2449.8886 | 1586.205
2016-05-18 | 13.06 | 486.9111 | 744.0514 | 1003.4496 | 410.2214 | 246.1181 | 582.4705 | 1558.49 | 10.11 | 825.789 | 1183.4752 | 1462.1178 | 2022.5555 | 15.46 | 211.2138 | 386.5541 | 630.2957 | 1180.9453 | 412.772 | 412.772 | 412.772 | 1971.262 | 2435.3274 | 1593.7173
2016-05-19 | 13.18 | 472.7974 | 725.7453 | 984.3467 | 411.2863 | 246.6802 | 584.0574 | 1540.2171 | 10.24 | 810.5071 | 1163.6566 | 1441.4341 | 2002.6827 | 15.46 | 210.9001 | 386.1406 | 629.8707 | 1181.5704 | 419.35 | 419.35 | 419.35 | 1959.5671 | 2422.0327 | 1600.9204
2016-05-20 | 13.31 | 469.1409 | 698.2253 | 948.5423 | 388.9552 | 240.6809 | 541.5407 | 1479.2205 | 10.38 | 813.7684 | 1135.6112 | 1404.38 | 1940.3067 | 15.46 | 216.2572 | 377.2766 | 614.0539 | 1140.8808 | 429.1099 | 429.1099 | 429.1099 | 1908.3304 | 2369.4166 | 1569.9907
2016-05-21 | 13.43 | 463.0697 | 639.3787 | 871.8693 | 303.1311 | 198.8201 | 407.6791 | 1308.2749 | 10.5 | 813.8909 | 1063.0926 | 1312.6621 | 1753.9251 | 15.47 | 218.812 | 344.3696 | 564.9693 | 997.9929 | 447.3418 | 447.3418 | 447.3418 | 1755.6167 | 2201.2669 | 1445.3346
2016-05-22 | 13.54 | 454.839 | 630.7107 | 854.5031 | 299.9719 | 194.5717 | 403.4853 | 1286.2061 | 10.61 | 809.7909 | 1059.0692 | 1299.4723 | 1735.9617 | 15.48 | 219.8197 | 347.0877 | 559.8818 | 988.4157 | 453.9922 | 453.9922 | 453.9922 | 1740.1984 | 2189.9539 | 1442.408
2016-05-23 | 13.63 | 422.0016 | 659.8714 | 915.6495 | 415.5457 | 248.9289 | 590.4052 | 1474.8955 | 10.73 | 755.0401 | 1091.7342 | 1366.4151 | 1930.9632 | 15.5 | 207.2493 | 381.3943 | 624.9834 | 1180.8104 | 444.4032 | 444.4032 | 444.4032 | 1919.2987 | 2375.3664 | 1625.2136
2016-05-24 | 13.68 | 416.067 | 652.1829 | 907.6385 | 416.6105 | 249.4911 | 591.9921 | 1467.8428 | 10.81 | 745.6413 | 1079.5557 | 1353.7155 | 1919.1663 | 15.53 | 203.6237 | 376.6987 | 620.0976 | 1176.9199 | 449.8966 | 449.8966 | 449.8966 | 1917.7394 | 2369.0629 | 1626.8165
2016-05-25 | 13.71 | 411.7443 | 646.5687 | 901.79 | 417.6754 | 250.0532 | 593.5791 | 1462.989 | 10.89 | 735.5582 | 1066.4739 | 1340.0705 | 1906.4241 | 15.55 | 200.4615 | 372.5879 | 615.8197 | 1173.6556 | 455.1106 | 455.1106 | 455.1106 | 1918.0997 | 2361.5347 | 1628.7662
2016-05-26 | 13.74 | 408.2973 | 642.082 | 897.1184 | 418.7402 | 250.6158 | 595.166 | 1459.3124 | 10.98 | 725.2034 | 1053.0315 | 1326.0493 | 1893.2874 | 15.58 | 197.0266 | 368.1156 | 611.1645 | 1169.9957 | 460.2339 | 460.2339 | 460.2339 | 1919.5463 | 2353.5213 | 1630.2296
2016-05-27 | 13.79 | 412.7207 | 626.6069 | 873.9937 | 395.6464 | 244.3427 | 551.4289 | 1410.4002 | 11.04 | 736.0464 | 1036.9708 | 1301.6551 | 1842.9831 | 15.61 | 198.7379 | 355.0206 | 590.9596 | 1124.109 | 468.7327 | 468.7327 | 468.7327 | 1879.133 | 2311.7158 | 1592.8418
2016-05-28 | 13.85 | 412.9097 | 578.8107 | 808.9239 | 307.5729 | 201.4067 | 414.7639 | 1249.0239 | 11.1 | 742.0461 | 976.3447 | 1222.4666 | 1667.1235 | 15.64 | 198.6718 | 320.0521 | 539.7451 | 976.8791 | 485.8972 | 485.8972 | 485.8972 | 1734.9212 | 2153.0207 | 1462.7764
2016-05-29 | 13.92 | 394.4627 | 551.6098 | 781.3114 | 306.726 | 198.2032 | 413.7481 | 1219.1379 | 11.17 | 715.2741 | 938.4218 | 1183.9001 | 1626.2187 | 15.67 | 190.3101 | 305.4567 | 525.1186 | 960.0866 | 492.82 | 492.82 | 492.82 | 1711.958 | 2119.0387 | 1452.9066
2016-05-30 | 13.99 | 386.1752 | 541.6387 | 770.9496 | 410.8392 | 247.2929 | 584.8165 | 1324.8683 | 11.23 | 708.1346 | 929.8364 | 1174.9784 | 1733.945 | 15.7 | 186.7003 | 301.1249 | 520.6274 | 1071.4185 | 489.1832 | 489.1832 | 489.1832 | 1814.0515 | 2223.1282 | 1560.6018
2016-05-31 | 14.08 | 375.5139 | 564.4012 | 810.6429 | 419.2087 | 248.5878 | 598.245 | 1372.4077 | 11.3 | 699.5708 | 969.6662 | 1233.0627 | 1799.8919 | 15.74 | 182.0123 | 322.4085 | 558.4066 | 1117.1473 | 490.0302 | 490.0302 | 490.0302 | 1862.4379 | 2289.9221 | 1607.1775
2016-06-01 | 14.15 | 367.5535 | 554.4299 | 800.2638 | 420.273 | 249.1528 | 599.8313 | 1362.9978 | 11.36 | 692.7574 | 961.1311 | 1224.1784 | 1791.9966 | 15.77 | 178.7254 | 318.2809 | 554.1198 | 1113.9017 | 495.2652 | 495.2652 | 495.2652 | 1858.263 | 2287.2619 | 1609.167
2016-06-02 | 14.21 | 360.771 | 545.9409 | 791.427 | 421.3373 | 249.7178 | 601.4177 | 1355.1484 | 11.44 | 683.6251 | 949.7052 | 1212.2783 | 1781.049 | 15.79 | 176.616 | 315.635 | 551.3746 | 1112.2159 | 500.27 | 500.27 | 500.27 | 1855.4184 | 2281.3191 | 1612.486
2016-06-03 | 14.25 | 355.0809 | 538.8158 | 784.0063 | 398.3633 | 244.0468 | 557.3428 | 1322.1853 | 11.52 | 673.2545 | 936.7284 | 1198.7563 | 1741.8125 | 15.82 | 172.1019 | 309.9797 | 545.4871 | 1080.8612 | 507.2099 | 507.2099 | 507.2099 | 1829.3952 | 2249.0224 | 1588.0712
2016-06-04 | 14.31 | 349.1831 | 496.9924 | 724.5368 | 312.7892 | 204.3741 | 422.9115 | 1169.2849 | 11.6 | 665.2189 | 878.0549 | 1121.1287 | 1570.3763 | 15.85 | 169.5907 | 280.4477 | 499.1673 | 941.3585 | 523.1713 | 523.1713 | 523.1713 | 1692.4563 | 2093.5477 | 1464.5298
2016-06-05 | 14.34 | 358.8617 | 514.8034 | 734.1589 | 308.9374 | 199.7702 | 417.7727 | 1173.6999 | 11.7 | 678.4244 | 900.4739 | 1134.756 | 1578.6179 | 15.87 | 173.6607 | 291.2899 | 501.9946 | 939.0316 | 527.1212 | 527.1212 | 527.1212 | 1700.8211 | 2105.739 | 1466.1527
2016-06-06 | 14.35 | 338.4831 | 551.4411 | 802.6492 | 430.4536 | 256.8369 | 612.6224 | 1375.7503 | 11.8 | 631.0915 | 930.9029 | 1198.6944 | 1776.4692 | 15.9 | 160.6232 | 320.7878 | 561.9159 | 1132.176 | 515.6226 | 515.6226 | 515.6226 | 1891.3729 | 2292.0918 | 1647.7986
2016-06-07 | 14.38 | 335.9115 | 548.1038 | 799.1908 | 431.5184 | 257.4024 | 614.2093 | 1373.334 | 11.9 | 620.4711 | 917.1297 | 1184.3421 | 1763.0321 | 15.92 | 159.2092 | 318.9507 | 560.0242 | 1131.3441 | 519.8788 | 519.8788 | 519.8788 | 1893.2128 | 2282.9109 | 1651.2228
2016-06-08 | 14.42 | 331.416 | 542.2633 | 793.1185 | 432.5833 | 257.968 | 615.7963 | 1368.2856 | 12.02 | 606.7804 | 899.3663 | 1165.8242 | 1745.3927 | 15.94 | 157.0185 | 316.098 | 557.0715 | 1129.451 | 524.3378 | 524.3378 | 524.3378 | 1892.6233 | 2269.7305 | 1653.7888
2016-06-09 | 14.45 | 327.3803 | 537.0275 | 787.6669 | 433.6481 | 258.5335 | 617.3832 | 1363.8761 | 12.13 | 593.5506 | 882.2089 | 1147.9285 | 1728.3937 | 15.96 | 154.1401 | 312.362 | 553.1863 | 1126.6254 | 528.6375 | 528.6375 | 528.6375 | 1892.5136 | 2257.0312 | 1655.2629
2016-06-10 | 14.51 | 328.7681 | 519.9656 | 763.0605 | 409.0288 | 251.6994 | 571.2053 | 1311.9987 | 12.25 | 594.2689 | 856.96 | 1114.2362 | 1667.2359 | 15.96 | 158.4246 | 303.7523 | 537.7486 | 1084.0811 | 536.4848 | 536.4848 | 536.4848 | 1848.4836 | 2203.7208 | 1620.5659
2016-06-11 | 14.59 | 325.2645 | 472.8965 | 698.8892 | 316.4564 | 206.5997 | 428.9335 | 1147.0326 | 12.38 | 589.5574 | 792.1285 | 1030.9527 | 1482.7728 | 15.97 | 160.2309 | 273.557 | 491.5373 | 937.3849 | 552.9359 | 552.9359 | 552.9359 | 1699.9686 | 2035.7088 | 1490.3209
2016-06-12 | 14.66 | 319.9726 | 467.8174 | 685.398 | 313.4202 | 202.3712 | 424.9164 | 1129.0862 | 12.51 | 580.1176 | 781.7867 | 1011.5073 | 1458.7213 | 15.98 | 160.2556 | 275.0549 | 485.1821 | 926.7056 | 558.0588 | 558.0588 | 558.0588 | 1687.145 | 2016.7801 | 1484.7644
2016-06-13 | 14.72 | 296.2258 | 496.6036 | 745.5171 | 437.9075 | 260.7957 | 623.731 | 1325.619 | 12.63 | 535.9533 | 807.499 | 1069.9889 | 1653.9295 | 15.97 | 152.8481 | 310.6613 | 551.455 | 1129.2611 | 546.5454 | 546.5454 | 546.5454 | 1872.1644 | 2200.4749 | 1675.8064
2016-06-14 | 14.79 | 288.6516 | 486.7803 | 735.2804 | 438.9724 | 261.3613 | 625.3179 | 1316.3507 | 12.76 | 521.4835 | 788.7347 | 1050.4192 | 1635.2192 | 15.97 | 153.3108 | 311.2601 | 552.0963 | 1130.9986 | 550.8895 | 550.8895 | 550.8895 | 1867.2402 | 2186.1087 | 1681.8882
2016-06-15 | 14.84 | 282.7535 | 479.1327 | 727.3191 | 440.0372 | 261.9268 | 626.9049 | 1309.3945 | 12.88 | 507.5438 | 770.6595 | 1031.5737 | 1617.2512 | 15.96 | 154.3019 | 312.5459 | 553.4594 | 1133.4764 | 554.9455 | 554.9455 | 554.9455 | 1864.34 | 2172.1967 | 1688.4219
2016-06-16 | 14.88 | 278.5418 | 473.6738 | 721.6397 | 441.1021 | 262.4924 | 628.4918 | 1304.7385 | 13 | 494.1446 | 753.2868 | 1013.4591 | 1600.014 | 15.95 | 155.8317 | 314.5323 | 555.5511 | 1136.6828 | 558.7143 | 558.7143 | 558.7143 | 1863.4528 | 2158.7282 | 1695.3971
2016-06-17 | 14.91 | 282.005 | 460.6314 | 701.3218 | 415.72 | 255.3778 | 581.0935 | 1256.4499 | 13.11 | 493.3806 | 728.9346 | 980.9065 | 1539.2761 | 15.95 | 159.8769 | 305.6118 | 539.784 | 1093.0392 | 565.735 | 565.735 | 565.735 | 1822.1849 | 2105.0111 | 1658.7742
2016-06-18 | 14.93 | 283.9949 | 423.0617 | 647.1209 | 320.8982 | 209.1962 | 436.0183 | 1099.3324 | 13.23 | 487.2151 | 668.5323 | 902.4492 | 1357.4944 | 15.94 | 163.2581 | 277.2233 | 495.4259 | 945.9538 | 581.1414 | 581.1414 | 581.1414 | 1680.4738 | 1938.6358 | 1527.0951
2016-06-19 | 14.96 | 283.2988 | 423.5814 | 639.499 | 317.9029 | 204.9723 | 432.0601 | 1087.3652 | 13.33 | 480.4456 | 661.5243 | 886.6331 | 1337.1778 | 15.93 | 165.9784 | 281.9836 | 492.4314 | 938.7038 | 585.2535 | 585.2535 | 585.2535 | 1672.6187 | 1922.4313 | 1523.9573
2016-06-20 | 15 | 264.8059 | 455.8546 | 703.0948 | 445.3614 | 264.7546 | 634.8396 | 1290.3606 | 13.43 | 444.8157 | 689.3121 | 946.7386 | 1536.8941 | 15.92 | 159.3224 | 319.0515 | 560.3226 | 1145.8951 | 572.6921 | 572.6921 | 572.6921 | 1863.0527 | 2109.5862 | 1718.5872
2016-06-21 | 15.03 | 261.0754 | 451.0131 | 698.059 | 446.4263 | 265.3201 | 636.4265 | 1286.3666 | 13.52 | 434.1959 | 675.5369 | 932.378 | 1523.4657 | 15.91 | 160.184 | 320.1649 | 561.5023 | 1148.1896 | 575.9699 | 575.9699 | 575.9699 | 1862.3364 | 2099.4356 | 1724.1595
2016-06-22 | 15.07 | 256.4139 | 444.9733 | 691.7725 | 447.4911 | 265.8857 | 638.0135 | 1281.1033 | 13.6 | 424.9387 | 663.5379 | 919.8711 | 1511.9093 | 15.91 | 160.1141 | 320.0793 | 561.4304 | 1149.2142 | 579.3454 | 579.3454 | 579.3454 | 1860.4487 | 2091.2547 | 1728.5596
2016-06-23 | 15.11 | 252.0605 | 439.3229 | 685.8838 | 448.556 | 266.4513 | 639.6004 | 1276.2379 | 13.68 | 415.9901 | 651.929 | 907.7625 | 1500.751 | 15.9 | 161.498 | 321.8693 | 563.3075 | 1152.2062 | 582.5803 | 582.5803 | 582.5803 | 1858.8182 | 2083.3313 | 1734.7865
2016-06-24 | 15.13 | 255.3576 | 426.7917 | 666.1427 | 422.4112 | 259.0561 | 590.9818 | 1227.7831 | 13.75 | 417.3468 | 632.4145 | 880.4026 | 1444.5334 | 15.9 | 164.9723 | 312.0602 | 546.5919 | 1106.8427 | 589.0639 | 589.0639 | 589.0639 | 1816.847 | 2033.5973 | 1695.9066
2016-06-25 | 15.14 | 258.9364 | 392.7858 | 615.678 | 325.34 | 211.7927 | 443.1031 | 1072.1732 | 13.82 | 416.6673 | 583.3146 | 813.849 | 1272.549 | 15.9 | 168.1216 | 283.0874 | 501.5795 | 956.8052 | 603.6941 | 603.6941 | 603.6941 | 1675.8672 | 1876.2431 | 1560.4993
2016-06-26 | 15.15 | 260.6705 | 396.2242 | 611.0941 | 322.3857 | 207.5733 | 439.2038 | 1063.3183 | 13.89 | 413.0047 | 580.086 | 802.0495 | 1256.3482 | 15.9 | 169.9954 | 286.7826 | 497.4301 | 948.4195 | 607.0164 | 607.0164 | 607.0164 | 1670.3347 | 1863.3646 | 1555.4359
2016-06-27 | 15.17 | 245.3941 | 430.6265 | 676.8228 | 452.8154 | 268.7135 | 645.9482 | 1271.454 | 13.95 | 385.2179 | 611.9725 | 866.0728 | 1462.9542 | 15.91 | 160.5829 | 320.6298 | 562.0319 | 1155.2981 | 593.5089 | 593.5089 | 593.5089 | 1864.9629 | 2056.4631 | 1748.807
2016-06-28 | 15.18 | 244.4722 | 429.4181 | 675.5666 | 453.8802 | 269.279 | 647.5351 | 1271.2773 | 14 | 379.7038 | 604.8091 | 858.6008 | 1456.4887 | 15.91 | 160.8119 | 320.9135 | 562.3336 | 1156.6974 | 595.9425 | 595.9425 | 595.9425 | 1867.2199 | 2052.4312 | 1752.6399
2016-06-29 | 15.19 | 242.5257 | 426.8992 | 672.9455 | 454.9451 | 269.8446 | 649.1221 | 1269.7358 | 14.06 | 372.0197 | 594.8495 | 848.2136 | 1447.0895 | 15.92 | 158.8703 | 318.4003 | 559.7193 | 1155.1621 | 598.3713 | 598.3713 | 598.3713 | 1868.1071 | 2045.4608 | 1753.5335
2016-06-30 | 15.22 | 240.1601 | 423.8081 | 669.7267 | 456.0099 | 270.4101 | 650.709 | 1267.5596 | 14.11 | 367.3549 | 588.7771 | 841.8825 | 1441.7648 | 15.92 | 159.9472 | 319.7735 | 561.16 | 1157.7005 | 600.739 | 600.739 | 600.739 | 1868.2986 | 2042.5038 | 1758.4395
2016-07-01 | 15.24 | 242.6173 | 410.5374 | 649.2441 | 429.1024 | 262.7345 | 600.87 | 1217.599 | 14.16 | 369.3404 | 571.3999 | 816.8557 | 1387.1638 | 15.92 | 162.8287 | 309.2536 | 543.7109 | 1110.8359 | 606.7886 | 606.7886 | 606.7886 | 1824.3876 | 1993.9524 | 1717.6245
2016-07-02 | 15.27 | 244.4896 | 375.2597 | 597.4742 | 329.7817 | 214.3892 | 450.1879 | 1058.3922 | 14.19 | 373.4902 | 531.0881 | 759.5454 | 1222.2711 | 15.93 | 165.656 | 280.0313 | 498.4308 | 958.2441 | 621.0359 | 621.0359 | 621.0359 | 1679.4282 | 1843.307 | 1579.28
2016-07-03 | 15.29 | 244.4312 | 376.522 | 590.6284 | 326.8684 | 210.1744 | 446.3475 | 1047.3002 | 14.23 | 372.5337 | 531.1411 | 751.2053 | 1209.6259 | 15.93 | 167.0863 | 283.1671 | 493.6764 | 949.2923 | 623.8706 | 623.8706 | 623.8706 | 1671.1709 | 1833.4966 | 1573.1629
2016-07-04 | 15.31 | 229.0436 | 409.339 | 654.6349 | 460.2693 | 272.6723 | 657.0568 | 1256.6956 | 14.27 | 348.1896 | 563.8721 | 815.8957 | 1419.879 | 15.94 | 156.8686 | 315.7276 | 556.948 | 1157.8441 | 609.6061 | 609.6061 | 609.6061 | 1866.3017 | 2029.4851 | 1767.4502
2016-07-05 | 15.33 | 227.0957 | 406.8151 | 652.0031 | 461.3342 | 273.2379 | 658.6437 | 1255.1254 | 14.29 | 346.2348 | 561.34 | 813.2544 | 1418.2998 | 15.94 | 157.216 | 316.1803 | 557.423 | 1159.4173 | 611.4871 | 611.4871 | 611.4871 | 1866.6125 | 2029.7869 | 1770.9044
2016-07-06 | 15.35 | 225.4458 | 404.6704 | 649.7627 | 462.399 | 273.8034 | 660.2307 | 1253.9466 | 14.32 | 343.4325 | 557.7014 | 809.454 | 1415.5432 | 15.94 | 157.8611 | 317.0118 | 558.289 | 1161.3816 | 613.3379 | 613.3379 | 613.3379 | 1867.2845 | 2028.8811 | 1774.7195
2016-07-07 | 15.36 | 223.696 | 402.3907 | 647.3865 | 463.4639 | 274.369 | 661.8176 | 1252.6504 | 14.35 | 339.3851 | 552.4424 | 803.9677 | 1411.1005 | 15.94 | 157.2606 | 316.2225 | 557.4686 | 1161.6593 | 614.9778 | 614.9778 | 614.9778 | 1867.6282 | 2026.0783 | 1776.6371
2016-07-08 | 15.37 | 228.4246 | 392.473 | 630.4275 | 435.7936 | 266.4128 | 610.7582 | 1205.4676 | 14.37 | 345.7134 | 541.3645 | 785.5587 | 1362.4113 | 15.94 | 161.5699 | 307.6049 | 542.0027 | 1116.0097 | 620.1534 | 620.1534 | 620.1534 | 1825.621 | 1982.5647 | 1736.1631
2016-07-09 | 15.37 | 232.0305 | 360.1668 | 581.7748 | 334.2235 | 216.9856 | 457.2727 | 1047.1709 | 14.39 | 349.0392 | 501.5133 | 728.777 | 1195.8169 | 15.94 | 163.9743 | 277.9551 | 496.2736 | 960.7136 | 633.7806 | 633.7806 | 633.7806 | 1680.9515 | 1829.5974 | 1594.4941
2016-07-10 | 15.38 | 233.8234 | 363.686 | 577.2774 | 331.3512 | 212.7754 | 453.4912 | 1038.4825 | 14.4 | 352.2099 | 506.5818 | 725.6722 | 1188.4976 | 15.94 | 166.1739 | 282.0313 | 492.4804 | 952.7596 | 635.66 | 635.66 | 635.66 | 1674.1425 | 1824.1576 | 1588.4196
2016-07-11 | 15.38 | 220.8606 | 398.6885 | 643.5152 | 467.7233 | 276.6312 | 668.1654 | 1253.136 | 14.43 | 329.652 | 539.7965 | 790.7596 | 1402.1406 | 15.93 | 157.8762 | 316.9944 | 558.2684 | 1166.8703 | 620.3304 | 620.3304 | 620.3304 | 1873.4664 | 2022.4709 | 1787.2006
2016-07-12 | 15.4 | 219.6434 | 397.091 | 641.8477 | 468.7881 | 277.1967 | 669.7523 | 1252.5301 | 14.45 | 328.4285 | 538.1916 | 789.0834 | 1401.5264 | 15.93 | 158.9527 | 318.3718 | 559.7057 | 1169.4058 | 621.5871 | 621.5871 | 621.5871 | 1874.1171 | 2023.1135 | 1790.9929
2016-07-13 | 15.4 | 218.5672 | 395.6821 | 640.3745 | 469.853 | 277.7623 | 671.3393 | 1252.1553 | 14.48 | 323.9109 | 532.3197 | 782.9522 | 1396.4386 | 15.92 | 159.0251 | 318.4522 | 559.7871 | 1170.6039 | 622.6059 | 622.6059 | 622.6059 | 1874.7613 | 2019.0446 | 1793.2099
2016-07-14 | 15.41 | 217.4871 | 394.2881 | 638.9165 | 470.9178 | 278.3278 | 672.9262 | 1251.7773 | 14.51 | 320.5347 | 527.9482 | 778.3864 | 1392.9162 | 15.92 | 159.0934 | 318.5474 | 559.8836 | 1171.7986 | 623.5151 | 623.5151 | 623.5151 | 1875.2924 | 2016.4313 | 1795.3136
2016-07-15 | 15.42 | 221.6311 | 383.7807 | 621.3638 | 442.4848 | 270.0912 | 620.6464 | 1203.233 | 14.53 | 325.976 | 516.2449 | 759.3484 | 1342.8343 | 15.91 | 164.1828 | 310.851 | 545.3948 | 1126.3739 | 628.1356 | 628.1356 | 628.1356 | 1831.3686 | 1970.9698 | 1754.5094
2016-07-16 | 15.43 | 224.9903 | 351.6233 | 572.8706 | 338.6653 | 219.5821 | 464.3575 | 1042.811 | 14.56 | 328.8235 | 477.0569 | 703.293 | 1174.6959 | 15.91 | 167.7031 | 282.4185 | 500.9134 | 970.0469 | 641.2665 | 641.2665 | 641.2665 | 1684.0775 | 1815.9624 | 1611.3134
2016-07-17 | 15.44 | 226.582 | 354.9007 | 568.1216 | 335.8339 | 215.3765 | 460.6349 | 1033.9088 | 14.59 | 329.2228 | 478.7941 | 696.7532 | 1163.9487 | 15.9 | 171.0353 | 287.8525 | 498.5092 | 963.5342 | 642.5025 | 642.5025 | 642.5025 | 1676.4112 | 1806.4512 | 1606.0366
2016-07-18 | 15.44 | 214.0335 | 389.7922 | 634.2258 | 475.1772 | 280.59 | 679.274 | 1251.4248 | 14.61 | 309.0444 | 513.0306 | 762.7946 | 1381.5348 | 15.9 | 161.3768 | 321.4915 | 562.9708 | 1179.3157 | 626.2922 | 626.2922 | 626.2922 | 1877.717 | 2007.827 | 1805.6079
2016-07-19 | 15.45 | 212.8406 | 388.2372 | 632.6031 | 476.2421 | 281.1556 | 680.8609 | 1250.882 | 14.64 | 305.5567 | 508.4996 | 758.0664 | 1377.8498 | 15.89 | 162.4762 | 322.9094 | 564.4501 | 1181.9118 | 626.7741 | 626.7741 | 626.7741 | 1877.656 | 2004.6238 | 1808.6859
2016-07-20 | 15.46 | 211.5827 | 386.6094 | 630.9074 | 477.3069 | 281.7211 | 682.4479 | 1250.2662 | 14.66 | 303.149 | 505.3808 | 754.8144 | 1375.6597 | 15.89 | 162.3659 | 322.7697 | 564.3074 | 1182.8673 | 627.1515 | 627.1515 | 627.1515 | 1877.4177 | 2002.8112 | 1810.0188
2016-07-21 | 15.48 | 210.1323 | 384.7254 | 628.9413 | 478.3718 | 282.2867 | 684.0348 | 1249.3615 | 14.68 | 301.6932 | 503.4905 | 752.841 | 1374.748 | 15.89 | 163.2073 | 323.8582 | 565.4427 | 1185.1009 | 627.5512 | 627.5512 | 627.5512 | 1876.9127 | 2002.2992 | 1812.6521
2016-07-22 | 15.48 | 214.2213 | 374.3555 | 611.5506 | 449.176 | 273.7695 | 630.5346 | 1200.2303 | 14.7 | 305.6326 | 490.4046 | 732.4304 | 1322.5301 | 15.88 | 167.3436 | 314.8432 | 549.561 | 1137.5125 | 631.4469 | 631.4469 | 631.4469 | 1831.6772 | 1953.977 | 1768.9594
2016-07-23 | 15.49 | 216.9921 | 341.9369 | 562.8021 | 343.107 | 222.1786 | 471.4423 | 1037.2864 | 14.71 | 310.0463 | 454.3522 | 679.683 | 1155.4812 | 15.89 | 169.272 | 284.288 | 502.8632 | 976.6738 | 644.0022 | 644.0022 | 644.0022 | 1681.2887 | 1799.4834 | 1620.676
2016-07-24 | 15.5 | 218.3902 | 345.0037 | 554.6051 | 340.3167 | 217.9775 | 467.7787 | 1024.974 | 14.72 | 312.5402 | 458.6511 | 672.4195 | 1144.0834 | 15.89 | 171.3152 | 288.1799 | 495.6979 | 965.4193 | 644.9509 | 644.9509 | 644.9509 | 1669.9249 | 1789.0343 | 1610.3702
2016-07-25 | 15.51 | 206.5296 | 380.0362 | 620.8226 | 482.6312 | 284.5489 | 690.3826 | 1245.5807 | 14.73 | 295.7809 | 495.8078 | 741.4221 | 1367.6317 | 15.89 | 163.0482 | 323.6347 | 562.069 | 1186.1199 | 627.8425 | 627.8425 | 627.8425 | 1873.4232 | 1995.4743 | 1813.9625
2016-07-26 | 15.51 | 206.0482 | 379.3948 | 620.1512 | 483.696 | 285.1144 | 691.9695 | 1246.0077 | 14.74 | 294.1502 | 493.6762 | 739.1975 | 1366.4873 | 15.89 | 162.5693 | 322.9962 | 561.4011 | 1186.5501 | 627.6996 | 627.6996 | 627.6996 | 1873.7073 | 1994.187 | 1814.2498
2016-07-27 | 15.51 | 205.8246 | 379.1006 | 619.8427 | 484.7609 | 285.68 | 693.5565 | 1246.7976 | 14.76 | 291.6333 | 490.4077 | 735.79 | 1364.1415 | 15.9 | 161.2041 | 321.2209 | 559.5501 | 1185.7788 | 627.3088 | 627.3088 | 627.3088 | 1874.1064 | 1991.4502 | 1813.0875
2016-07-28 | 15.52 | 205.3604 | 378.4906 | 619.2021 | 485.8257 | 286.2455 | 695.1434 | 1247.2368 | 14.76 | 292.3082 | 491.2759 | 736.6884 | 1366.1387 | 15.9 | 161.8866 | 322.098 | 560.459 | 1187.7858 | 626.8349 | 626.8349 | 626.8349 | 1874.0717 | 1992.9737 | 1814.6208
2016-07-29 | 15.52 | 209.8505 | 368.7784 | 602.5105 | 455.8672 | 277.4479 | 640.4228 | 1198.0365 | 14.77 | 297.7106 | 480.3226 | 718.5252 | 1315.4196 | 15.9 | 165.3348 | 312.2627 | 543.7296 | 1138.5624 | 630.186 | 630.186 | 630.186 | 1828.2225 | 1945.6056 | 1768.7483
2016-07-30 | 15.53 | 213.1895 | 337.3135 | 554.7624 | 347.5488 | 224.7751 | 478.5271 | 1033.8238 | 14.78 | 302.6286 | 445.3643 | 666.9328 | 1147.2602 | 15.9 | 169.0662 | 284.0084 | 499.425 | 977.8618 | 642.289 | 642.289 | 642.289 | 1676.1128 | 1789.5492 | 1620.1508
2016-07-31 | 15.53 | 215.5108 | 341.4694 | 550.9112 | 344.7994 | 220.5786 | 474.9224 | 1025.9111 | 14.79 | 304.7965 | 449.248 | 662.6362 | 1138.8673 | 15.91 | 169.6614 | 286.1236 | 493.5389 | 967.9065 | 642.1287 | 642.1287 | 642.1287 | 1668.0398 | 1780.996 | 1610.0353
2016-08-01 | 15.53 | 204.0724 | 376.8089 | 617.1775 | 490.0851 | 288.5077 | 701.4912 | 1249.587 | 14.79 | 288.7125 | 486.603 | 731.5351 | 1365.3248 | 15.91 | 160.6085 | 320.4282 | 558.4533 | 1190.1541 | 624.1238 | 624.1238 | 624.1238 | 1873.7109 | 1989.4487 | 1814.2779
2016-08-02 | 15.53 | 203.7074 | 376.3326 | 616.6825 | 491.15 | 289.0733 | 703.0781 | 1250.1904 | 14.8 | 287.1989 | 484.6373 | 729.4881 | 1364.3579 | 15.91 | 160.246 | 319.9548 | 557.9618 | 1190.7608 | 623.1973 | 623.1973 | 623.1973 | 1873.3878 | 1987.5553 | 1813.9581
2016-08-03 | 15.54 | 203.2381 | 375.7421 | 616.0685 | 492.2148 | 289.6388 | 704.6651 | 1250.6562 | 14.8 | 287.8684 | 485.5246 | 730.4126 | 1366.3813 | 15.91 | 160.9229 | 320.8509 | 558.8965 | 1192.7937 | 622.1715 | 622.1715 | 622.1715 | 1872.8277 | 1988.5527 | 1814.9651
2016-08-04 | 15.54 | 202.5982 | 374.9125 | 615.2017 | 493.2797 | 290.2044 | 706.252 | 1250.8877 | 14.8 | 287.2237 | 484.6892 | 729.5389 | 1366.6064 | 15.91 | 160.2855 | 320.0241 | 558.0331 | 1193.0284 | 621.1636 | 621.1636 | 621.1636 | 1872.0513 | 1987.77 | 1814.192
2016-08-05 | 15.54 | 207.2981 | 365.5357 | 598.8666 | 462.5584 | 281.1262 | 650.311 | 1201.2751 | 14.81 | 292.7807 | 474.065 | 711.7308 | 1315.4742 | 15.91 | 163.9714 | 310.5277 | 541.6614 | 1143.3934 | 623.7764 | 623.7764 | 623.7764 | 1825.0515 | 1939.2506 | 1767.1698
2016-08-06 | 15.54 | 211.1816 | 334.889 | 553.931 | 351.9906 | 227.3716 | 485.6119 | 1037.6198 | 14.81 | 298.2004 | 440.0187 | 663.1675 | 1148.0912 | 15.9 | 168.2682 | 283.0442 | 500.061 | 983.1408 | 635.1765 | 635.1765 | 635.1765 | 1672.7963 | 1783.2677 | 1618.3173
2016-08-07 | 15.54 | 214.0028 | 339.6733 | 550.7181 | 349.2822 | 223.1796 | 482.0661 | 1030.382 | 14.81 | 302.0464 | 445.9554 | 660.9902 | 1141.8712 | 15.9 | 170.5841 | 287.2603 | 496.3374 | 975.4011 | 634.3042 | 634.3042 | 634.3042 | 1664.6862 | 1776.1754 | 1609.7053
2016-08-08 | 15.53 | 203.8618 | 376.5469 | 619.4886 | 497.5391 | 292.4666 | 712.5998 | 1259.5867 | 14.82 | 285.0377 | 481.851 | 729.288 | 1370.7132 | 15.9 | 161.5588 | 321.6701 | 562.2691 | 1201.6756 | 615.2133 | 615.2133 | 615.2133 | 1874.8 | 1985.9266 | 1816.889
2016-08-09 | 15.52 | 204.7771 | 377.74 | 620.7288 | 498.6039 | 293.0321 | 714.1867 | 1261.9439 | 14.81 | 285.9484 | 483.0385 | 730.5217 | 1373.0644 | 15.89 | 162.4766 | 322.8661 | 563.5128 | 1204.0361 | 613.4917 | 613.4917 | 613.4917 | 1875.4356 | 1986.5561 | 1817.5278
2016-08-10 | 15.52 | 205.2814 | 378.3959 | 621.4136 | 499.6688 | 293.5977 | 715.7737 | 1263.7271 | 14.81 | 286.4479 | 483.6889 | 731.2001 | 1374.8415 | 15.89 | 162.9833 | 323.525 | 564.201 | 1205.8224 | 611.7043 | 611.7043 | 611.7043 | 1875.4314 | 1986.5458 | 1817.5267
2016-08-11 | 15.52 | 204.7863 | 377.7482 | 620.7361 | 500.7336 | 294.1632 | 717.3606 | 1264.148 | 14.81 | 285.9482 | 483.0356 | 730.516 | 1375.2562 | 15.89 | 162.4907 | 322.8801 | 563.5269 | 1206.2465 | 609.9119 | 609.9119 | 609.9119 | 1874.0598 | 1985.1681 | 1816.1584
2016-08-12 | 15.52 | 209.846 | 368.7588 | 604.8013 | 469.2496 | 284.8046 | 660.1992 | 1214.1652 | 14.8 | 294.1234 | 475.7616 | 716.1982 | 1326.8816 | 15.88 | 167.7072 | 315.2574 | 549.1028 | 1157.8071 | 612.0032 | 612.0032 | 612.0032 | 1826.1684 | 1938.8848 | 1769.8103
2016-08-13 | 15.52 | 213.6021 | 337.8075 | 557.5729 | 356.4323 | 229.9681 | 492.6967 | 1045.9397 | 14.79 | 300.5857 | 442.8974 | 666.7767 | 1156.381 | 15.88 | 170.706 | 285.9823 | 503.719 | 991.4755 | 622.9854 | 622.9854 | 622.9854 | 1668.9252 | 1779.3665 | 1614.461
2016-08-14 | 15.52 | 216.1911 | 342.3433 | 554.0836 | 353.8551 | 226.0013 | 488.8634 | 1038.5515 | 14.77 | 306.6103 | 451.4958 | 667.3428 | 1153.0638 | 15.88 | 172.79 | 289.95 | 499.7191 | 983.5856 | 621.5747 | 621.5747 | 621.5747 | 1660.1262 | 1774.6385 | 1605.1603
2016-08-15 | 15.51 | 206.0056 | 379.3361 | 621.8102 | 505.3695 | 297.1947 | 722.8948 | 1270.0107 | 14.75 | 292.863 | 492.0143 | 739.248 | 1388.8721 | 15.88 | 163.7197 | 324.4796 | 564.6366 | 1212.1439 | 601.6501 | 601.6501 | 601.6501 | 1871.6608 | 1990.5223 | 1813.7941
2016-08-16 | 15.49 | 208.1449 | 382.1327 | 624.7278 | 506.6226 | 298.1449 | 724.075 | 1274.2522 | 14.73 | 294.9973 | 494.805 | 742.1585 | 1393.1071 | 15.88 | 163.5759 | 324.314 | 564.4672 | 1213.2609 | 599.1233 | 599.1233 | 599.1233 | 1873.3755 | 1992.2304 | 1812.3842
2016-08-17 | 15.47 | 210.0574 | 384.6108 | 627.3096 | 507.8757 | 299.095 | 725.2552 | 1278.158 | 14.7 | 298.0475 | 498.7596 | 746.2784 | 1398.5702 | 15.88 | 163.2055 | 323.8303 | 563.9626 | 1214.0424 | 596.5124 | 596.5124 | 596.5124 | 1874.6704 | 1995.0825 | 1810.5548
2016-08-18 | 15.45 | 212.3451 | 387.5871 | 630.4113 | 509.1288 | 300.0452 | 726.4353 | 1282.5837 | 14.68 | 300.3301 | 501.7299 | 749.373 | 1402.9892 | 15.88 | 163.2106 | 323.845 | 563.9781 | 1215.3442 | 593.8614 | 593.8614 | 593.8614 | 1876.445 | 1996.8506 | 1809.2056
2016-08-19 | 15.44 | 219.1728 | 380.607 | 616.5535 | 476.953 | 290.384 | 668.2001 | 1233.995 | 14.65 | 311.6064 | 497.9691 | 738.6826 | 1357.5749 | 15.88 | 167.6907 | 315.2407 | 548.5322 | 1165.1656 | 595.0753 | 595.0753 | 595.0753 | 1829.0702 | 1952.6502 | 1760.2409
2016-08-20 | 15.42 | 224.7963 | 351.3087 | 571.0128 | 361.6254 | 233.8466 | 497.6502 | 1064.9444 | 14.62 | 320.0823 | 466.4322 | 690.5897 | 1185.8803 | 15.88 | 170.0069 | 285.1127 | 502.256 | 995.4062 | 605.5711 | 605.5711 | 605.5711 | 1670.5155 | 1791.4514 | 1600.9773
2016-08-21 | 15.42 | 227.9028 | 356.4667 | 568.1306 | 358.9687 | 230.1469 | 493.5827 | 1058.0769 | 14.58 | 329.1313 | 478.6714 | 694.877 | 1186.2297 | 15.89 | 171.2631 | 288.0904 | 497.213 | 986.3723 | 603.4602 | 603.4602 | 603.4602 | 1661.5371 | 1789.6899 | 1589.8326
2016-08-22 | 15.41 | 217.0104 | 393.6394 | 636.709 | 514.1411 | 303.8459 | 731.156 | 1294.1029 | 14.55 | 315.2567 | 521.0966 | 769.5438 | 1428.5522 | 15.89 | 162.1753 | 322.5005 | 562.5687 | 1219.0614 | 582.5238 | 582.5238 | 582.5238 | 1876.6266 | 2011.076 | 1801.5852
2016-08-23 | 15.4 | 218.346 | 395.3752 | 638.5159 | 515.3942 | 304.7961 | 732.3362 | 1297.2151 | 14.52 | 318.8713 | 525.7896 | 774.4317 | 1434.7836 | 15.89 | 162.3717 | 322.758 | 562.8355 | 1220.6145 | 579.534 | 579.534 | 579.534 | 1876.7491 | 2014.3176 | 1800.1484
2016-08-24 | 15.38 | 220.337 | 397.9596 | 641.2061 | 516.6473 | 305.7462 | 733.5163 | 1301.2295 | 14.48 | 323.141 | 531.3309 | 780.2027 | 1441.9168 | 15.89 | 162.0814 | 322.3825 | 562.4414 | 1221.5067 | 576.3646 | 576.3646 | 576.3646 | 1877.5941 | 2018.2814 | 1797.8713
2016-08-25 | 15.36 | 222.8509 | 401.2247 | 644.6047 | 517.9004 | 306.6964 | 734.6965 | 1305.9522 | 14.44 | 327.9334 | 537.5527 | 786.6817 | 1449.758 | 15.88 | 163.4565 | 324.1698 | 564.3004 | 1224.6707 | 573.0307 | 573.0307 | 573.0307 | 1878.983 | 2022.7887 | 1797.7014
2016-08-26 | 15.34 | 230.5333 | 395.0378 | 631.551 | 484.8251 | 296.2803 | 675.8865 | 1257.276 | 14.4 | 340.4731 | 534.632 | 776.8084 | 1404.2635 | 15.88 | 167.3764 | 314.8454 | 548.1053 | 1172.8364 | 573.7014 | 573.7014 | 573.7014 | 1830.9774 | 1977.9649 | 1746.5378
2016-08-27 | 15.32 | 237.2395 | 366.3266 | 586.5871 | 366.8185 | 237.7251 | 502.6037 | 1086.0842 | 14.36 | 351.5363 | 504.4225 | 730.0184 | 1231.1497 | 15.87 | 171.7569 | 287.2091 | 504.413 | 1002.9738 | 583.7022 | 583.7022 | 583.7022 | 1669.7864 | 1814.8519 | 1586.676
2016-08-28 | 15.29 | 242.9737 | 374.6725 | 586.9694 | 364.0824 | 234.2925 | 498.302 | 1082.4448 | 14.32 | 359.8211 | 515.7363 | 733.269 | 1230.3718 | 15.87 | 173.1061 | 290.325 | 499.4913 | 993.9936 | 580.7926 | 580.7926 | 580.7926 | 1663.2375 | 1811.1645 | 1574.7863
2016-08-29 | 15.26 | 233.9251 | 415.6183 | 659.5947 | 522.9127 | 310.4971 | 739.4171 | 1326.2765 | 14.27 | 346.9769 | 562.2881 | 812.4454 | 1480.99 | 15.86 | 165.409 | 326.7276 | 566.9579 | 1232.5108 | 558.7047 | 558.7047 | 558.7047 | 1884.9812 | 2039.6947 | 1791.2155
2016-08-30 | 15.23 | 237.3198 | 420.0324 | 664.1957 | 524.1658 | 311.4473 | 740.5973 | 1332.2206 | 14.22 | 352.6487 | 569.6573 | 820.1251 | 1490.0509 | 15.85 | 166.5238 | 328.1834 | 568.4767 | 1235.3347 | 554.8367 | 554.8367 | 554.8367 | 1887.0573 | 2044.8876 | 1790.1713
2016-08-31 | 15.2 | 240.2949 | 423.9032 | 668.2325 | 525.4189 | 312.3974 | 741.7775 | 1337.6004 | 14.17 | 357.9007 | 576.4829 | 827.2401 | 1498.5472 | 15.85 | 166.0776 | 327.615 | 567.8879 | 1236.0321 | 551.0122 | 551.0122 | 551.0122 | 1888.6126 | 2049.5594 | 1787.0442
2016-09-01 | 15.17 | 243.5017 | 428.0819 | 672.8705 | 526.672 | 313.3476 | 742.9576 | 1343.5815 | 14.09 | 366.8095 | 588.06 | 839.6011 | 1512.3461 | 15.84 | 167.0053 | 328.8363 | 569.4358 | 1238.885 | 547.0313 | 547.0313 | 547.0313 | 1890.6128 | 2059.3774 | 1785.9163
2016-09-02 | 15.15 | 252.6506 | 423.1457 | 661.0815 | 492.6972 | 302.1765 | 683.5728 | 1295.2564 | 14.02 | 384.7589 | 590.8932 | 835.641 | 1471.9002 | 15.83 | 173.1519 | 322.2003 | 556.0368 | 1188.9574 | 547.1249 | 547.1249 | 547.1249 | 1842.3813 | 2019.0251 | 1736.0823
2016-09-03 | 15.12 | 260.0976 | 393.966 | 615.5779 | 372.0116 | 241.6035 | 507.5571 | 1120.8114 | 13.94 | 400.5307 | 563.6447 | 791.8191 | 1299.0655 | 15.83 | 175.5998 | 291.8712 | 509.5344 | 1013.5568 | 556.8264 | 556.8264 | 556.8264 | 1677.6378 | 1855.8919 | 1570.3832
2016-09-04 | 15.1 | 265.6585 | 402.1159 | 615.7029 | 369.196 | 238.4381 | 503.0212 | 1116.8093 | 13.84 | 417.3783 | 585.2841 | 805.677 | 1308.9018 | 15.82 | 178.9615 | 297.4484 | 507.1463 | 1007.0422 | 553.3947 | 553.3947 | 553.3947 | 1670.204 | 1862.2965 | 1560.4369
2016-09-05 | 15.08 | 254.377 | 442.218 | 687.6053 | 531.6843 | 317.1483 | 747.6783 | 1363.6331 | 13.75 | 406.1931 | 639.1864 | 892.882 | 1571.4178 | 15.82 | 169.908 | 332.6266 | 573.3911 | 1248.0236 | 530.5263 | 530.5263 | 530.5263 | 1894.1594 | 2101.9441 | 1778.5499
2016-09-06 | 15.05 | 257.7882 | 446.6446 | 692.2187 | 532.9374 | 318.0985 | 748.8585 | 1369.5901 | 13.66 | 416.4439 | 652.4879 | 906.7433 | 1586.7365 | 15.82 | 169.8998 | 332.6163 | 573.3814 | 1249.3003 | 526.2173 | 526.2173 | 526.2173 | 1895.8073 | 2112.9538 | 1775.5176
2016-09-07 | 15.01 | 261.6642 | 451.6768 | 697.4608 | 534.1905 | 319.0486 | 750.0386 | 1376.1945 | 13.55 | 428.3002 | 667.8748 | 922.7754 | 1604.2638 | 15.81 | 170.3569 | 333.2121 | 574.0008 | 1251.225 | 521.7484 | 521.7484 | 521.7484 | 1897.9429 | 2126.0122 | 1772.9734
2016-09-08 | 14.98 | 265.2184 | 456.3035 | 702.2829 | 535.4436 | 319.9988 | 751.2188 | 1382.3601 | 13.44 | 440.9749 | 684.336 | 939.9293 | 1622.9132 | 15.81 | 170.4925 | 333.4029 | 574.2008 | 1252.7114 | 517.2033 | 517.2033 | 517.2033 | 1899.5634 | 2140.1165 | 1769.9147
2016-09-09 | 14.94 | 276.2464 | 453.1066 | 692.2594 | 500.5693 | 308.0728 | 691.2591 | 1334.9238 | 13.33 | 464.3951 | 692.0207 | 940.864 | 1586.5045 | 15.81 | 174.5759 | 324.004 | 557.9203 | 1198.9765 | 516.7884 | 516.7884 | 516.7884 | 1851.7122 | 2103.2929 | 1715.7649
2016-09-10 | 14.89 | 287.0407 | 426.462 | 649.3211 | 377.2047 | 245.482 | 512.5106 | 1160.3448 | 13.22 | 485.7086 | 666.5095 | 898.641 | 1412.5194 | 15.8 | 178.7845 | 295.6577 | 513.4642 | 1022.9323 | 526.0602 | 526.0602 | 526.0602 | 1686.405 | 1938.5796 | 1548.9925
2016-09-11 | 14.84 | 296.3543 | 439.1591 | 654.092 | 374.3096 | 242.5837 | 507.7405 | 1160.9494 | 13.11 | 504.5836 | 690.5567 | 914.8183 | 1424.5903 | 15.79 | 182.0088 | 301.1085 | 510.9186 | 1016.1755 | 521.7236 | 521.7236 | 521.7236 | 1682.673 | 1946.3139 | 1537.8991
2016-09-12 | 14.8 | 286.0019 | 483.2815 | 730.3827 | 540.4559 | 323.7995 | 755.9394 | 1415.9477 | 13.01 | 490.2431 | 748.2762 | 1006.5422 | 1695.49 | 15.77 | 175.3238 | 339.681 | 580.7319 | 1264.464 | 497.7853 | 497.7853 | 497.7853 | 1913.733 | 2193.2753 | 1762.2492
2016-09-13 | 14.74 | 292.3382 | 491.5121 | 738.9572 | 541.709 | 324.7497 | 757.1196 | 1425.9228 | 12.91 | 501.1313 | 762.4142 | 1021.2712 | 1711.696 | 15.75 | 177.1027 | 341.9978 | 583.1446 | 1268.2009 | 492.6167 | 492.6167 | 492.6167 | 1918.5394 | 2204.3127 | 1760.8176
2016-09-14 | 14.67 | 299.814 | 501.2097 | 749.0592 | 542.9621 | 325.6998 | 758.2998 | 1437.4442 | 12.81 | 512.0177 | 776.5382 | 1035.9842 | 1727.8862 | 15.73 | 178.8808 | 344.302 | 585.5429 | 1271.9234 | 487.3289 | 487.3289 | 487.3289 | 1924.7731 | 2215.2152 | 1759.2524
2016-09-15 | 14.61 | 307.4416 | 511.0959 | 762.0769 | 544.2152 | 326.65 | 759.4799 | 1451.8625 | 12.7 | 525.337 | 793.8108 | 1057.0313 | 1750.4296 | 15.7 | 183.0929 | 349.756 | 593.7521 | 1281.4759 | 481.7079 | 481.7079 | 481.7079 | 1933.5704 | 2232.1376 | 1763.1839
2016-09-16 | 14.53 | 323.3151 | 512.8377 | 757.1129 | 508.4414 | 313.9691 | 698.9455 | 1408.639 | 12.6 | 548.7685 | 799.1311 | 1055.3422 | 1710.4436 | 15.67 | 190.1458 | 343.7317 | 580.9568 | 1230.371 | 480.5284 | 480.5284 | 480.5284 | 1889.1674 | 2190.972 | 1710.8994
2016-09-17 | 14.46 | 337.8305 | 487.7606 | 715.698 | 382.3977 | 249.3605 | 517.464 | 1232.8561 | 12.49 | 572.0923 | 770.8231 | 1010.0249 | 1530.5576 | 15.64 | 197.5113 | 318.2104 | 539.4006 | 1054.5374 | 489.453 | 489.453 | 489.453 | 1722.3091 | 2020.0106 | 1543.9904
2016-09-18 | 14.39 | 349.4898 | 503.2582 | 723.2804 | 379.4233 | 246.7293 | 512.4597 | 1236.2114 | 12.36 | 593.7292 | 798.1389 | 1029.4439 | 1545.802 | 15.6 | 203.9087 | 327.4918 | 540.7888 | 1051.6772 | 484.4645 | 484.4645 | 484.4645 | 1720.6759 | 2030.2664 | 1536.1416
2016-09-19 | 14.32 | 339.9787 | 553.3227 | 806.1233 | 549.2276 | 330.4507 | 764.2006 | 1501.6066 | 12.24 | 577.213 | 861.1356 | 1127.2537 | 1826.6763 | 15.56 | 198.5506 | 369.8188 | 614.6801 | 1307.8151 | 459.285 | 459.285 | 459.285 | 1960.8917 | 2285.9613 | 1767.1001
2016-09-20 | 14.25 | 346.9893 | 562.4333 | 815.6308 | 550.4807 | 331.4009 | 765.3808 | 1512.5341 | 12.08 | 594.4742 | 883.548 | 1150.6364 | 1851.6507 | 15.52 | 202.1479 | 374.4998 | 619.5677 | 1314.065 | 453.713 | 453.713 | 453.713 | 1966.2471 | 2305.3637 | 1767.778
2016-09-21 | 14.19 | 354.1062 | 571.6612 | 825.2573 | 551.7337 | 332.351 | 766.5609 | 1523.5617 | 11.93 | 611.8406 | 906.0764 | 1174.1364 | 1876.7235 | 15.49 | 205.8519 | 379.2985 | 624.5747 | 1320.4155 | 448.0233 | 448.0233 | 448.0233 | 1971.585 | 2324.7468 | 1768.4388
2016-09-22 | 14.12 | 362.7987 | 582.9393 | 837.0209 | 552.9868 | 333.3012 | 767.7411 | 1536.7453 | 11.78 | 629.6409 | 929.1738 | 1198.2282 | 1902.3883 | 15.45 | 211.132 | 386.1478 | 631.7193 | 1328.9226 | 442.1675 | 442.1675 | 442.1675 | 1978.9128 | 2344.5558 | 1771.09
2016-09-23 | 14.04 | 380.4076 | 585.2713 | 832.5573 | 516.3134 | 319.8653 | 706.6318 | 1493.0968 | 11.6 | 665.3212 | 947.0825 | 1209.4354 | 1874.5048 | 15.41 | 220.4357 | 382.1233 | 620.9494 | 1278.9456 | 440.5807 | 440.5807 | 440.5807 | 1933.6775 | 2315.0855 | 1719.5263
2016-09-24 | 13.97 | 395.6179 | 557.5228 | 791.7668 | 387.5908 | 253.239 | 522.4175 | 1315.1654 | 11.42 | 698.7273 | 923.7847 | 1173.2324 | 1701.0082 | 15.38 | 228.0163 | 355.0015 | 580.8388 | 1101.817 | 449.3408 | 449.3408 | 449.3408 | 1764.5063 | 2150.349 | 1551.1579
2016-09-25 | 13.87 | 411.3351 | 577.8634 | 804.2669 | 384.5369 | 250.8749 | 517.179 | 1323.393 | 11.23 | 728.8379 | 961.2083 | 1202.9297 | 1726.5219 | 15.35 | 233.3411 | 362.9579 | 580.7741 | 1097.3966 | 443.6469 | 443.6469 | 443.6469 | 1767.0399 | 2170.1688 | 1541.0434
2016-09-26 | 13.77 | 402.0773 | 633.8995 | 893.7615 | 557.9992 | 337.1019 | 772.4617 | 1599.3 | 11.05 | 712.181 | 1036.2751 | 1314.2157 | 2024.9167 | 15.31 | 226.5038 | 406.0839 | 655.7103 | 1358.3258 | 417.3275 | 417.3275 | 417.3275 | 2016.6274 | 2442.2441 | 1775.6533
2016-09-27 | 13.65 | 414.9504 | 650.6017 | 911.215 | 559.2523 | 338.0521 | 773.6419 | 1618.2689 | 10.86 | 733.0163 | 1063.3107 | 1342.4641 | 2054.815 | 15.28 | 229.1269 | 409.4849 | 659.2666 | 1363.2258 | 410.8059 | 410.8059 | 410.8059 | 2029.0748 | 2465.6209 | 1774.0317
2016-09-28 | 13.52 | 430.1021 | 670.2632 | 931.7546 | 560.5054 | 339.0022 | 774.8221 | 1640.343 | 10.68 | 753.8494 | 1090.3462 | 1370.7061 | 2084.6881 | 15.25 | 232.8898 | 414.3676 | 664.3651 | 1369.668 | 403.935 | 403.935 | 403.935 | 2044.278 | 2488.6231 | 1773.603
2016-09-29 | 13.37 | 447.5262 | 692.8702 | 955.3765 | 561.7584 | 339.9524 | 776.0022 | 1665.5377 | 10.49 | 775.8143 | 1118.8473 | 1400.4839 | 2116.1164 | 15.21 | 237.7866 | 420.7182 | 671.0022 | 1377.6679 | 396.8237 | 396.8237 | 396.8237 | 2062.3614 | 2512.9401 | 1774.4916
2016-09-30 | 13.22 | 475.0679 | 705.3986 | 961.3921 | 524.1855 | 325.7616 | 714.3182 | 1631.563 | 10.3 | 815.8918 | 1138.2243 | 1412.9615 | 2088.565 | 15.18 | 246.2958 | 414.8718 | 658.284 | 1324.8083 | 394.1615 | 394.1615 | 394.1615 | 2025.7245 | 2482.7265 | 1718.9698

## Volume
| Excludes IUK exports and storage injection | [17 empty] | IUK exports and storage injection |  |  | Includes IUK exports and storage injection
MCM |  | 0-73 MWh | Total NDM | LDZ | NTS power generation |  |  | Total | Cold | 0-73 MWh | Total NDM | LDZ | Total | Warm | 0-73 MWh | Total NDM | LDZ | Total | Total | Total | Total | Total | Total | Total | MCM/day | 0-73 MWh | Total NDM | LDZ | Total | IUK exports & storage injection
| SNCWV | SND | SND | SND | SND | Low | High | SND | CWV | Cold demand | Cold demand | Cold demand | Cold demand | CWV | Warm demand | Warm demand | Warm demand | Warm demand | SND | Cold demand | Warm demand | SND | Cold demand | Warm demand | All year average | 77.1977 | 106.5094 | 130.8615 | 184.3613 | 26.8897
2015-10-01 | 13.09 | 44.7354 | 68.2222 | 92.0326 | 38.917 | 24.7547 | 51.8703 | 150.3597 | 10.2 | 75.5209 | 108.0509 | 133.6535 | 192.7614 | 15.05 | 23.8567 | 41.2103 | 63.8053 | 121.6029 | 35.196 | 35.196 | 35.196 | 185.5557 | 227.9574 | 156.7989 | Dec-Feb average | 137.65 | 181.9777 | 209.3601 | 266.3471 | 5.7488
2015-10-02 | 12.96 | 47.2271 | 69.2275 | 92.4368 | 36.2365 | 23.5323 | 47.6845 | 147.6891 | 10.01 | 79.4041 | 109.9791 | 134.9587 | 190.9885 | 15.01 | 24.8668 | 40.9085 | 62.8877 | 117.5997 | 34.9218 | 34.9218 | 34.9218 | 182.6109 | 225.9102 | 152.5215 | Jun-Aug average | 22.1651 | 37.2667 | 58.7311 | 110.5342 | 54.125
2015-10-03 | 12.85 | 49.3777 | 66.8507 | 88.6245 | 28.0956 | 19.2358 | 36.068 | 134.3158 | 9.81 | 83.1313 | 107.5483 | 131.018 | 177.4389 | 14.97 | 25.8391 | 38.4695 | 59.0607 | 104.2431 | 35.4722 | 35.4722 | 35.4722 | 169.788 | 212.9111 | 139.7153
2015-10-04 | 12.74 | 51.0582 | 68.9948 | 90.1784 | 27.8421 | 19.1439 | 35.8182 | 135.39 | 9.62 | 86.1068 | 111.2203 | 134.0987 | 180.0457 | 14.93 | 26.4568 | 39.3558 | 59.3497 | 104.045 | 34.8995 | 34.8995 | 34.8995 | 170.2894 | 214.9452 | 138.9445
2015-10-05 | 12.62 | 49.6919 | 74.6343 | 98.7393 | 38.8688 | 24.5709 | 51.8859 | 157.135 | 9.43 | 83.6614 | 118.5843 | 144.6679 | 203.9249 | 14.89 | 25.5193 | 43.3596 | 66.0566 | 123.8395 | 32.7339 | 32.7339 | 32.7339 | 189.869 | 236.6588 | 156.5734
2015-10-06 | 12.49 | 51.1453 | 76.5132 | 100.7041 | 38.8567 | 24.525 | 51.8898 | 159.1204 | 9.23 | 85.8571 | 121.4243 | 147.6372 | 206.9335 | 14.85 | 26.0164 | 44.0009 | 66.728 | 124.5072 | 32.081 | 32.081 | 32.081 | 191.2013 | 239.0145 | 156.5881
2015-10-07 | 12.35 | 52.6335 | 78.4389 | 102.7183 | 38.8446 | 24.479 | 51.8937 | 161.1577 | 9.04 | 87.8747 | 124.0354 | 150.3679 | 209.7007 | 14.81 | 26.4421 | 44.5515 | 67.305 | 125.0805 | 31.434 | 31.434 | 31.434 | 192.5917 | 241.1347 | 156.5144
2015-10-08 | 12.21 | 54.033 | 80.249 | 104.6121 | 38.8326 | 24.4331 | 51.8976 | 163.0747 | 8.84 | 89.91 | 126.6686 | 153.122 | 212.4941 | 14.76 | 26.8858 | 45.1245 | 67.9057 | 125.6802 | 30.7863 | 30.7863 | 30.7863 | 193.861 | 243.2804 | 156.4665
2015-10-09 | 12.08 | 56.8695 | 81.4379 | 105.1897 | 36.1588 | 23.2189 | 47.7175 | 160.5789 | 8.64 | 94.3685 | 128.9334 | 154.7498 | 211.0448 | 14.72 | 28.0912 | 44.9879 | 67.1551 | 121.8493 | 30.4786 | 30.4786 | 30.4786 | 191.0575 | 241.5233 | 152.3279
2015-10-10 | 11.95 | 59.3206 | 78.8384 | 101.1218 | 28.0221 | 18.9651 | 36.0854 | 146.9401 | 8.45 | 98.1581 | 125.6688 | 149.905 | 196.5625 | 14.67 | 29.1383 | 42.4446 | 63.2102 | 108.3763 | 31.0295 | 31.0295 | 31.0295 | 177.9696 | 227.592 | 139.4058
2015-10-11 | 11.82 | 61.3935 | 81.4427 | 103.1331 | 27.7652 | 18.8884 | 35.8277 | 148.4695 | 8.25 | 101.4729 | 129.7321 | 153.3624 | 199.5394 | 14.61 | 30.071 | 43.7039 | 63.8784 | 108.5578 | 30.4016 | 30.4016 | 30.4016 | 178.8712 | 229.9411 | 138.9594
2015-10-12 | 11.69 | 59.6334 | 87.4933 | 112.191 | 38.7844 | 24.2493 | 51.9132 | 170.7355 | 8.05 | 98.3713 | 137.6169 | 164.5729 | 224.0991 | 14.55 | 29.1965 | 48.1105 | 71.0339 | 128.807 | 28.186 | 28.186 | 28.186 | 198.9215 | 252.285 | 156.993
2015-10-13 | 11.53 | 61.3046 | 89.6559 | 114.4531 | 38.7723 | 24.2034 | 51.9171 | 173.0261 | 7.88 | 100.1456 | 139.9135 | 166.9752 | 226.5325 | 14.47 | 30.019 | 49.1745 | 72.1477 | 129.9279 | 27.4995 | 27.4995 | 27.4995 | 200.5256 | 254.032 | 157.4274
2015-10-14 | 11.37 | 63.0106 | 91.8639 | 116.762 | 38.7602 | 24.1574 | 51.921 | 175.3635 | 7.71 | 101.9546 | 142.2554 | 169.4243 | 229.0126 | 14.4 | 30.7701 | 50.1463 | 73.1645 | 130.9491 | 26.8094 | 26.8094 | 26.8094 | 202.1729 | 255.822 | 157.7585
2015-10-15 | 11.21 | 64.7285 | 94.0862 | 119.0862 | 38.7482 | 24.1115 | 51.9249 | 177.7162 | 7.53 | 103.882 | 144.7493 | 172.0326 | 231.6546 | 14.32 | 31.6396 | 51.2704 | 74.3408 | 132.1324 | 26.1181 | 26.1181 | 26.1181 | 203.8343 | 257.7727 | 158.2505
2015-10-16 | 11.06 | 67.8879 | 95.3967 | 119.7685 | 36.0811 | 22.9055 | 47.7506 | 175.3311 | 7.4 | 107.7609 | 145.9029 | 172.472 | 228.9972 | 14.22 | 33.462 | 51.7902 | 74.265 | 128.9964 | 25.7919 | 25.7919 | 25.7919 | 201.1229 | 254.789 | 154.7883
2015-10-17 | 10.93 | 70.554 | 92.3869 | 115.2451 | 27.9486 | 18.6943 | 36.1028 | 161.2187 | 7.26 | 111.2532 | 141.4651 | 166.3716 | 213.2243 | 14.13 | 35.0669 | 49.5938 | 70.6662 | 115.8733 | 26.3593 | 26.3593 | 26.3593 | 187.578 | 239.5836 | 142.2326
2015-10-18 | 10.81 | 72.7002 | 95.0663 | 117.3096 | 27.6884 | 18.6329 | 35.8371 | 162.7916 | 7.12 | 114.1017 | 144.9517 | 169.2005 | 215.5506 | 14.03 | 36.5722 | 51.5348 | 72.0281 | 116.7525 | 25.7281 | 25.7281 | 25.7281 | 188.5197 | 241.2787 | 142.4806
2015-10-19 | 10.69 | 70.2231 | 101.1977 | 126.5247 | 38.7 | 23.9277 | 51.9405 | 185.2362 | 7.01 | 109.363 | 151.8456 | 179.4563 | 239.1592 | 13.92 | 35.8694 | 56.7431 | 80.0658 | 137.9071 | 23.4887 | 23.4887 | 23.4887 | 208.7249 | 262.6479 | 161.3958
2015-10-20 | 10.6 | 71.111 | 102.3469 | 127.7273 | 38.6879 | 23.8817 | 51.9444 | 186.4484 | 6.89 | 110.5665 | 153.4039 | 181.0867 | 240.8071 | 13.82 | 36.8665 | 58.0333 | 81.4155 | 139.2692 | 22.8753 | 22.8753 | 22.8753 | 209.3237 | 263.6824 | 162.1444
2015-10-21 | 10.5 | 72.199 | 103.7558 | 129.2018 | 38.6759 | 23.8358 | 51.9483 | 187.9351 | 6.78 | 111.7575 | 154.9466 | 182.7012 | 242.4365 | 13.71 | 38.0639 | 59.5831 | 83.037 | 140.9058 | 22.2507 | 22.2507 | 22.2507 | 210.1859 | 264.6872 | 163.1565
2015-10-22 | 10.38 | 73.4976 | 105.4354 | 130.9591 | 38.6638 | 23.7899 | 51.9522 | 189.7101 | 6.65 | 113.159 | 156.7599 | 184.5986 | 244.354 | 13.6 | 39.2591 | 61.1284 | 84.6537 | 142.5376 | 21.5939 | 21.5939 | 21.5939 | 211.3041 | 265.948 | 164.1316
2015-10-23 | 10.28 | 76.3446 | 106.1117 | 130.9618 | 36.0035 | 22.5921 | 47.7836 | 186.634 | 6.52 | 117.2822 | 157.9704 | 185.0784 | 241.7384 | 13.49 | 41.3952 | 61.8387 | 84.7613 | 139.5901 | 21.321 | 21.321 | 21.321 | 207.955 | 263.0594 | 160.911
2015-10-24 | 10.18 | 78.7952 | 102.3272 | 125.6098 | 27.875 | 18.4235 | 36.1202 | 171.6736 | 6.38 | 120.9105 | 153.1162 | 178.5201 | 225.4932 | 13.37 | 43.4405 | 59.6911 | 81.1929 | 126.4934 | 21.9537 | 21.9537 | 21.9537 | 193.6273 | 247.4469 | 148.4471
2015-10-25 | 10.05 | 81.1851 | 105.2886 | 127.9502 | 27.6115 | 18.3775 | 35.8466 | 173.5186 | 6.23 | 124.0191 | 156.9034 | 181.6418 | 228.1078 | 13.25 | 45.3031 | 62.0511 | 82.9731 | 127.7894 | 21.3015 | 21.3015 | 21.3015 | 194.8201 | 249.4094 | 149.0909
2015-10-26 | 9.92 | 78.3339 | 111.6934 | 137.507 | 38.6156 | 23.6061 | 51.9678 | 196.3231 | 6.08 | 119.1507 | 164.5157 | 192.7128 | 252.5624 | 13.13 | 44.2136 | 67.5372 | 91.3583 | 149.3105 | 19.0244 | 19.0244 | 19.0244 | 215.3475 | 271.5868 | 168.3349
2015-10-27 | 9.77 | 79.8958 | 113.7147 | 139.6212 | 38.6035 | 23.5601 | 51.9717 | 198.463 | 5.91 | 120.9216 | 166.8082 | 195.1107 | 254.9912 | 13.01 | 45.4595 | 69.1492 | 93.0445 | 151.0145 | 18.3495 | 18.3495 | 18.3495 | 216.8125 | 273.3407 | 169.364
2015-10-28 | 9.6 | 81.7063 | 116.0569 | 142.0711 | 38.5915 | 23.5142 | 51.9756 | 200.9439 | 5.75 | 122.6223 | 169.0088 | 197.413 | 257.3216 | 12.89 | 46.7417 | 70.807 | 94.7789 | 152.7666 | 17.6383 | 17.6383 | 17.6383 | 218.5822 | 274.9599 | 170.4049
2015-10-29 | 9.44 | 83.3704 | 118.2105 | 144.3235 | 38.5794 | 23.4682 | 51.9795 | 203.2246 | 5.59 | 124.2829 | 171.1585 | 199.6615 | 259.5983 | 12.76 | 48.09 | 72.5515 | 96.6035 | 154.6115 | 16.9526 | 16.9526 | 16.9526 | 220.1772 | 276.5509 | 171.5641
2015-10-30 | 9.28 | 87.1527 | 119.8015 | 145.26 | 35.9258 | 22.2787 | 47.8167 | 201.0991 | 5.45 | 128.8271 | 172.5977 | 200.3566 | 257.2009 | 12.63 | 50.7011 | 73.6222 | 97.0684 | 152.0284 | 16.6064 | 16.6064 | 16.6064 | 217.7055 | 273.8073 | 168.6347
2015-10-31 | 9.11 | 90.6528 | 116.6262 | 140.5163 | 27.8015 | 18.1528 | 36.1377 | 186.7465 | 5.31 | 132.7425 | 167.3876 | 193.3996 | 240.5381 | 12.49 | 53.2151 | 71.4753 | 93.4781 | 138.9003 | 17.2023 | 17.2023 | 17.2023 | 203.9488 | 257.7404 | 156.1026
2015-11-01 | 8.95 | 93.4248 | 120.0358 | 143.3131 | 27.5347 | 18.122 | 35.8561 | 189.0473 | 5.17 | 135.7846 | 171.0823 | 196.4246 | 243.0461 | 12.36 | 55.2113 | 73.986 | 95.4004 | 140.334 | 16.515 | 16.515 | 16.515 | 205.5623 | 259.5612 | 156.849
2015-11-02 | 8.82 | 89.9688 | 126.7508 | 153.2735 | 38.5312 | 23.2845 | 51.9951 | 212.2824 | 5.07 | 129.8048 | 178.3081 | 207.1684 | 267.1855 | 12.22 | 53.8508 | 80.0055 | 104.4088 | 162.5037 | 14.2147 | 14.2147 | 14.2147 | 226.4971 | 281.4002 | 176.7183
2015-11-03 | 8.67 | 91.533 | 128.7745 | 155.3909 | 38.5191 | 23.2385 | 51.999 | 214.4254 | 4.97 | 130.8345 | 179.6405 | 208.5635 | 268.5926 | 12.07 | 55.4181 | 82.0327 | 106.5296 | 164.6502 | 13.5496 | 13.5496 | 13.5496 | 227.975 | 282.1421 | 178.1998
2015-11-04 | 8.53 | 93.0804 | 130.7767 | 157.4865 | 38.5071 | 23.1926 | 52.0029 | 216.5439 | 4.86 | 132.0598 | 181.2265 | 210.2243 | 270.268 | 11.93 | 56.9686 | 84.0384 | 108.6286 | 166.7723 | 12.8763 | 12.8763 | 12.8763 | 229.4202 | 283.1444 | 179.6486
2015-11-05 | 8.37 | 94.7116 | 132.8876 | 159.6957 | 38.495 | 23.1466 | 52.0068 | 218.7814 | 4.77 | 132.9442 | 182.3715 | 211.424 | 271.477 | 11.79 | 58.3906 | 85.8779 | 110.5539 | 168.7205 | 12.2039 | 12.2039 | 12.2039 | 230.9853 | 283.6809 | 180.9244
2015-11-06 | 8.21 | 98.7727 | 134.5233 | 160.6567 | 35.8482 | 21.9653 | 47.8498 | 216.6806 | 4.67 | 137.2683 | 183.2959 | 211.565 | 268.517 | 11.65 | 61.3646 | 87.1284 | 111.1865 | 166.3085 | 11.8658 | 11.8658 | 11.8658 | 228.5464 | 280.3828 | 178.1743
2015-11-07 | 8.04 | 102.4103 | 130.8049 | 155.3182 | 27.728 | 17.882 | 36.1551 | 201.7142 | 4.57 | 140.8216 | 177.1328 | 203.5928 | 250.8174 | 11.51 | 63.9991 | 84.477 | 107.0435 | 152.6109 | 12.519 | 12.519 | 12.519 | 214.2332 | 263.3364 | 165.1299
2015-11-08 | 7.88 | 105.3871 | 134.4474 | 158.3167 | 27.4578 | 17.8665 | 35.8656 | 204.2091 | 4.42 | 144.1374 | 181.1471 | 206.907 | 253.6108 | 11.4 | 65.9649 | 86.938 | 108.8838 | 153.9506 | 11.8268 | 11.8268 | 11.8268 | 216.0358 | 265.4376 | 165.7774
2015-11-09 | 7.74 | 101.4086 | 141.5564 | 168.7649 | 38.4468 | 22.9628 | 52.0224 | 227.9607 | 4.28 | 138.1417 | 189.1017 | 218.4675 | 278.5925 | 11.29 | 63.7201 | 92.7744 | 117.7694 | 176.0118 | 9.5066 | 9.5066 | 9.5066 | 237.4673 | 288.0992 | 185.5184
2015-11-10 | 7.63 | 102.5522 | 143.0372 | 170.3147 | 38.4347 | 22.9169 | 52.0263 | 229.5252 | 4.13 | 139.7067 | 191.1285 | 220.5884 | 280.7388 | 11.18 | 64.8669 | 94.2589 | 119.3228 | 177.5801 | 8.8961 | 8.8961 | 8.8961 | 238.4213 | 289.6348 | 186.4762
2015-11-11 | 7.53 | 103.5524 | 144.3332 | 171.6714 | 38.4227 | 22.874 | 52.0302 | 230.8941 | 3.93 | 141.7651 | 193.7949 | 223.3779 | 283.567 | 11.13 | 65.3396 | 94.8716 | 119.9649 | 178.2211 | 8.4806 | 8.4806 | 8.4806 | 239.3747 | 292.0476 | 186.7017
2015-11-12 | 7.43 | 104.6745 | 145.7849 | 173.1911 | 38.4106 | 22.832 | 52.0341 | 232.4258 | 3.73 | 143.9453 | 196.6167 | 226.3302 | 286.558 | 11.07 | 66.0406 | 95.7774 | 120.9138 | 179.1713 | 8.3626 | 8.3626 | 8.3626 | 240.7884 | 294.9206 | 187.5339
2015-11-13 | 7.32 | 108.3549 | 146.6667 | 173.3448 | 35.7705 | 21.6611 | 47.8828 | 229.5057 | 3.54 | 149.4353 | 198.7183 | 227.6774 | 284.8283 | 11.01 | 68.2526 | 95.8544 | 120.3058 | 175.5003 | 8.5876 | 8.5876 | 8.5876 | 238.0933 | 293.4159 | 184.0879
2015-11-14 | 7.19 | 111.7146 | 142.0326 | 167.0295 | 27.6963 | 17.6839 | 36.2087 | 213.5801 | 3.34 | 154.3064 | 193.4058 | 220.5632 | 268.0322 | 10.99 | 69.676 | 91.3265 | 114.191 | 159.8352 | 9.8147 | 9.8147 | 9.8147 | 223.3948 | 277.8469 | 169.6499
2015-11-15 | 7.05 | 114.5393 | 145.4798 | 169.8045 | 27.4657 | 17.7413 | 35.9485 | 215.883 | 3.15 | 158.1907 | 198.0894 | 224.5458 | 271.538 | 10.96 | 70.7758 | 92.7353 | 114.9229 | 160.0854 | 9.6372 | 9.6372 | 9.6372 | 225.5203 | 281.1752 | 169.7226
2015-11-16 | 6.92 | 110.0329 | 152.7213 | 180.4518 | 38.5506 | 22.9069 | 52.2201 | 239.9523 | 2.97 | 151.9425 | 206.9714 | 237.1654 | 297.7256 | 10.93 | 67.4866 | 97.6472 | 122.8767 | 181.3015 | 7.7826 | 7.7826 | 7.7826 | 247.7349 | 305.5082 | 189.0841
2015-11-17 | 6.8 | 111.2633 | 154.3147 | 182.1197 | 38.6013 | 22.9458 | 52.2808 | 241.7004 | 2.8 | 153.6997 | 209.2474 | 239.5472 | 300.2008 | 10.91 | 67.6598 | 97.8714 | 123.113 | 181.5912 | 7.6479 | 7.6479 | 7.6479 | 249.3483 | 307.8487 | 189.2392
2015-11-18 | 6.7 | 112.345 | 155.7141 | 183.5835 | 38.652 | 22.9847 | 52.3415 | 243.2389 | 2.63 | 155.5204 | 211.6039 | 242.0119 | 302.7588 | 10.88 | 68.0028 | 98.3138 | 123.576 | 182.1104 | 7.5294 | 7.5294 | 7.5294 | 250.7683 | 310.2882 | 189.6398
2015-11-19 | 6.62 | 113.181 | 156.7956 | 184.7153 | 38.7027 | 23.0237 | 52.4022 | 244.4401 | 2.48 | 157.0951 | 213.6424 | 244.1444 | 304.9793 | 10.83 | 68.5244 | 98.9876 | 124.2813 | 182.8772 | 7.4368 | 7.4368 | 7.4368 | 251.8769 | 312.4161 | 190.314
2015-11-20 | 6.58 | 116.2967 | 156.7285 | 183.8598 | 36.0939 | 21.9166 | 48.2718 | 240.519 | 2.34 | 162.3483 | 215.0835 | 244.7739 | 302.5424 | 10.78 | 70.6795 | 98.9241 | 123.5202 | 179.0806 | 7.739 | 7.739 | 7.739 | 248.2579 | 310.2814 | 186.8196
2015-11-21 | 6.54 | 118.8572 | 150.6418 | 176.0091 | 27.9153 | 17.8753 | 36.4794 | 222.9169 | 2.19 | 166.9511 | 208.6552 | 236.4641 | 284.4085 | 10.73 | 72.5322 | 94.7622 | 117.7776 | 163.687 | 9.0953 | 9.0953 | 9.0953 | 232.0121 | 293.5038 | 172.7823
2015-11-22 | 6.49 | 120.7336 | 152.9404 | 177.5726 | 27.6852 | 17.9309 | 36.215 | 223.9854 | 2.04 | 170.5108 | 212.9365 | 240.0016 | 287.456 | 10.66 | 74.0885 | 96.7192 | 119.0716 | 164.5085 | 9.0129 | 9.0129 | 9.0129 | 232.9984 | 296.4689 | 173.5215
2015-11-23 | 6.45 | 114.8531 | 158.9619 | 186.9876 | 38.9055 | 23.1794 | 52.6451 | 246.9496 | 1.9 | 163.0995 | 221.4197 | 252.2839 | 313.4652 | 10.59 | 70.9543 | 102.1321 | 127.5752 | 186.4277 | 7.2435 | 7.2435 | 7.2435 | 254.1931 | 320.7087 | 193.6712
2015-11-24 | 6.42 | 115.1568 | 159.3564 | 187.4022 | 38.9562 | 23.2184 | 52.7058 | 247.4202 | 1.75 | 164.6713 | 223.4567 | 254.4159 | 315.6852 | 10.52 | 71.6859 | 103.0799 | 128.568 | 187.4874 | 7.2072 | 7.2072 | 7.2072 | 254.6274 | 322.8924 | 194.6946
2015-11-25 | 6.35 | 115.9324 | 160.3617 | 188.4543 | 39.0069 | 23.2573 | 52.7665 | 248.539 | 1.59 | 166.3967 | 225.6924 | 256.7547 | 318.1145 | 10.44 | 72.5713 | 104.2267 | 129.7677 | 188.7566 | 7.121 | 7.121 | 7.121 | 255.66 | 325.2356 | 195.8776
2015-11-26 | 6.27 | 116.7163 | 161.3786 | 189.5191 | 39.0576 | 23.2963 | 52.8272 | 249.6731 | 1.44 | 167.9183 | 227.665 | 258.8191 | 320.2668 | 10.36 | 73.3589 | 105.2478 | 130.8366 | 189.895 | 7.0336 | 7.0336 | 7.0336 | 256.7067 | 327.3004 | 196.9286
2015-11-27 | 6.19 | 120.4863 | 162.0384 | 189.4146 | 36.4172 | 22.1721 | 48.6608 | 246.4802 | 1.28 | 173.7825 | 229.5787 | 259.9192 | 318.268 | 10.28 | 76.0908 | 105.7778 | 130.6847 | 186.6814 | 7.2796 | 7.2796 | 7.2796 | 253.7598 | 325.5476 | 193.961
2015-11-28 | 6.09 | 123.7609 | 156.5581 | 182.184 | 28.1343 | 18.0668 | 36.75 | 229.4011 | 1.15 | 178.3447 | 222.404 | 250.8034 | 299.1964 | 10.19 | 78.4586 | 101.9086 | 125.2326 | 171.4737 | 8.5956 | 8.5956 | 8.5956 | 237.9967 | 307.7921 | 180.0694
2015-11-29 | 5.95 | 126.6787 | 160.1107 | 185.0412 | 27.9048 | 18.1206 | 36.4815 | 231.7834 | 1.02 | 181.7916 | 226.5421 | 254.1686 | 302.0634 | 10.1 | 80.2855 | 104.1897 | 126.8508 | 172.6227 | 8.4121 | 8.4121 | 8.4121 | 240.1955 | 310.4755 | 181.0348
2015-11-30 | 5.82 | 121.5131 | 167.5924 | 196.0245 | 39.2603 | 23.452 | 53.0701 | 256.4905 | 0.89 | 173.757 | 235.231 | 266.7394 | 328.5251 | 10.01 | 77.1111 | 110.1065 | 135.924 | 195.2684 | 6.5083 | 6.5083 | 6.5083 | 262.9988 | 335.0334 | 201.7768
2015-12-01 | 5.7 | 122.7879 | 169.2438 | 197.7292 | 39.311 | 23.491 | 53.1308 | 258.2752 | 0.8 | 174.7094 | 236.4657 | 267.9965 | 329.8541 | 9.92 | 78.0719 | 111.3506 | 137.2132 | 196.6298 | 6.3708 | 6.3708 | 6.3708 | 264.646 | 336.2249 | 203.0006
2015-12-02 | 5.62 | 123.6325 | 170.3383 | 198.8757 | 39.3617 | 23.5299 | 53.1915 | 259.4911 | 0.72 | 175.5495 | 237.5552 | 269.1382 | 331.0648 | 9.84 | 78.9203 | 112.4495 | 138.364 | 197.85 | 6.2771 | 6.2771 | 6.2771 | 265.7682 | 337.3419 | 204.1271
2015-12-03 | 5.54 | 124.408 | 171.3427 | 199.9276 | 39.4124 | 23.5688 | 53.2522 | 260.6122 | 0.63 | 176.4264 | 238.6917 | 270.3284 | 332.3268 | 9.76 | 79.6998 | 113.4582 | 139.4201 | 198.9756 | 6.1907 | 6.1907 | 6.1907 | 266.8029 | 338.5176 | 205.1663
2015-12-04 | 5.48 | 128.1362 | 171.7433 | 199.5364 | 36.7406 | 22.4276 | 49.0497 | 257.0918 | 0.57 | 181.3999 | 239.2476 | 269.9936 | 328.8308 | 9.72 | 82.1406 | 113.4503 | 138.6936 | 195.1421 | 6.462 | 6.462 | 6.462 | 263.5538 | 335.2928 | 201.604
2015-12-05 | 5.41 | 131.1509 | 165.4809 | 191.4706 | 28.3532 | 18.2583 | 37.0207 | 239.0514 | 0.51 | 185.2597 | 230.758 | 259.4871 | 308.2332 | 9.67 | 84.1093 | 108.7297 | 132.3378 | 178.9057 | 7.8521 | 7.8521 | 7.8521 | 246.9035 | 316.0852 | 186.7577
2015-12-06 | 5.35 | 133.3235 | 168.1251 | 193.3652 | 28.1244 | 18.3103 | 36.748 | 240.4506 | 0.44 | 188.1794 | 234.2508 | 262.1645 | 310.3966 | 9.63 | 85.5061 | 110.4839 | 133.3936 | 179.4793 | 7.7442 | 7.7442 | 7.7442 | 248.1948 | 318.1408 | 187.2236
2015-12-07 | 5.25 | 127.4191 | 175.2442 | 204.0137 | 39.6152 | 23.7246 | 53.4951 | 264.9673 | 0.39 | 178.8899 | 241.8874 | 273.6781 | 335.9313 | 9.61 | 81.2437 | 115.4574 | 141.5164 | 201.3042 | 5.8552 | 5.8552 | 5.8552 | 270.8225 | 341.7865 | 207.1593
2015-12-08 | 5.16 | 128.3658 | 176.4694 | 205.2966 | 39.6659 | 23.7636 | 53.5558 | 266.3222 | 0.34 | 179.4085 | 242.5591 | 274.3827 | 336.697 | 9.59 | 81.4531 | 115.7272 | 141.8003 | 201.6415 | 5.7508 | 5.7508 | 5.7508 | 272.0729 | 342.4478 | 207.3923
2015-12-09 | 5.11 | 128.9786 | 177.2653 | 206.1304 | 39.7166 | 23.8025 | 53.6165 | 267.2172 | 0.28 | 180.1228 | 243.4871 | 275.355 | 337.733 | 9.58 | 81.6465 | 115.9792 | 142.0654 | 201.9572 | 5.6818 | 5.6818 | 5.6818 | 272.899 | 343.4148 | 207.639
2015-12-10 | 5.06 | 129.3997 | 177.813 | 206.705 | 39.7673 | 23.8414 | 53.6772 | 267.8531 | 0.23 | 180.5394 | 244.0298 | 275.9248 | 338.3638 | 9.56 | 81.754 | 116.1202 | 142.2145 | 202.1598 | 5.6328 | 5.6328 | 5.6328 | 273.4859 | 343.9966 | 207.7926
2015-12-11 | 5.02 | 132.9919 | 177.9047 | 205.9811 | 37.0639 | 22.6831 | 49.4387 | 263.9606 | 0.17 | 185.5727 | 244.5487 | 275.5425 | 334.7868 | 9.55 | 83.8803 | 115.6579 | 141.0092 | 197.8074 | 5.9327 | 5.9327 | 5.9327 | 269.8933 | 340.7196 | 203.7401
2015-12-12 | 5 | 135.645 | 170.911 | 197.1404 | 28.5722 | 18.4497 | 37.2913 | 245.0206 | 0.11 | 189.6105 | 236.0193 | 264.9833 | 314.025 | 9.51 | 85.873 | 110.8622 | 134.5697 | 181.3785 | 7.3921 | 7.3921 | 7.3921 | 252.4127 | 321.4171 | 188.7706
2015-12-13 | 4.96 | 137.5909 | 173.2786 | 198.7364 | 28.3439 | 18.5 | 37.0145 | 246.1156 | 0.04 | 192.5251 | 239.5028 | 267.6403 | 316.1674 | 9.47 | 87.2346 | 112.5731 | 135.5746 | 181.9015 | 7.3077 | 7.3077 | 7.3077 | 253.4234 | 323.4751 | 189.2093
2015-12-14 | 4.9 | 131.1292 | 180.0602 | 209.0636 | 39.97 | 23.9972 | 53.92 | 270.4458 | -0.02 | 183.2037 | 247.4907 | 279.5533 | 342.2498 | 9.44 | 83.0768 | 117.8378 | 144.0181 | 204.1876 | 5.433 | 5.433 | 5.433 | 275.8788 | 347.6828 | 209.6206
2015-12-15 | 4.85 | 131.6472 | 180.7312 | 209.7675 | 40.0207 | 24.0361 | 53.9808 | 271.2109 | -0.1 | 184.0346 | 248.5677 | 280.6821 | 343.4476 | 9.38 | 83.7047 | 118.6505 | 144.8699 | 205.1034 | 5.3741 | 5.3741 | 5.3741 | 276.585 | 348.8216 | 210.4775
2015-12-16 | 4.82 | 131.9403 | 181.1106 | 210.1662 | 40.0714 | 24.0751 | 54.0415 | 271.6655 | -0.18 | 184.8523 | 249.6272 | 281.7921 | 344.6266 | 9.32 | 84.3195 | 119.4457 | 145.7029 | 206.0006 | 5.339 | 5.339 | 5.339 | 277.0046 | 349.9656 | 211.3396
2015-12-17 | 4.74 | 132.7669 | 182.1811 | 211.2872 | 40.1221 | 24.114 | 54.1022 | 272.8557 | -0.26 | 185.6743 | 250.6925 | 282.908 | 345.8115 | 9.26 | 84.9386 | 120.2467 | 146.5419 | 206.9036 | 5.2473 | 5.2473 | 5.2473 | 278.103 | 351.0588 | 212.1509
2015-12-18 | 4.66 | 136.7614 | 182.6889 | 210.99 | 37.3873 | 22.9386 | 49.8277 | 269.3674 | -0.38 | 191.3688 | 251.9068 | 283.2404 | 342.9308 | 9.2 | 87.5713 | 120.3378 | 145.9073 | 203.1019 | 5.5161 | 5.5161 | 5.5161 | 274.8835 | 348.4469 | 208.6181
2015-12-19 | 4.59 | 140.0102 | 176.1809 | 202.6439 | 28.7912 | 18.6412 | 37.562 | 250.8231 | -0.5 | 196.1487 | 243.9151 | 273.2251 | 322.6122 | 9.15 | 89.7172 | 115.4996 | 139.412 | 186.5091 | 6.945 | 6.945 | 6.945 | 257.7681 | 329.5572 | 193.4541
2015-12-20 | 4.55 | 142.022 | 178.622 | 204.3043 | 28.5635 | 18.6897 | 37.281 | 251.9818 | -0.62 | 199.7123 | 248.1732 | 276.672 | 325.5545 | 9.1 | 91.25 | 117.4115 | 140.6151 | 187.2321 | 6.8557 | 6.8557 | 6.8557 | 258.8375 | 332.4103 | 194.0878
2015-12-21 | 4.47 | 141.4644 | 185.1723 | 210.994 | 39.4816 | 23.4265 | 53.5018 | 270.2415 | -0.76 | 199.1684 | 257.2023 | 285.8947 | 346.4061 | 9.07 | 90.7114 | 121.8189 | 145.1157 | 203.2516 | 5.4488 | 5.4488 | 5.4488 | 275.6903 | 351.8549 | 208.7003
2015-12-22 | 4.41 | 142.0516 | 185.9089 | 211.763 | 39.5325 | 23.4656 | 53.5627 | 271.0734 | -0.9 | 200.6332 | 259.0352 | 287.804 | 348.3974 | 9.05 | 90.8617 | 122.0095 | 145.3167 | 203.506 | 5.3847 | 5.3847 | 5.3847 | 276.4581 | 353.7821 | 208.8906
2015-12-23 | 4.35 | 142.6579 | 186.6677 | 212.5547 | 39.5834 | 23.5048 | 53.6236 | 271.928 | -1.05 | 202.2271 | 261.0277 | 289.8789 | 350.5567 | 9.02 | 91.1415 | 122.3601 | 145.6837 | 203.9287 | 5.3188 | 5.3188 | 5.3188 | 277.2468 | 355.8755 | 209.2475
2015-12-24 | 4.31 | 141.4926 | 179.5276 | 201.0764 | 37.7295 | 22.0355 | 51.4953 | 257.8355 | -1.17 | 201.2261 | 252.2622 | 276.3471 | 334.3725 | 9.01 | 90.2612 | 117.1458 | 136.5194 | 192.1924 | 6.4047 | 6.4047 | 6.4047 | 264.2402 | 340.7772 | 198.5971
2015-12-25 | 4.24 | 131.5854 | 164.9649 | 184.4432 | 37.7106 | 23.1941 | 50.2167 | 243.2338 | -1.3 | 187.443 | 232.3198 | 254.141 | 314.3733 | 9 | 83.5922 | 107.0931 | 124.5584 | 182.1103 | 7.5298 | 7.5298 | 7.5298 | 250.7636 | 321.9031 | 189.6401
2015-12-26 | 4.21 | 139.2616 | 173.1716 | 195.6423 | 24.9402 | 15.6088 | 33.1861 | 238.4954 | -1.42 | 199.2323 | 244.9409 | 270.0902 | 314.1599 | 8.99 | 88.3451 | 112.2378 | 132.4344 | 174.2545 | 7.8949 | 7.8949 | 7.8949 | 246.3903 | 322.0548 | 182.1494
2015-12-27 | 4.18 | 139.592 | 173.5663 | 196.0549 | 24.9782 | 15.844 | 33.217 | 238.9633 | -1.49 | 199.9835 | 245.8399 | 271.0261 | 315.1596 | 8.95 | 88.7864 | 112.7648 | 132.9839 | 174.8617 | 7.8588 | 7.8588 | 7.8588 | 246.8222 | 323.0185 | 182.7205
2015-12-28 | 4.16 | 139.7428 | 173.7501 | 196.2479 | 34.7225 | 19.8032 | 47.984 | 248.9161 | -1.55 | 200.5551 | 246.5278 | 271.7423 | 325.6455 | 8.9 | 89.2612 | 113.3357 | 133.5782 | 185.2213 | 7.0919 | 7.0919 | 7.0919 | 256.0081 | 332.7375 | 192.3133
2015-12-29 | 4.16 | 143.0281 | 181.4132 | 203.0417 | 37.9811 | 22.2253 | 51.7941 | 260.075 | -1.61 | 205.8953 | 257.9671 | 282.2665 | 340.6321 | 8.86 | 91.8192 | 119.0557 | 138.5085 | 194.4566 | 6.2321 | 6.2321 | 6.2321 | 266.3072 | 346.8643 | 200.6887
2015-12-30 | 4.16 | 143.0123 | 181.3953 | 203.0252 | 38.0314 | 22.2633 | 51.8539 | 260.1064 | -1.64 | 206.2008 | 258.3412 | 282.656 | 341.0763 | 8.8 | 92.4614 | 119.8386 | 139.3205 | 195.3305 | 6.2297 | 6.2297 | 6.2297 | 266.3361 | 347.306 | 201.5602
2015-12-31 | 4.14 | 143.1694 | 181.5848 | 203.223 | 38.0817 | 22.3012 | 51.9137 | 260.3568 | -1.67 | 206.4614 | 258.6574 | 282.9852 | 341.4601 | 8.74 | 93.0587 | 120.5635 | 140.0722 | 196.1441 | 6.2104 | 6.2104 | 6.2104 | 266.5672 | 347.6706 | 202.3545
2016-01-01 | 4.14 | 139.3022 | 173.2807 | 195.7675 | 32.2999 | 18.9037 | 44.0528 | 245.3135 | -1.7 | 201.2135 | 247.4036 | 272.6663 | 323.4173 | 8.69 | 91.0665 | 115.5309 | 135.8548 | 184.462 | 7.3695 | 7.3695 | 7.3695 | 252.683 | 330.7869 | 191.8315
2016-01-02 | 4.14 | 139.3056 | 173.2863 | 195.7759 | 25.1174 | 15.7698 | 33.3953 | 238.1359 | -1.73 | 201.5315 | 247.7861 | 273.066 | 316.6367 | 8.64 | 91.6026 | 116.1739 | 136.5245 | 177.9565 | 7.9226 | 7.9226 | 7.9226 | 246.0585 | 324.5592 | 185.8791
2016-01-03 | 4.13 | 139.4334 | 173.4403 | 195.9373 | 25.1595 | 16.0056 | 33.4271 | 238.3527 | -1.76 | 201.8679 | 248.1902 | 273.4871 | 317.117 | 8.6 | 92.051 | 116.7117 | 137.0838 | 178.5775 | 7.9059 | 7.9059 | 7.9059 | 246.2586 | 325.0229 | 186.4834
2016-01-04 | 4.12 | 142.4248 | 188.4197 | 214.7045 | 41.0025 | 24.7994 | 55.1472 | 276.3861 | -1.83 | 206.8373 | 269.5317 | 299.1235 | 362.3138 | 8.56 | 94.3589 | 127.8924 | 151.7095 | 212.2652 | 4.9753 | 4.9753 | 4.9753 | 281.3614 | 367.2891 | 217.2405
2016-01-05 | 4.15 | 138.1471 | 189.2529 | 218.7218 | 41.0532 | 24.8383 | 55.2078 | 280.4437 | -1.9 | 201.7964 | 271.735 | 304.9651 | 368.2208 | 8.52 | 92.1723 | 129.675 | 156.4271 | 217.0411 | 4.6627 | 4.6627 | 4.6627 | 285.1064 | 372.8835 | 221.7037
2016-01-06 | 4.17 | 137.9151 | 188.9538 | 218.411 | 41.1038 | 24.8772 | 55.2685 | 280.1758 | -1.97 | 202.5078 | 272.6587 | 305.9332 | 369.2544 | 8.48 | 92.574 | 130.1968 | 156.9745 | 217.6467 | 4.6833 | 4.6833 | 4.6833 | 284.8591 | 373.9377 | 222.33
2016-01-07 | 4.18 | 137.7603 | 188.7526 | 218.2022 | 41.1544 | 24.9161 | 55.3291 | 280.0123 | -2.06 | 203.4013 | 273.8164 | 307.1456 | 370.5373 | 8.46 | 92.7372 | 130.4075 | 157.1961 | 217.9215 | 4.6959 | 4.6959 | 4.6959 | 284.7082 | 375.2332 | 222.6174
2016-01-08 | 4.19 | 141.081 | 188.2648 | 216.854 | 38.3268 | 23.6899 | 50.9498 | 275.3816 | -2.15 | 209.3728 | 274.8869 | 307.2898 | 367.3857 | 8.43 | 95.4095 | 130.3345 | 156.3733 | 213.8521 | 5.0527 | 5.0527 | 5.0527 | 280.4343 | 372.4384 | 218.9048
2016-01-09 | 4.17 | 143.7614 | 180.7886 | 207.4828 | 29.425 | 19.2033 | 38.3405 | 255.5868 | -2.25 | 214.1579 | 265.7714 | 296.0554 | 345.6081 | 8.41 | 97.269 | 124.6629 | 148.9862 | 196.1334 | 6.578 | 6.578 | 6.578 | 262.1647 | 352.1861 | 202.7114
2016-01-10 | 4.14 | 145.8238 | 183.2895 | 209.1918 | 29.2007 | 19.2468 | 38.0492 | 256.8119 | -2.32 | 217.4929 | 269.7394 | 299.1603 | 348.2126 | 8.37 | 98.8949 | 126.6822 | 150.2805 | 196.9629 | 6.4836 | 6.4836 | 6.4836 | 263.2955 | 354.6961 | 203.4464
2016-01-11 | 4.09 | 138.6917 | 189.9643 | 219.4772 | 41.357 | 25.0716 | 55.5717 | 281.5018 | -2.39 | 206.8426 | 278.2822 | 311.8244 | 375.4904 | 8.33 | 94.0992 | 132.176 | 159.0525 | 220.0032 | 4.5811 | 4.5811 | 4.5811 | 286.083 | 380.0715 | 224.5843
2016-01-12 | 4.02 | 139.4636 | 190.9647 | 220.525 | 41.4076 | 25.1105 | 55.6324 | 282.6153 | -2.45 | 207.5056 | 279.1419 | 312.7254 | 376.4543 | 8.3 | 94.4528 | 132.6341 | 159.5331 | 220.5395 | 4.4953 | 4.4953 | 4.4953 | 287.1107 | 380.9496 | 225.0348
2016-01-13 | 3.97 | 140.0001 | 191.6611 | 221.2555 | 41.4583 | 25.1494 | 55.693 | 283.4064 | -2.44 | 207.4074 | 279.0162 | 312.5966 | 376.3707 | 8.24 | 95.0969 | 133.4697 | 160.4089 | 221.4786 | 4.4344 | 4.4344 | 4.4344 | 287.8408 | 380.805 | 225.913
2016-01-14 | 3.93 | 140.3845 | 192.1589 | 221.7774 | 41.5089 | 25.1883 | 55.7537 | 283.9864 | -2.42 | 207.1572 | 278.6921 | 312.2593 | 376.076 | 8.18 | 95.6941 | 134.243 | 161.2186 | 222.3516 | 4.3897 | 4.3897 | 4.3897 | 288.3761 | 380.4657 | 226.7413
2016-01-15 | 3.9 | 144.134 | 192.1387 | 220.9122 | 38.6498 | 23.9451 | 51.3384 | 279.8161 | -2.41 | 212.0767 | 278.3206 | 310.8905 | 371.3536 | 8.12 | 98.6953 | 134.502 | 160.7366 | 218.5977 | 4.711 | 4.711 | 4.711 | 284.5271 | 376.0646 | 223.3087
2016-01-16 | 3.87 | 146.9893 | 184.682 | 211.551 | 29.6437 | 19.3945 | 38.6109 | 259.9249 | -2.3 | 214.6187 | 266.3263 | 296.646 | 346.4108 | 8.07 | 100.9531 | 129.1057 | 153.6256 | 201.0528 | 6.2437 | 6.2437 | 6.2437 | 266.1686 | 352.6545 | 207.2965
2016-01-17 | 3.87 | 148.7133 | 186.7679 | 212.8188 | 29.42 | 19.4363 | 38.3155 | 260.702 | -2.2 | 216.0299 | 267.9697 | 297.3274 | 346.5549 | 8.02 | 102.6895 | 131.251 | 155.041 | 202.0052 | 6.1838 | 6.1838 | 6.1838 | 266.8858 | 352.7388 | 208.189
2016-01-18 | 3.88 | 140.8336 | 192.737 | 222.389 | 41.7115 | 25.3438 | 55.9963 | 284.8024 | -2.09 | 203.5967 | 274.0755 | 307.4405 | 371.3643 | 7.97 | 97.835 | 137.0126 | 164.121 | 225.4994 | 4.3268 | 4.3268 | 4.3268 | 289.1292 | 375.6912 | 229.8263
2016-01-19 | 3.88 | 140.7894 | 192.681 | 222.3321 | 41.7621 | 25.3827 | 56.057 | 284.7934 | -1.96 | 202.1825 | 272.2443 | 305.5276 | 369.4663 | 7.94 | 98.1085 | 137.3681 | 164.4941 | 225.9283 | 4.3275 | 4.3275 | 4.3275 | 289.1209 | 373.7938 | 230.2558
2016-01-20 | 3.91 | 140.507 | 192.3166 | 221.953 | 41.8127 | 25.4216 | 56.1176 | 284.4546 | -1.82 | 200.7405 | 270.3774 | 303.5777 | 367.5287 | 7.91 | 98.4592 | 137.8238 | 164.9724 | 226.4622 | 4.3536 | 4.3536 | 4.3536 | 288.8082 | 371.8823 | 230.8158
2016-01-21 | 3.94 | 140.2317 | 191.9606 | 221.5826 | 41.8634 | 25.4605 | 56.1783 | 284.1245 | -1.68 | 199.3056 | 268.5191 | 301.6366 | 365.5999 | 7.88 | 98.8169 | 138.2879 | 165.4593 | 227.0048 | 4.379 | 4.379 | 4.379 | 288.5036 | 369.9789 | 231.3838
2016-01-22 | 3.97 | 143.2799 | 191.0543 | 219.7919 | 38.9728 | 24.2002 | 51.727 | 278.983 | -1.55 | 202.6936 | 266.4199 | 298.4791 | 359.0328 | 7.9 | 100.9799 | 137.3973 | 163.77 | 221.991 | 4.7752 | 4.7752 | 4.7752 | 283.7582 | 363.808 | 226.7662
2016-01-23 | 3.99 | 145.631 | 183.0436 | 209.8536 | 29.8625 | 19.5857 | 38.8813 | 258.4028 | -1.43 | 205.0169 | 254.7379 | 284.5798 | 334.3495 | 7.91 | 102.6803 | 131.1909 | 155.8081 | 203.4745 | 6.361 | 6.361 | 6.361 | 264.7638 | 340.7105 | 209.8355
2016-01-24 | 4.02 | 146.9711 | 184.6708 | 210.6426 | 29.6394 | 19.6257 | 38.5817 | 258.6959 | -1.34 | 206.3912 | 256.3488 | 285.2413 | 334.4805 | 7.96 | 103.2929 | 131.9821 | 155.8069 | 202.9885 | 6.3384 | 6.3384 | 6.3384 | 265.0343 | 340.8189 | 209.3269
2016-01-25 | 4.04 | 139.087 | 190.4746 | 220.0359 | 42.0659 | 25.6161 | 56.4209 | 282.7443 | -1.26 | 194.7851 | 262.6594 | 295.5176 | 359.5656 | 8 | 97.471 | 136.5403 | 163.6383 | 225.3457 | 4.4854 | 4.4854 | 4.4854 | 287.2297 | 364.051 | 229.8311
2016-01-26 | 4.06 | 138.8774 | 190.2032 | 219.7546 | 42.1166 | 25.655 | 56.4815 | 282.5058 | -1.17 | 193.8369 | 261.4311 | 294.2359 | 358.3088 | 8.05 | 96.9485 | 135.863 | 162.9323 | 224.6752 | 4.5038 | 4.5038 | 4.5038 | 287.0096 | 362.8126 | 229.179
2016-01-27 | 4.08 | 138.659 | 189.9194 | 219.4603 | 42.1672 | 25.6939 | 56.5422 | 282.2544 | -1.16 | 193.7206 | 261.2799 | 294.0806 | 358.1987 | 8.12 | 96.207 | 134.901 | 161.9287 | 223.702 | 4.5231 | 4.5231 | 4.5231 | 286.7776 | 362.7218 | 228.2251
2016-01-28 | 4.09 | 138.5518 | 189.7817 | 219.3187 | 42.2179 | 25.7327 | 56.6028 | 282.1582 | -1.14 | 193.5053 | 261.0025 | 293.7931 | 357.9539 | 8.18 | 95.5768 | 134.0852 | 161.0778 | 222.884 | 4.5306 | 4.5306 | 4.5306 | 286.6888 | 362.4844 | 227.4145
2016-01-29 | 4.09 | 141.9647 | 189.3937 | 218.0736 | 39.2958 | 24.4554 | 52.1155 | 277.5397 | -1.12 | 198.0204 | 260.5017 | 292.3174 | 353.0681 | 8.25 | 97.2063 | 132.6164 | 158.7926 | 217.2329 | 4.8864 | 4.8864 | 4.8864 | 282.4261 | 357.9546 | 222.1193
2016-01-30 | 4.08 | 144.6461 | 181.867 | 208.6408 | 30.0812 | 19.7769 | 39.1517 | 257.3721 | -1.17 | 202.1474 | 251.2877 | 280.9989 | 330.9112 | 8.29 | 98.5356 | 126.1982 | 150.6165 | 198.4007 | 6.4404 | 6.4404 | 6.4404 | 263.8125 | 337.3516 | 204.8411
2016-01-31 | 4.08 | 146.2235 | 183.7779 | 209.7244 | 29.8587 | 19.8151 | 38.848 | 257.9677 | -1.22 | 204.9559 | 254.6283 | 283.4634 | 332.878 | 8.34 | 99.0159 | 126.8303 | 150.455 | 197.7568 | 6.3945 | 6.3945 | 6.3945 | 264.3622 | 339.2725 | 204.1513
2016-02-01 | 4.1 | 138.4589 | 189.6676 | 219.2082 | 42.4204 | 25.8883 | 56.8454 | 282.2369 | -1.27 | 194.8711 | 262.7803 | 295.6619 | 360.0465 | 8.39 | 93.3922 | 131.2592 | 158.1307 | 220.0762 | 4.5245 | 4.5245 | 4.5245 | 286.7614 | 364.5709 | 224.6007
2016-02-02 | 4.11 | 138.3102 | 189.4764 | 219.0104 | 42.4711 | 25.9272 | 56.9061 | 282.0845 | -1.34 | 195.5597 | 263.6746 | 296.5994 | 361.0494 | 8.39 | 93.351 | 131.2071 | 158.0781 | 220.0717 | 4.5362 | 4.5362 | 4.5362 | 286.6207 | 365.5856 | 224.6079
2016-02-03 | 4.12 | 138.2381 | 189.3854 | 218.9177 | 42.5217 | 25.9661 | 56.9667 | 282.0372 | -1.41 | 196.3247 | 264.6689 | 297.642 | 362.1574 | 8.38 | 93.4914 | 131.3913 | 158.273 | 220.3172 | 4.5399 | 4.5399 | 4.5399 | 286.5771 | 366.6972 | 224.8571
2016-02-04 | 4.11 | 138.3526 | 189.5363 | 219.0779 | 42.5723 | 26.005 | 57.0274 | 282.2479 | -1.48 | 197.0663 | 265.6328 | 298.6526 | 363.2334 | 8.38 | 93.5034 | 131.4089 | 158.2936 | 220.3859 | 4.5236 | 4.5236 | 4.5236 | 286.7715 | 367.757 | 224.9096
2016-02-05 | 4.1 | 141.8236 | 189.2292 | 217.9173 | 39.6188 | 24.7106 | 52.5041 | 277.6854 | -1.53 | 202.375 | 266.0425 | 298.1197 | 359.2747 | 8.36 | 96.0068 | 131.1076 | 157.2312 | 215.95 | 4.8752 | 4.8752 | 4.8752 | 282.5606 | 364.1499 | 220.8252
2016-02-06 | 4.07 | 144.6765 | 181.9168 | 208.7052 | 30.2999 | 19.9681 | 39.4221 | 257.641 | -1.58 | 206.5352 | 256.6 | 286.5502 | 336.7557 | 8.33 | 98.0361 | 125.607 | 150.0115 | 197.99 | 6.4197 | 6.4197 | 6.4197 | 264.0607 | 343.1754 | 204.4096
2016-02-07 | 4.05 | 146.6116 | 184.255 | 210.2295 | 30.0781 | 20.0046 | 39.1143 | 258.6827 | -1.64 | 209.6418 | 260.2916 | 289.3679 | 339.0774 | 8.3 | 99.5328 | 127.4614 | 151.119 | 198.6339 | 6.3394 | 6.3394 | 6.3394 | 265.0221 | 345.4168 | 204.9733
2016-02-08 | 4.04 | 139.0952 | 190.4991 | 220.092 | 42.7749 | 26.1605 | 57.27 | 283.4714 | -1.64 | 198.7411 | 267.8053 | 300.9329 | 365.7448 | 8.29 | 94.4657 | 132.6555 | 159.6037 | 221.9112 | 4.4294 | 4.4294 | 4.4294 | 287.9008 | 370.1742 | 226.3405
2016-02-09 | 4.06 | 138.819 | 190.1396 | 219.718 | 42.8255 | 26.1994 | 57.3306 | 283.1403 | -1.64 | 198.6717 | 267.7142 | 300.8398 | 365.6994 | 8.27 | 94.612 | 132.8433 | 159.8018 | 222.1624 | 4.4549 | 4.4549 | 4.4549 | 287.5951 | 370.1543 | 226.6173
2016-02-10 | 4.1 | 138.4508 | 189.6607 | 219.2193 | 42.8762 | 26.2383 | 57.3913 | 282.6794 | -1.65 | 198.8252 | 267.9118 | 301.0488 | 365.9587 | 8.26 | 94.7712 | 133.0477 | 160.0175 | 222.4286 | 4.4904 | 4.4904 | 4.4904 | 287.1698 | 370.4491 | 226.919
2016-02-11 | 4.14 | 138.0063 | 189.0854 | 218.6193 | 42.9268 | 26.2772 | 57.452 | 282.1173 | -1.58 | 198.0624 | 266.9244 | 300.0181 | 364.9581 | 8.28 | 94.5391 | 132.7474 | 159.7048 | 222.1591 | 4.5337 | 4.5337 | 4.5337 | 286.651 | 369.4918 | 226.6928
2016-02-12 | 4.21 | 140.6161 | 187.6959 | 216.3287 | 39.9418 | 24.9657 | 52.8927 | 276.3744 | -1.51 | 202.1119 | 265.7096 | 297.7864 | 359.2396 | 8.3 | 96.6445 | 131.9134 | 158.0835 | 217.1229 | 4.9762 | 4.9762 | 4.9762 | 281.3506 | 364.2158 | 222.0991
2016-02-13 | 4.27 | 142.4463 | 179.2213 | 205.9045 | 30.5187 | 20.1593 | 39.6925 | 254.9977 | -1.44 | 204.938 | 254.6706 | 284.5498 | 334.9248 | 8.32 | 98.122 | 125.7065 | 150.1228 | 198.3068 | 6.6233 | 6.6233 | 6.6233 | 261.6211 | 341.5482 | 204.9302
2016-02-14 | 4.33 | 143.4509 | 180.4384 | 206.2626 | 30.228 | 20.1368 | 39.3051 | 254.788 | -1.33 | 206.1248 | 256.047 | 284.9574 | 334.7311 | 8.36 | 98.8262 | 126.6039 | 150.2308 | 197.8674 | 6.6395 | 6.6395 | 6.6395 | 261.4275 | 341.3706 | 204.5069
2016-02-15 | 4.41 | 135.1634 | 185.3999 | 214.7707 | 42.8935 | 26.263 | 57.459 | 278.1565 | -1.21 | 194.1567 | 261.8627 | 294.7315 | 359.5332 | 8.41 | 93.1752 | 130.9779 | 157.8591 | 220.2371 | 4.8389 | 4.8389 | 4.8389 | 282.9954 | 364.3721 | 225.076
2016-02-16 | 4.46 | 134.6499 | 184.7354 | 214.0776 | 42.8263 | 26.217 | 57.4019 | 277.3809 | -1.09 | 192.9052 | 260.2421 | 293.0388 | 357.7401 | 8.45 | 92.769 | 130.4522 | 157.3109 | 219.609 | 4.8987 | 4.8987 | 4.8987 | 282.2795 | 362.6388 | 224.5077
2016-02-17 | 4.48 | 134.3663 | 184.3683 | 213.6953 | 42.759 | 26.171 | 57.3448 | 276.9235 | -0.96 | 191.4639 | 258.3747 | 291.0878 | 355.6862 | 8.5 | 92.1728 | 129.6797 | 156.5044 | 218.7201 | 4.9339 | 4.9339 | 4.9339 | 281.8574 | 360.6201 | 223.654
2016-02-18 | 4.53 | 133.8778 | 183.7359 | 213.0356 | 42.6917 | 26.125 | 57.2876 | 276.1812 | -0.84 | 190.2376 | 256.7864 | 289.4287 | 353.9267 | 8.55 | 91.6866 | 129.0501 | 155.8474 | 217.9807 | 4.9911 | 4.9911 | 4.9911 | 281.1723 | 358.9178 | 222.9718
2016-02-19 | 4.59 | 136.453 | 182.4119 | 210.8203 | 39.6484 | 24.7775 | 52.6523 | 270.4609 | -0.7 | 193.3041 | 254.5355 | 286.1297 | 347.0705 | 8.6 | 93.358 | 127.7397 | 153.7333 | 212.3881 | 5.4319 | 5.4319 | 5.4319 | 275.8927 | 352.5024 | 217.82
2016-02-20 | 4.62 | 138.6255 | 174.602 | 201.096 | 30.2598 | 19.9809 | 39.4405 | 249.8355 | -0.57 | 195.4044 | 243.1557 | 272.5552 | 322.4586 | 8.65 | 94.537 | 121.3705 | 145.6084 | 193.4441 | 7.0211 | 7.0211 | 7.0211 | 256.8566 | 329.4797 | 200.4652
2016-02-21 | 4.68 | 139.4509 | 175.6115 | 201.2428 | 29.9617 | 19.9254 | 39.0432 | 249.4088 | -0.44 | 196.1237 | 243.9822 | 272.4057 | 321.6998 | 8.69 | 95.0647 | 122.0634 | 145.5078 | 192.7903 | 7.054 | 7.054 | 7.054 | 256.4628 | 328.7538 | 199.8443
2016-02-22 | 4.8 | 130.9641 | 179.965 | 209.0968 | 42.4226 | 25.9411 | 57.0591 | 271.8946 | -0.33 | 184.7933 | 249.7367 | 282.0621 | 346.151 | 8.73 | 89.7265 | 126.5142 | 153.1994 | 215.0081 | 5.3214 | 5.3214 | 5.3214 | 277.216 | 351.4724 | 220.3295
2016-02-23 | 4.91 | 129.8362 | 178.503 | 207.5702 | 42.3553 | 25.8951 | 57.002 | 270.2704 | -0.22 | 183.6624 | 248.2712 | 280.5321 | 344.5232 | 8.76 | 89.4403 | 126.1428 | 152.8132 | 214.5445 | 5.4465 | 5.4465 | 5.4465 | 275.7169 | 349.9698 | 219.9911
2016-02-24 | 4.98 | 129.0913 | 177.5399 | 206.565 | 42.288 | 25.8491 | 56.9449 | 269.1776 | -0.11 | 182.4949 | 246.7606 | 278.9546 | 342.8479 | 8.8 | 89.0123 | 125.5903 | 152.2372 | 213.8886 | 5.5307 | 5.5307 | 5.5307 | 274.7083 | 348.3786 | 219.4194
2016-02-25 | 5.06 | 128.2202 | 176.4127 | 205.3884 | 42.2207 | 25.8031 | 56.8877 | 267.9109 | 0 | 181.3061 | 245.222 | 277.348 | 341.1434 | 8.84 | 88.5631 | 125.0097 | 151.632 | 213.2036 | 5.6283 | 5.6283 | 5.6283 | 273.5392 | 346.7718 | 218.8319
2016-02-26 | 5.15 | 130.401 | 174.7498 | 202.8318 | 39.2523 | 24.5154 | 52.3071 | 261.9204 | 0.1 | 184.6521 | 243.577 | 274.7008 | 335.0293 | 8.87 | 90.4378 | 124.0493 | 149.8907 | 208.0659 | 6.0899 | 6.0899 | 6.0899 | 268.0103 | 341.1193 | 214.1558
2016-02-27 | 5.21 | 132.1432 | 166.7962 | 192.9699 | 30.0009 | 19.8025 | 39.1886 | 241.3021 | 0.2 | 186.932 | 232.9487 | 261.9276 | 311.3822 | 8.91 | 91.6804 | 117.9412 | 142.043 | 189.5464 | 7.6786 | 7.6786 | 7.6786 | 248.9807 | 319.0608 | 197.225
2016-02-28 | 5.26 | 133.095 | 167.9625 | 193.2895 | 29.6955 | 19.714 | 38.7813 | 241.0457 | 0.32 | 187.7544 | 233.9059 | 261.9275 | 310.771 | 8.96 | 92.1557 | 118.5718 | 141.8805 | 188.8223 | 7.6984 | 7.6984 | 7.6984 | 248.7441 | 318.4694 | 196.5207
2016-02-29 | 5.3 | 125.7065 | 173.1599 | 201.9929 | 41.9516 | 25.6192 | 56.6592 | 264.1753 | 0.38 | 177.3124 | 240.052 | 271.9485 | 335.3678 | 8.99 | 87.0021 | 122.9908 | 149.5262 | 210.7809 | 5.9162 | 5.9162 | 5.9162 | 270.0915 | 341.284 | 216.6971
2016-03-01 | 5.34 | 125.2695 | 172.5942 | 200.873 | 41.8843 | 25.5732 | 56.6021 | 262.9754 | 0.43 | 176.7676 | 239.347 | 270.5701 | 333.9067 | 9.01 | 86.7769 | 122.6995 | 148.7776 | 209.9574 | 6.0086 | 6.0086 | 6.0086 | 268.984 | 339.9153 | 215.9661
2016-03-02 | 5.41 | 124.5728 | 171.6918 | 199.9321 | 41.8171 | 25.5272 | 56.545 | 261.9469 | 0.54 | 175.6487 | 237.8975 | 269.0581 | 332.297 | 9.05 | 86.397 | 122.2075 | 148.2649 | 209.3649 | 6.0879 | 6.0879 | 6.0879 | 268.0348 | 338.3849 | 215.4528
2016-03-03 | 5.48 | 123.8325 | 170.7335 | 198.4841 | 41.7498 | 25.4812 | 56.4879 | 260.4114 | 0.67 | 174.2763 | 236.1203 | 266.6943 | 329.8303 | 9.11 | 85.7636 | 121.3876 | 147.0074 | 208.0225 | 6.2062 | 6.2062 | 6.2062 | 266.6176 | 336.0365 | 214.2287
2016-03-04 | 5.55 | 126.0604 | 169.2491 | 196.1248 | 38.8561 | 24.2533 | 51.9619 | 254.701 | 0.8 | 177.0692 | 233.9648 | 263.5323 | 323.2736 | 9.17 | 87.1864 | 119.929 | 144.7531 | 202.4414 | 6.6462 | 6.6462 | 6.6462 | 261.3472 | 329.9198 | 209.0876
2016-03-05 | 5.63 | 127.4382 | 161.121 | 186.092 | 29.7421 | 19.6241 | 38.9367 | 234.0552 | 0.93 | 178.8171 | 223.158 | 250.5932 | 299.6083 | 9.23 | 88.084 | 113.6034 | 136.6868 | 183.8444 | 8.237 | 8.237 | 8.237 | 242.2923 | 307.8453 | 192.0814
2016-03-06 | 5.74 | 127.7294 | 161.4956 | 185.5976 | 29.4292 | 19.5026 | 38.5195 | 232.9662 | 1.07 | 179.3816 | 223.8124 | 250.2955 | 298.6909 | 9.31 | 88.2437 | 113.8572 | 136.1391 | 182.7227 | 8.3209 | 8.3209 | 8.3209 | 241.2871 | 307.0118 | 191.0436
2016-03-07 | 5.85 | 119.9176 | 165.6622 | 192.9901 | 41.4807 | 25.2972 | 56.2594 | 254.5448 | 1.22 | 168.4631 | 228.5894 | 258.5853 | 321.3028 | 9.38 | 82.9056 | 117.6853 | 142.9791 | 203.6472 | 6.6582 | 6.6582 | 6.6582 | 261.203 | 327.961 | 210.3055
2016-03-08 | 5.95 | 118.8626 | 164.2966 | 191.5686 | 41.4134 | 25.2512 | 56.2022 | 253.0282 | 1.36 | 166.9861 | 226.677 | 256.5941 | 319.2062 | 9.46 | 82.0623 | 116.5939 | 141.8432 | 202.4215 | 6.7751 | 6.7751 | 6.7751 | 259.8033 | 325.9813 | 209.1966
2016-03-09 | 6.06 | 117.6648 | 162.7453 | 189.9536 | 41.3461 | 25.2052 | 56.1451 | 251.3157 | 1.48 | 165.6808 | 224.9867 | 254.8344 | 317.3463 | 9.56 | 80.9713 | 115.1808 | 140.3722 | 200.8556 | 6.9071 | 6.9071 | 6.9071 | 258.2227 | 324.2534 | 207.7626
2016-03-10 | 6.16 | 116.6378 | 161.4165 | 188.5703 | 41.2788 | 25.1593 | 56.088 | 249.8373 | 1.6 | 164.4415 | 223.383 | 253.1647 | 315.5765 | 9.65 | 80.0512 | 113.9903 | 139.1329 | 199.5239 | 7.021 | 7.021 | 7.021 | 256.8583 | 322.5974 | 206.5448
2016-03-11 | 6.22 | 118.8003 | 160.0426 | 186.3412 | 38.46 | 23.9912 | 51.6167 | 238.9013 | 1.68 | 167.5352 | 221.8753 | 250.6983 | 304.0046 | 9.76 | 80.7999 | 111.8294 | 136.1597 | 188.1379 | 7.8636 | 7.8636 | 7.8636 | 246.7649 | 311.8682 | 196.0016
2016-03-12 | 6.3 | 120.0498 | 152.2023 | 176.6227 | 29.4832 | 19.4456 | 38.6848 | 219.3468 | 1.77 | 169.5514 | 211.9739 | 238.721 | 282.1339 | 9.87 | 81.0386 | 105.0975 | 127.6844 | 169.8655 | 9.3704 | 9.3704 | 9.3704 | 228.7171 | 291.5043 | 179.2359
2016-03-13 | 6.39 | 120.3885 | 152.6447 | 176.2098 | 29.1629 | 19.2912 | 38.2576 | 218.4584 | 1.85 | 170.5836 | 213.2051 | 239.0364 | 281.9652 | 9.97 | 80.8073 | 104.8901 | 126.6682 | 168.3803 | 9.4388 | 9.4388 | 9.4388 | 227.8972 | 291.404 | 177.8191
2016-03-14 | 6.44 | 113.6036 | 157.4858 | 184.4778 | 41.0097 | 24.9753 | 55.8595 | 239.8105 | 1.91 | 161.0824 | 219.0324 | 248.6352 | 304.728 | 10.06 | 75.6625 | 108.303 | 133.2085 | 187.9338 | 7.7936 | 7.7936 | 7.7936 | 247.6041 | 312.5216 | 195.7274
2016-03-15 | 6.51 | 112.9551 | 156.6467 | 183.6041 | 40.9424 | 24.9293 | 55.8024 | 238.8563 | 1.97 | 160.5361 | 218.326 | 247.9002 | 303.914 | 10.15 | 74.8064 | 107.1946 | 132.0539 | 186.6955 | 7.8671 | 7.8671 | 7.8671 | 246.7234 | 311.7811 | 194.5626
2016-03-16 | 6.55 | 112.537 | 156.1057 | 183.042 | 40.8751 | 24.8833 | 55.7452 | 238.2186 | 2.03 | 159.9058 | 217.5103 | 247.0518 | 302.9867 | 10.24 | 73.8664 | 105.9768 | 130.7862 | 185.3439 | 7.9162 | 7.9162 | 7.9162 | 246.1349 | 310.9029 | 193.2601
2016-03-17 | 6.58 | 112.1117 | 155.5563 | 182.4714 | 40.8079 | 24.8373 | 55.6881 | 237.5742 | 2.12 | 158.8491 | 216.1427 | 245.6286 | 301.4794 | 10.3 | 73.1288 | 105.0224 | 129.7932 | 184.2721 | 7.9659 | 7.9659 | 7.9659 | 245.5401 | 309.4453 | 192.238
2016-03-18 | 6.62 | 114.4934 | 154.5849 | 180.6701 | 38.0639 | 23.7292 | 51.2715 | 232.7578 | 2.21 | 161.8147 | 214.6259 | 243.1636 | 295.9756 | 10.36 | 74.3615 | 103.6658 | 127.671 | 179.1446 | 8.337 | 8.337 | 8.337 | 241.0948 | 304.3125 | 187.4816
2016-03-19 | 6.66 | 116.1279 | 147.4718 | 171.7157 | 29.2244 | 19.2672 | 38.4329 | 214.1168 | 2.29 | 163.8628 | 205.1116 | 231.6005 | 274.6656 | 10.43 | 74.947 | 97.746 | 120.0531 | 161.8814 | 9.7733 | 9.7733 | 9.7733 | 223.8902 | 284.4389 | 171.6548
2016-03-20 | 6.71 | 116.8871 | 148.4265 | 171.8386 | 28.8966 | 19.0798 | 37.9958 | 213.7637 | 2.45 | 163.9684 | 205.2315 | 230.7705 | 273.3334 | 10.49 | 75.1107 | 98.022 | 119.5469 | 160.9062 | 9.8005 | 9.8005 | 9.8005 | 223.5643 | 283.1339 | 170.7067
2016-03-21 | 6.81 | 109.7069 | 152.4426 | 179.2307 | 40.5387 | 24.6534 | 55.4596 | 234.0197 | 2.6 | 153.8149 | 209.6214 | 238.8366 | 294.3312 | 10.55 | 70.5231 | 101.6472 | 126.2792 | 180.4413 | 8.2398 | 8.2398 | 8.2398 | 242.2595 | 302.571 | 188.6811
2016-03-22 | 6.91 | 108.627 | 151.0432 | 177.7728 | 40.4715 | 24.6074 | 55.4025 | 232.4761 | 2.81 | 151.5802 | 206.7252 | 235.8185 | 291.209 | 10.64 | 69.5501 | 100.3861 | 124.9653 | 179.0435 | 8.3587 | 8.3587 | 8.3587 | 240.8348 | 299.5677 | 187.4022
2016-03-23 | 7.04 | 107.9347 | 148.7503 | 174.8053 | 40.4042 | 24.5614 | 55.3453 | 229.2093 | 3.01 | 150.4332 | 203.3918 | 231.7038 | 286.7631 | 10.72 | 69.1271 | 98.8545 | 122.8483 | 176.654 | 8.6104 | 8.6104 | 8.6104 | 237.8197 | 295.3735 | 185.2644
2016-03-24 | 7.21 | 106.2408 | 146.5735 | 172.5404 | 40.3369 | 24.5154 | 55.2882 | 226.848 | 3.21 | 148.4207 | 200.8054 | 229.0127 | 283.9706 | 10.81 | 68.2789 | 97.7648 | 121.7153 | 175.4376 | 8.7924 | 8.7924 | 8.7924 | 235.6403 | 292.763 | 184.23
2016-03-25 | 7.37 | 109.4367 | 143.5471 | 166.9936 | 36.9911 | 22.7904 | 50.2496 | 217.6578 | 3.42 | 153.0572 | 197.4346 | 222.8389 | 274.1337 | 10.93 | 70.1231 | 94.98 | 116.6621 | 166.758 | 9.5005 | 9.5005 | 9.5005 | 227.1583 | 283.6342 | 176.2585
2016-03-26 | 7.5 | 104.5529 | 132.004 | 155.101 | 28.5674 | 18.6907 | 37.7829 | 195.891 | 3.62 | 146.0475 | 181.6669 | 206.6523 | 247.9753 | 11.06 | 66.4806 | 86.4371 | 107.8014 | 148.1023 | 11.1777 | 11.1777 | 11.1777 | 207.0687 | 259.153 | 159.28
2016-03-27 | 7.63 | 103.174 | 130.3561 | 153.3924 | 28.1924 | 18.4304 | 37.2959 | 193.8063 | 3.83 | 143.8107 | 178.9925 | 203.8783 | 244.8142 | 11.19 | 65.1038 | 84.7915 | 106.0951 | 146.02 | 11.3383 | 11.3383 | 11.3383 | 205.1446 | 256.1525 | 157.3583
2016-03-28 | 7.74 | 105.2604 | 138.3957 | 161.6596 | 39.3112 | 23.5749 | 54.3031 | 214.838 | 3.98 | 146.7759 | 189.6833 | 214.811 | 268.6025 | 11.32 | 65.7324 | 89.5632 | 111.0526 | 163.6473 | 9.7178 | 9.7178 | 9.7178 | 224.5557 | 278.3202 | 173.3651
2016-03-29 | 7.85 | 99.3909 | 137.778 | 163.3898 | 40.0005 | 24.2855 | 55.0026 | 217.2493 | 4.13 | 138.6074 | 188.201 | 215.8967 | 270.3606 | 11.45 | 61.4394 | 88.9815 | 112.5766 | 165.8513 | 9.532 | 9.532 | 9.532 | 226.7813 | 279.8926 | 175.3833
2016-03-30 | 7.94 | 98.4848 | 136.6137 | 162.1789 | 39.9332 | 24.2395 | 54.9455 | 215.9551 | 4.28 | 137.0667 | 186.2209 | 213.8365 | 268.2072 | 11.58 | 60.1137 | 87.2775 | 110.8036 | 163.9885 | 9.6317 | 9.6317 | 9.6317 | 225.5868 | 277.8389 | 173.6201
2016-03-31 | 8.04 | 97.4381 | 135.2689 | 160.7799 | 39.8659 | 24.1935 | 54.8883 | 214.4711 | 4.37 | 136.1233 | 185.0092 | 212.5762 | 266.8635 | 11.69 | 58.9638 | 85.7996 | 109.2659 | 162.3642 | 9.746 | 9.746 | 9.746 | 224.2171 | 276.6095 | 172.1102
2016-04-01 | 8.12 | 96.569 | 134.1502 | 159.6204 | 37.2716 | 23.205 | 50.5811 | 210.4893 | 4.47 | 135.0413 | 183.617 | 211.1413 | 262.5903 | 11.8 | 57.7805 | 84.2769 | 107.6761 | 157.9601 | 10.0528 | 10.0528 | 10.0528 | 220.5421 | 272.6431 | 168.0129
2016-04-02 | 8.15 | 99.7345 | 127.6897 | 151.1816 | 28.7067 | 18.9104 | 37.9291 | 192.864 | 4.53 | 139.2466 | 175.4029 | 200.7644 | 242.9958 | 11.89 | 58.9125 | 78.395 | 99.9552 | 141.0703 | 11.4109 | 11.4109 | 11.4109 | 204.2749 | 254.4067 | 152.4813
2016-04-03 | 8.19 | 100.452 | 128.6109 | 151.2929 | 28.3641 | 18.657 | 37.472 | 192.4896 | 4.6 | 140.0981 | 176.4474 | 200.9317 | 242.665 | 11.98 | 58.5971 | 78.1094 | 98.8887 | 139.519 | 11.4398 | 11.4398 | 11.4398 | 203.9294 | 254.1047 | 150.9588
2016-04-04 | 8.25 | 94.6186 | 132.8951 | 158.8767 | 39.5968 | 24.0095 | 54.6598 | 212.5049 | 4.67 | 132.0974 | 181.4834 | 209.5387 | 263.766 | 12.06 | 54.732 | 81.1853 | 104.9598 | 157.9506 | 9.9675 | 9.9675 | 9.9675 | 222.4725 | 273.7335 | 167.9182
2016-04-05 | 8.32 | 93.8715 | 131.927 | 157.868 | 39.5296 | 23.9635 | 54.6027 | 211.4158 | 4.73 | 131.4529 | 180.6485 | 208.6692 | 262.8175 | 12.15 | 53.7777 | 79.9483 | 103.6707 | 156.5777 | 10.5315 | 10.5315 | 10.5315 | 221.9472 | 273.349 | 167.1092
2016-04-06 | 8.41 | 92.9647 | 130.7518 | 156.6439 | 39.4623 | 23.9175 | 54.5456 | 210.1078 | 4.78 | 130.9627 | 180.0137 | 208.0087 | 262.0798 | 12.24 | 52.8731 | 78.7758 | 102.4491 | 155.2724 | 11.1322 | 11.1322 | 11.1322 | 221.2401 | 273.212 | 166.4046
2016-04-07 | 8.52 | 91.721 | 129.1428 | 154.9686 | 39.395 | 23.8716 | 54.4885 | 208.3454 | 4.84 | 130.2403 | 179.0808 | 207.0385 | 261.0307 | 12.33 | 51.8409 | 77.4408 | 101.0593 | 153.7989 | 11.758 | 11.758 | 11.758 | 220.1034 | 272.7887 | 165.5569
2016-04-08 | 8.65 | 92.6393 | 126.8795 | 151.864 | 36.8755 | 22.9429 | 50.2358 | 202.4431 | 4.91 | 132.7251 | 177.7447 | 204.8199 | 256.0115 | 12.45 | 51.9105 | 75.1984 | 98.0585 | 148.0153 | 12.7128 | 12.7128 | 12.7128 | 215.1559 | 268.7243 | 160.7281
2016-04-09 | 8.75 | 93.1928 | 119.7977 | 142.9874 | 28.4478 | 18.7319 | 37.6772 | 184.3108 | 4.99 | 134.2173 | 169.3383 | 194.4704 | 236.3635 | 12.57 | 51.5137 | 69.4666 | 90.6829 | 131.4274 | 14.61 | 14.61 | 14.61 | 198.9208 | 250.9735 | 146.0374
2016-04-10 | 8.85 | 93.157 | 119.8184 | 142.4154 | 28.0978 | 18.4456 | 37.2102 | 183.2383 | 5.07 | 134.8854 | 170.1686 | 194.6921 | 236.0794 | 12.69 | 50.7663 | 68.669 | 89.3089 | 129.5585 | 15.1926 | 15.1926 | 15.1926 | 198.431 | 251.272 | 144.7511
2016-04-11 | 8.94 | 87.3355 | 123.4646 | 149.2935 | 39.1259 | 23.6876 | 54.2599 | 202.3249 | 5.17 | 126.7882 | 174.6136 | 202.6547 | 256.3163 | 12.84 | 46.5224 | 70.5518 | 94.0923 | 146.4718 | 14.2219 | 14.2219 | 14.2219 | 216.5469 | 270.5382 | 160.6938
2016-04-12 | 9.05 | 86.2209 | 122.0194 | 147.7851 | 39.0586 | 23.6416 | 54.2028 | 200.7294 | 5.26 | 125.8807 | 173.4372 | 201.4264 | 255.0041 | 12.98 | 45.0961 | 68.7023 | 92.1623 | 144.4498 | 14.8549 | 14.8549 | 14.8549 | 215.5843 | 269.859 | 159.3047
2016-04-13 | 9.18 | 84.8494 | 120.2396 | 145.9287 | 38.9913 | 23.5956 | 54.1457 | 198.7825 | 5.36 | 124.821 | 172.0618 | 199.9916 | 253.4838 | 13.13 | 43.5175 | 66.6538 | 90.0259 | 142.2196 | 15.5149 | 15.5149 | 15.5149 | 214.2974 | 268.9986 | 157.7345
2016-04-14 | 9.35 | 83.0096 | 117.8549 | 143.4413 | 38.924 | 23.5496 | 54.0886 | 196.1979 | 5.5 | 123.2929 | 170.0814 | 197.9258 | 251.3257 | 13.27 | 41.9939 | 64.6788 | 87.9662 | 140.0678 | 16.214 | 16.214 | 16.214 | 212.412 | 267.5398 | 156.2819
2016-04-15 | 9.52 | 83.177 | 114.8748 | 139.5254 | 36.4793 | 22.6808 | 49.8906 | 189.5559 | 5.63 | 124.8545 | 167.7613 | 194.6116 | 245.2785 | 13.4 | 41.6067 | 62.1243 | 84.5809 | 133.9765 | 17.2358 | 17.2358 | 17.2358 | 206.7917 | 262.5143 | 151.2124
2016-04-16 | 9.71 | 82.6288 | 107.041 | 129.8863 | 28.189 | 18.5535 | 37.4253 | 170.7964 | 5.76 | 125.7098 | 159.0663 | 183.977 | 225.4852 | 13.54 | 40.8566 | 56.5963 | 77.4388 | 117.7691 | 19.1913 | 19.1913 | 19.1913 | 189.9877 | 244.6765 | 136.9604
2016-04-17 | 9.89 | 81.6476 | 105.9332 | 127.9168 | 27.8315 | 18.2342 | 36.9483 | 168.3095 | 5.9 | 125.6774 | 159.0615 | 183.0734 | 224.0613 | 13.65 | 40.1559 | 55.8674 | 75.9396 | 115.7714 | 19.9029 | 19.9029 | 19.9029 | 188.2124 | 243.9642 | 135.6743
2016-04-18 | 10.03 | 75.9514 | 108.7078 | 133.8225 | 38.6549 | 23.3657 | 53.8601 | 186.1906 | 6.05 | 117.5858 | 162.687 | 190.1319 | 243.1646 | 13.76 | 36.9322 | 58.1192 | 81.0501 | 132.7953 | 19.0351 | 19.0351 | 19.0351 | 205.2257 | 262.1998 | 151.8304
2016-04-19 | 10.14 | 74.7757 | 107.1848 | 132.2337 | 38.5876 | 23.3197 | 53.8029 | 184.5147 | 6.19 | 116.094 | 160.7544 | 188.1156 | 241.0561 | 13.87 | 35.7587 | 56.5988 | 79.4642 | 131.1224 | 19.6743 | 19.6743 | 19.6743 | 204.1889 | 260.7304 | 150.7966
2016-04-20 | 10.25 | 73.6396 | 105.7112 | 130.6974 | 38.5204 | 23.2737 | 53.7458 | 182.8913 | 6.33 | 114.6418 | 158.8713 | 186.1519 | 239.0002 | 13.96 | 34.8339 | 55.399 | 78.2138 | 129.7882 | 20.3193 | 20.3193 | 20.3193 | 203.2106 | 259.3195 | 150.1076
2016-04-21 | 10.37 | 72.3771 | 104.0764 | 128.9924 | 38.4531 | 23.2277 | 53.6887 | 181.0975 | 6.46 | 113.2725 | 157.0983 | 184.3023 | 237.0601 | 14.05 | 33.8874 | 54.1736 | 76.936 | 128.4268 | 20.9676 | 20.9676 | 20.9676 | 202.065 | 258.0276 | 149.3943
2016-04-22 | 10.51 | 72.6093 | 101.4785 | 125.5774 | 36.0832 | 22.4187 | 49.5454 | 175.0399 | 6.6 | 114.485 | 154.6182 | 180.9253 | 231.0269 | 14.14 | 33.7324 | 52.1443 | 74.193 | 123.0622 | 21.9543 | 21.9543 | 21.9543 | 196.9942 | 252.9812 | 145.0165
2016-04-23 | 10.67 | 72.235 | 94.5043 | 116.8552 | 27.9301 | 18.3751 | 37.1734 | 157.3524 | 6.73 | 115.1905 | 146.3792 | 170.7876 | 211.8808 | 14.22 | 33.5315 | 47.7642 | 68.2613 | 108.2215 | 23.8272 | 23.8272 | 23.8272 | 181.1796 | 235.708 | 132.0487
2016-04-24 | 10.79 | 71.6386 | 93.8718 | 115.3957 | 27.5652 | 18.0228 | 36.6865 | 155.3792 | 6.85 | 115.0998 | 146.3155 | 169.8395 | 210.4103 | 14.3 | 32.9205 | 47.1517 | 66.8936 | 106.3541 | 24.4992 | 24.4992 | 24.4992 | 179.8785 | 234.9096 | 130.8533
2016-04-25 | 10.9 | 66.873 | 96.9486 | 121.561 | 38.184 | 23.0437 | 53.4602 | 173.3028 | 6.99 | 107.7593 | 149.9597 | 176.8587 | 229.2528 | 14.4 | 30.274 | 49.4962 | 72.0618 | 123.2196 | 23.6282 | 23.6282 | 23.6282 | 196.9309 | 252.881 | 146.8478
2016-04-26 | 10.95 | 66.3345 | 96.2509 | 120.834 | 38.1167 | 22.9978 | 53.4031 | 172.4986 | 7.12 | 106.382 | 148.1747 | 174.9972 | 227.3008 | 14.49 | 29.3193 | 48.2587 | 70.7719 | 121.846 | 24.2101 | 24.2101 | 24.2101 | 196.7088 | 251.5109 | 146.0561
2016-04-27 | 10.99 | 65.9126 | 95.7038 | 120.2638 | 38.0494 | 22.9518 | 53.3459 | 171.8531 | 7.26 | 104.9123 | 146.2693 | 173.0099 | 225.2213 | 14.59 | 28.2721 | 46.9007 | 69.3561 | 120.3449 | 24.7699 | 24.7699 | 24.7699 | 196.623 | 249.9912 | 145.1148
2016-04-28 | 11.06 | 65.1642 | 94.7332 | 119.2517 | 37.9821 | 22.9058 | 53.2888 | 170.7606 | 7.41 | 103.3252 | 144.2116 | 170.8636 | 222.9812 | 14.68 | 27.3167 | 45.6614 | 68.0641 | 118.9692 | 25.3741 | 25.3741 | 25.3741 | 196.1347 | 248.3553 | 144.3433
2016-04-29 | 11.14 | 65.8747 | 92.9362 | 116.6854 | 35.687 | 22.1566 | 49.2002 | 165.639 | 7.56 | 104.201 | 141.5733 | 167.3419 | 216.8802 | 14.78 | 26.906 | 43.4839 | 65.1798 | 113.539 | 26.2787 | 26.2787 | 26.2787 | 191.9177 | 243.1589 | 139.8177
2016-04-30 | 11.24 | 66.5638 | 89.4983 | 112.2026 | 26.0043 | 17.3002 | 34.7911 | 150.5019 | 7.71 | 105.4034 | 137.1004 | 161.6945 | 200.5097 | 14.87 | 26.6238 | 40.5476 | 61.3086 | 99.0774 | 27.955 | 27.955 | 27.955 | 178.4569 | 228.4648 | 127.0324
2016-05-01 | 11.36 | 65.289 | 87.9377 | 110.623 | 25.8634 | 17.0438 | 34.5877 | 148.7715 | 7.85 | 103.9064 | 135.2676 | 159.8406 | 198.502 | 14.94 | 25.9014 | 39.6638 | 60.4238 | 98.0491 | 28.5984 | 28.5984 | 28.5984 | 177.3699 | 227.1004 | 126.6475
2016-05-02 | 11.47 | 63.9831 | 86.3374 | 108.9597 | 35.5431 | 21.5561 | 50.2884 | 156.8238 | 7.99 | 102.2683 | 133.2603 | 157.7539 | 206.1273 | 15.02 | 24.9279 | 38.4706 | 59.1841 | 106.5287 | 28.4879 | 28.4879 | 28.4879 | 185.3118 | 234.6152 | 135.0166
2016-05-03 | 11.55 | 60.3639 | 87.6933 | 111.8942 | 36.7482 | 22.0255 | 51.8645 | 161.7218 | 8.13 | 96.3473 | 134.1005 | 160.289 | 210.6561 | 15.09 | 23.1178 | 39.6578 | 61.8014 | 111.0706 | 28.6205 | 28.6205 | 28.6205 | 190.3424 | 239.2766 | 139.6912
2016-05-04 | 11.65 | 59.3483 | 86.3833 | 110.5291 | 36.6829 | 21.9798 | 51.8097 | 160.2742 | 8.26 | 95.014 | 132.381 | 158.4966 | 208.7764 | 15.14 | 22.6304 | 39.0287 | 61.1466 | 110.3413 | 29.2421 | 29.2421 | 29.2421 | 189.5163 | 238.0184 | 139.5834
2016-05-05 | 11.76 | 58.2525 | 84.9717 | 109.058 | 36.6176 | 21.9341 | 51.7549 | 158.7191 | 8.4 | 93.6006 | 130.56 | 156.5983 | 206.7892 | 15.18 | 22.2732 | 38.5694 | 60.6687 | 109.7905 | 29.8619 | 29.8619 | 29.8619 | 188.581 | 236.6511 | 139.6524
2016-05-06 | 11.87 | 57.0197 | 83.3823 | 107.4019 | 34.4631 | 21.295 | 47.7937 | 154.6471 | 8.53 | 92.1554 | 128.6968 | 154.6565 | 202.4169 | 15.23 | 21.6736 | 37.7964 | 59.8643 | 106.5913 | 30.6856 | 30.6856 | 30.6856 | 185.3328 | 233.1025 | 137.277
2016-05-07 | 12 | 58.2173 | 79.2815 | 101.6281 | 25.7682 | 17.1571 | 34.5579 | 139.5716 | 8.65 | 95.0617 | 124.4395 | 148.5858 | 187.0184 | 15.27 | 22.2528 | 35.2019 | 55.7918 | 93.2578 | 32.3473 | 32.3473 | 32.3473 | 171.9188 | 219.3657 | 125.605
2016-05-08 | 12.13 | 56.8068 | 77.5533 | 99.8334 | 25.6169 | 16.8631 | 34.342 | 137.6141 | 8.77 | 93.7591 | 122.8437 | 146.9285 | 185.1998 | 15.3 | 21.9442 | 34.824 | 55.4013 | 92.7193 | 32.9981 | 32.9981 | 32.9981 | 170.6122 | 218.1979 | 125.7174
2016-05-09 | 12.23 | 52.953 | 78.9069 | 102.9753 | 37.242 | 22.3999 | 52.6604 | 153.5335 | 8.89 | 87.8509 | 124.157 | 150.2091 | 201.3235 | 15.34 | 20.4582 | 36.7728 | 58.9941 | 109.0344 | 32.2715 | 32.2715 | 32.2715 | 185.8049 | 233.5949 | 141.3058
2016-05-10 | 12.32 | 51.9738 | 77.6384 | 101.6521 | 37.1748 | 22.3539 | 52.6033 | 152.1265 | 9.02 | 86.4518 | 122.3443 | 148.3176 | 199.3415 | 15.36 | 20.2123 | 36.4549 | 58.6633 | 108.6316 | 32.8699 | 32.8699 | 32.8699 | 184.9964 | 232.2114 | 141.5014
2016-05-11 | 12.42 | 50.9037 | 76.2506 | 100.2041 | 37.1075 | 22.3079 | 52.5462 | 150.5932 | 9.14 | 85.1708 | 120.6832 | 146.5841 | 197.5193 | 15.39 | 19.8753 | 36.0175 | 58.2075 | 108.1022 | 33.478 | 33.478 | 33.478 | 184.0712 | 230.9973 | 141.5802
2016-05-12 | 12.51 | 49.977 | 75.0489 | 98.9502 | 37.0402 | 22.2619 | 52.489 | 149.2557 | 9.27 | 83.8243 | 118.9373 | 144.762 | 195.6068 | 15.41 | 19.6817 | 35.766 | 57.9458 | 107.7686 | 34.0711 | 34.0711 | 34.0711 | 183.3268 | 229.6779 | 141.8396
2016-05-13 | 12.59 | 50.3324 | 73.2271 | 96.3884 | 34.8948 | 21.6324 | 48.5098 | 144.2939 | 9.41 | 84.3491 | 116.398 | 141.3821 | 189.8059 | 15.42 | 20.0597 | 34.8076 | 56.3468 | 103.791 | 34.9434 | 34.9434 | 34.9434 | 179.2373 | 224.7493 | 138.7344
2016-05-14 | 12.68 | 50.251 | 67.9744 | 89.5021 | 27.1536 | 17.8398 | 36.4177 | 128.8931 | 9.55 | 84.3346 | 109.1386 | 132.3271 | 172.1902 | 15.44 | 20.1965 | 31.6762 | 51.7395 | 90.7142 | 36.6101 | 36.6101 | 36.6101 | 165.5032 | 208.8003 | 127.3242
2016-05-15 | 12.77 | 49.7808 | 67.5132 | 88.2504 | 26.8626 | 17.4525 | 36.031 | 127.2113 | 9.69 | 83.7148 | 108.4638 | 130.7905 | 170.2092 | 15.45 | 20.2538 | 31.8808 | 51.2349 | 89.7975 | 37.2197 | 37.2197 | 37.2197 | 164.4309 | 207.4289 | 127.0171
2016-05-16 | 12.86 | 46.3392 | 70.331 | 94.0285 | 37.0992 | 22.2722 | 52.6633 | 144.3291 | 9.83 | 77.9853 | 111.3663 | 136.8612 | 187.666 | 15.45 | 19.2885 | 35.2547 | 57.4157 | 107.2854 | 36.3807 | 36.3807 | 36.3807 | 180.7098 | 224.0467 | 143.6661
2016-05-17 | 12.95 | 45.4132 | 69.1299 | 92.7758 | 37.1961 | 22.3233 | 52.8076 | 143.1569 | 9.97 | 76.5354 | 109.4859 | 134.8993 | 185.7761 | 15.46 | 19.1996 | 35.1388 | 57.2959 | 107.2595 | 36.941 | 36.941 | 36.941 | 180.0979 | 222.7171 | 144.2005
2016-05-18 | 13.06 | 44.2646 | 67.641 | 91.2227 | 37.2929 | 22.3744 | 52.9519 | 141.6809 | 10.11 | 75.0717 | 107.5887 | 132.9198 | 183.8687 | 15.46 | 19.2013 | 35.1413 | 57.2996 | 107.3587 | 37.5247 | 37.5247 | 37.5247 | 179.2056 | 221.3934 | 144.8834
2016-05-19 | 13.18 | 42.9816 | 65.9768 | 89.4861 | 37.3897 | 22.4255 | 53.0961 | 140.0197 | 10.24 | 73.6825 | 105.787 | 131.0395 | 182.0621 | 15.46 | 19.1727 | 35.1037 | 57.261 | 107.4155 | 38.1227 | 38.1227 | 38.1227 | 178.1425 | 220.1848 | 145.5382
2016-05-20 | 13.31 | 42.6492 | 63.475 | 86.2311 | 35.3596 | 21.8801 | 49.231 | 134.4746 | 10.38 | 73.9789 | 103.2374 | 127.6709 | 176.3915 | 15.46 | 19.6597 | 34.2979 | 55.8231 | 103.7164 | 39.01 | 39.01 | 39.01 | 173.4846 | 215.4015 | 142.7264
2016-05-21 | 13.43 | 42.0972 | 58.1253 | 79.2608 | 27.5574 | 18.0746 | 37.0617 | 118.9341 | 10.5 | 73.9901 | 96.6448 | 119.3329 | 159.4477 | 15.47 | 19.892 | 31.3063 | 51.3608 | 90.7266 | 40.6674 | 40.6674 | 40.6674 | 159.6015 | 200.1152 | 131.3941
2016-05-22 | 13.54 | 41.349 | 57.3373 | 77.6821 | 27.2702 | 17.6883 | 36.6805 | 116.9278 | 10.61 | 73.6174 | 96.279 | 118.1338 | 157.8147 | 15.48 | 19.9836 | 31.5534 | 50.8983 | 89.856 | 41.272 | 41.272 | 41.272 | 158.1999 | 199.0867 | 131.128
2016-05-23 | 13.63 | 38.3638 | 59.9883 | 83.2409 | 37.7769 | 22.6299 | 53.6732 | 134.0814 | 10.73 | 68.64 | 99.2486 | 124.2196 | 175.5421 | 15.5 | 18.8408 | 34.6722 | 56.8167 | 107.3464 | 40.4003 | 40.4003 | 40.4003 | 174.4817 | 215.9424 | 147.7467
2016-05-24 | 13.68 | 37.8243 | 59.2894 | 82.5126 | 37.8737 | 22.681 | 53.8175 | 133.4403 | 10.81 | 67.7856 | 98.1414 | 123.065 | 174.4697 | 15.53 | 18.5112 | 34.2453 | 56.3725 | 106.9927 | 40.8997 | 40.8997 | 40.8997 | 174.3399 | 215.3694 | 147.8924
2016-05-25 | 13.71 | 37.4313 | 58.779 | 81.9809 | 37.9705 | 22.7321 | 53.9617 | 132.999 | 10.89 | 66.8689 | 96.9522 | 121.8246 | 173.3113 | 15.55 | 18.2238 | 33.8716 | 55.9836 | 106.696 | 41.3737 | 41.3737 | 41.3737 | 174.3727 | 214.685 | 148.0697
2016-05-26 | 13.74 | 37.1179 | 58.3711 | 81.5562 | 38.0673 | 22.7833 | 54.106 | 132.6648 | 10.98 | 65.9276 | 95.7301 | 120.5499 | 172.117 | 15.58 | 17.9115 | 33.4651 | 55.5604 | 106.3632 | 41.8394 | 41.8394 | 41.8394 | 174.5042 | 213.9565 | 148.2027
2016-05-27 | 13.79 | 37.5201 | 56.9643 | 79.454 | 35.9679 | 22.213 | 50.1299 | 128.2182 | 11.04 | 66.9133 | 94.2701 | 118.3323 | 167.5439 | 15.61 | 18.0671 | 32.2746 | 53.7236 | 102.1917 | 42.6121 | 42.6121 | 42.6121 | 170.8303 | 210.156 | 144.8038
2016-05-28 | 13.85 | 37.5372 | 52.6192 | 73.5385 | 27.9612 | 18.3097 | 37.7058 | 113.5476 | 11.1 | 67.4587 | 88.7586 | 111.1333 | 151.5567 | 15.64 | 18.0611 | 29.0956 | 49.0677 | 88.8072 | 44.1725 | 44.1725 | 44.1725 | 157.7201 | 195.7292 | 132.9797
2016-05-29 | 13.92 | 35.8602 | 50.1463 | 71.0283 | 27.8842 | 18.0185 | 37.6135 | 110.8307 | 11.17 | 65.0249 | 85.3111 | 107.6273 | 147.8381 | 15.67 | 17.3009 | 27.7688 | 47.7381 | 87.2806 | 44.8018 | 44.8018 | 44.8018 | 155.6325 | 192.6399 | 132.0824
2016-05-30 | 13.99 | 35.1068 | 49.2399 | 70.0863 | 37.349 | 22.4812 | 53.1651 | 120.4426 | 11.23 | 64.3759 | 84.5306 | 106.8162 | 157.6314 | 15.7 | 16.9728 | 27.375 | 47.3298 | 97.4017 | 44.4712 | 44.4712 | 44.4712 | 164.9138 | 202.1026 | 141.8729
2016-05-31 | 14.08 | 34.1376 | 51.3092 | 73.6948 | 38.1099 | 22.5989 | 54.3859 | 124.7643 | 11.3 | 63.5973 | 88.1515 | 112.0966 | 163.6265 | 15.74 | 16.5466 | 29.3099 | 50.7642 | 101.5588 | 44.5482 | 44.5482 | 44.5482 | 169.3125 | 208.1747 | 146.107
2016-06-01 | 14.15 | 33.414 | 50.4027 | 72.7513 | 38.2066 | 22.6503 | 54.5301 | 123.9089 | 11.36 | 62.9779 | 87.3756 | 111.2889 | 162.9088 | 15.77 | 16.2478 | 28.9346 | 50.3745 | 101.2638 | 45.0241 | 45.0241 | 45.0241 | 168.933 | 207.9329 | 146.2879
2016-06-02 | 14.21 | 32.7974 | 49.631 | 71.9479 | 38.3034 | 22.7016 | 54.6743 | 123.1953 | 11.44 | 62.1477 | 86.3368 | 110.2071 | 161.9135 | 15.79 | 16.056 | 28.6941 | 50.125 | 101.1105 | 45.4791 | 45.4791 | 45.4791 | 168.6744 | 207.3926 | 146.5896
2016-06-03 | 14.25 | 32.2801 | 48.9833 | 71.2733 | 36.2148 | 22.1861 | 50.6675 | 120.1987 | 11.52 | 61.205 | 85.1571 | 108.9778 | 158.3466 | 15.82 | 15.6456 | 28.18 | 49.5897 | 98.2601 | 46.11 | 46.11 | 46.11 | 166.3087 | 204.4566 | 144.3701
2016-06-04 | 14.31 | 31.7439 | 45.1811 | 65.867 | 28.4354 | 18.5795 | 38.4465 | 106.2986 | 11.6 | 60.4744 | 79.8232 | 101.9208 | 142.7615 | 15.85 | 15.4173 | 25.4952 | 45.3788 | 85.578 | 47.561 | 47.561 | 47.561 | 153.8597 | 190.3225 | 133.1391
2016-06-05 | 14.34 | 32.6238 | 46.8003 | 66.7417 | 28.0852 | 18.1609 | 37.9793 | 106.7 | 11.7 | 61.6749 | 81.8613 | 103.1596 | 143.5107 | 15.87 | 15.7873 | 26.4809 | 45.6359 | 85.3665 | 47.9201 | 47.9201 | 47.9201 | 154.6201 | 191.4308 | 133.2866
2016-06-06 | 14.35 | 30.7712 | 50.131 | 72.9681 | 39.1321 | 23.3488 | 55.6929 | 125.0682 | 11.8 | 57.372 | 84.6275 | 108.9722 | 161.4972 | 15.9 | 14.6021 | 29.1625 | 51.0833 | 102.9251 | 46.8748 | 46.8748 | 46.8748 | 171.943 | 208.372 | 149.7999
2016-06-07 | 14.38 | 30.5374 | 49.8276 | 72.6537 | 39.2289 | 23.4002 | 55.8372 | 124.8485 | 11.9 | 56.4065 | 83.3754 | 107.6675 | 160.2756 | 15.92 | 14.4736 | 28.9955 | 50.9113 | 102.8495 | 47.2617 | 47.2617 | 47.2617 | 172.1103 | 207.5374 | 150.1112
2016-06-08 | 14.42 | 30.1287 | 49.2967 | 72.1017 | 39.3258 | 23.4516 | 55.9815 | 124.3896 | 12.02 | 55.1619 | 81.7606 | 105.984 | 158.6721 | 15.94 | 14.2744 | 28.7362 | 50.6429 | 102.6774 | 47.6671 | 47.6671 | 47.6671 | 172.0567 | 206.3391 | 150.3444
2016-06-09 | 14.45 | 29.7618 | 48.8207 | 71.6061 | 39.4226 | 23.503 | 56.1257 | 123.9887 | 12.13 | 53.9591 | 80.2008 | 104.3571 | 157.1267 | 15.96 | 14.0127 | 28.3965 | 50.2897 | 102.4205 | 48.058 | 48.058 | 48.058 | 172.0467 | 205.1847 | 150.4784
2016-06-10 | 14.51 | 29.888 | 47.2696 | 69.3691 | 37.1844 | 22.8818 | 51.9278 | 119.2726 | 12.25 | 54.0244 | 77.9055 | 101.2942 | 151.5669 | 15.96 | 14.4022 | 27.6138 | 48.8862 | 98.5528 | 48.7713 | 48.7713 | 48.7713 | 168.044 | 200.3383 | 147.3242
2016-06-11 | 14.59 | 29.5695 | 42.9906 | 63.5354 | 28.7688 | 18.7818 | 38.994 | 104.2757 | 12.38 | 53.5961 | 72.0117 | 93.723 | 134.7975 | 15.97 | 14.5664 | 24.8688 | 44.6852 | 85.2168 | 50.2669 | 50.2669 | 50.2669 | 154.5426 | 185.0644 | 135.4837
2016-06-12 | 14.66 | 29.0884 | 42.5289 | 62.3089 | 28.4927 | 18.3974 | 38.6288 | 102.6442 | 12.51 | 52.738 | 71.0715 | 91.9552 | 132.611 | 15.98 | 14.5687 | 25.005 | 44.1075 | 84.246 | 50.7326 | 50.7326 | 50.7326 | 153.3768 | 183.3436 | 134.9786
2016-06-13 | 14.72 | 26.9296 | 45.1458 | 67.7743 | 39.8098 | 23.7087 | 56.7028 | 120.5108 | 12.63 | 48.723 | 73.409 | 97.2717 | 150.3572 | 15.97 | 13.8953 | 28.2419 | 50.1323 | 102.6601 | 49.6859 | 49.6859 | 49.6859 | 170.1968 | 200.0432 | 152.346
2016-06-14 | 14.79 | 26.2411 | 44.2528 | 66.8437 | 39.9066 | 23.7601 | 56.8471 | 119.6682 | 12.76 | 47.4076 | 71.7032 | 95.4927 | 148.6563 | 15.97 | 13.9373 | 28.2964 | 50.1906 | 102.8181 | 50.0809 | 50.0809 | 50.0809 | 169.7491 | 198.7372 | 152.8989
2016-06-15 | 14.84 | 25.7049 | 43.5575 | 66.1199 | 40.0034 | 23.8115 | 56.9914 | 119.0359 | 12.88 | 46.1403 | 70.06 | 93.7794 | 147.0228 | 15.96 | 14.0274 | 28.4133 | 50.3145 | 103.0433 | 50.4496 | 50.4496 | 50.4496 | 169.4855 | 197.4724 | 153.4929
2016-06-16 | 14.88 | 25.322 | 43.0613 | 65.6036 | 40.1002 | 23.8629 | 57.1356 | 118.6126 | 13 | 44.9222 | 68.4806 | 92.1326 | 145.4558 | 15.95 | 14.1665 | 28.5938 | 50.5046 | 103.3348 | 50.7922 | 50.7922 | 50.7922 | 169.4048 | 196.248 | 154.127
2016-06-17 | 14.91 | 25.6368 | 41.8756 | 63.7565 | 37.7927 | 23.2162 | 52.8267 | 114.2227 | 13.11 | 44.8528 | 66.2668 | 89.1733 | 139.9342 | 15.95 | 14.5343 | 27.7829 | 49.0713 | 99.3672 | 51.4305 | 51.4305 | 51.4305 | 165.6532 | 191.3646 | 150.7977
2016-06-18 | 14.93 | 25.8177 | 38.4602 | 58.8292 | 29.1726 | 19.0178 | 39.638 | 99.9393 | 13.23 | 44.2923 | 60.7757 | 82.0408 | 123.4086 | 15.94 | 14.8416 | 25.2021 | 45.0387 | 85.9958 | 52.831 | 52.831 | 52.831 | 152.7703 | 176.2396 | 138.8268
2016-06-19 | 14.96 | 25.7544 | 38.5074 | 58.1363 | 28.9003 | 18.6338 | 39.2782 | 98.8514 | 13.33 | 43.6769 | 60.1386 | 80.603 | 121.5616 | 15.93 | 15.0889 | 25.6349 | 44.7665 | 85.3367 | 53.2049 | 53.2049 | 53.2049 | 152.0562 | 174.7665 | 138.5416
2016-06-20 | 15 | 24.0733 | 41.4413 | 63.9177 | 40.4874 | 24.0686 | 57.7127 | 117.3055 | 13.43 | 40.4378 | 62.6647 | 86.0671 | 139.7176 | 15.92 | 14.4839 | 29.0047 | 50.9384 | 104.1723 | 52.0629 | 52.0629 | 52.0629 | 169.3684 | 191.7806 | 156.2352
2016-06-21 | 15.03 | 23.7341 | 41.0012 | 63.4599 | 40.5842 | 24.12 | 57.857 | 116.9424 | 13.52 | 39.4724 | 61.4124 | 84.7616 | 138.4969 | 15.91 | 14.5622 | 29.1059 | 51.0457 | 104.3809 | 52.3609 | 52.3609 | 52.3609 | 169.3033 | 190.8578 | 156.7418
2016-06-22 | 15.07 | 23.3104 | 40.4521 | 62.8884 | 40.681 | 24.1714 | 58.0012 | 116.4639 | 13.6 | 38.6308 | 60.3216 | 83.6246 | 137.4463 | 15.91 | 14.5558 | 29.0981 | 51.0391 | 104.474 | 52.6678 | 52.6678 | 52.6678 | 169.1317 | 190.1141 | 157.1418
2016-06-23 | 15.11 | 22.9146 | 39.9384 | 62.3531 | 40.7778 | 24.2228 | 58.1455 | 116.0216 | 13.68 | 37.8173 | 59.2663 | 82.5239 | 136.4319 | 15.9 | 14.6816 | 29.2608 | 51.2098 | 104.746 | 52.9618 | 52.9618 | 52.9618 | 168.9835 | 189.3938 | 157.7079
2016-06-24 | 15.13 | 23.2143 | 38.7992 | 60.5584 | 38.401 | 23.5506 | 53.7256 | 111.6166 | 13.75 | 37.9406 | 57.4922 | 80.0366 | 131.3212 | 15.9 | 14.9975 | 28.3691 | 49.6902 | 100.6221 | 53.5513 | 53.5513 | 53.5513 | 165.1679 | 184.8725 | 154.1733
2016-06-25 | 15.14 | 23.5397 | 35.7078 | 55.9707 | 29.5764 | 19.2539 | 40.2821 | 97.4703 | 13.82 | 37.8788 | 53.0286 | 73.9863 | 115.6863 | 15.9 | 15.2838 | 25.7352 | 45.5981 | 86.9823 | 54.8813 | 54.8813 | 54.8813 | 152.3516 | 170.5676 | 141.8636
2016-06-26 | 15.15 | 23.6973 | 36.0204 | 55.554 | 29.3078 | 18.8703 | 39.9276 | 96.6653 | 13.89 | 37.5459 | 52.7351 | 72.9136 | 114.2135 | 15.9 | 15.4541 | 26.0711 | 45.2209 | 86.22 | 55.1833 | 55.1833 | 55.1833 | 151.8486 | 169.3968 | 141.4033
2016-06-27 | 15.17 | 22.3086 | 39.1479 | 61.5293 | 41.165 | 24.4285 | 58.7226 | 115.5867 | 13.95 | 35.0198 | 55.6339 | 78.7339 | 132.9958 | 15.91 | 14.5984 | 29.1482 | 51.0938 | 105.0271 | 53.9554 | 53.9554 | 53.9554 | 169.5421 | 186.9512 | 158.9825
2016-06-28 | 15.18 | 22.2247 | 39.038 | 61.4151 | 41.2618 | 24.4799 | 58.8668 | 115.5707 | 14 | 34.5185 | 54.9826 | 78.0546 | 132.4081 | 15.91 | 14.6193 | 29.174 | 51.1212 | 105.1543 | 54.1766 | 54.1766 | 54.1766 | 169.7473 | 186.5847 | 159.3309
2016-06-29 | 15.19 | 22.0478 | 38.809 | 61.1769 | 41.3586 | 24.5313 | 59.0111 | 115.4305 | 14.06 | 33.82 | 54.0772 | 77.1103 | 131.5536 | 15.92 | 14.4428 | 28.9455 | 50.8836 | 105.0147 | 54.3974 | 54.3974 | 54.3974 | 169.8279 | 185.951 | 159.4121
2016-06-30 | 15.22 | 21.8327 | 38.528 | 60.8842 | 41.4554 | 24.5827 | 59.1554 | 115.2327 | 14.11 | 33.3959 | 53.5252 | 76.5348 | 131.0695 | 15.92 | 14.5407 | 29.0703 | 51.0145 | 105.2455 | 54.6126 | 54.6126 | 54.6126 | 169.8453 | 185.6822 | 159.8581
2016-07-01 | 15.24 | 22.0561 | 37.3216 | 59.0222 | 39.0093 | 23.885 | 54.6245 | 110.6908 | 14.16 | 33.5764 | 51.9454 | 74.2596 | 126.1058 | 15.92 | 14.8026 | 28.114 | 49.4283 | 100.9851 | 55.1626 | 55.1626 | 55.1626 | 165.8534 | 181.2684 | 156.1477
2016-07-02 | 15.27 | 22.2263 | 34.1145 | 54.3158 | 29.9802 | 19.4899 | 40.9262 | 96.2175 | 14.19 | 33.9537 | 48.2807 | 69.0496 | 111.1156 | 15.93 | 15.0596 | 25.4574 | 45.3119 | 87.1131 | 56.4578 | 56.4578 | 56.4578 | 152.6753 | 167.5734 | 143.5709
2016-07-03 | 15.29 | 22.221 | 34.2293 | 53.6935 | 29.7153 | 19.1068 | 40.577 | 95.2091 | 14.23 | 33.8667 | 48.2856 | 68.2914 | 109.966 | 15.93 | 15.1897 | 25.7425 | 44.8797 | 86.2993 | 56.7155 | 56.7155 | 56.7155 | 151.9246 | 166.6815 | 143.0148
2016-07-04 | 15.31 | 20.8221 | 37.2126 | 59.5123 | 41.8427 | 24.7884 | 59.7324 | 114.2451 | 14.27 | 31.6536 | 51.2611 | 74.1723 | 129.0799 | 15.94 | 14.2608 | 28.7025 | 50.6316 | 105.2586 | 55.4187 | 55.4187 | 55.4187 | 169.6638 | 184.4986 | 160.6773
2016-07-05 | 15.33 | 20.6451 | 36.9832 | 59.273 | 41.9395 | 24.8398 | 59.8767 | 114.1023 | 14.29 | 31.4759 | 51.0309 | 73.9322 | 128.9363 | 15.94 | 14.2924 | 28.7437 | 50.6748 | 105.4016 | 55.5897 | 55.5897 | 55.5897 | 169.692 | 184.5261 | 160.9913
2016-07-06 | 15.35 | 20.4951 | 36.7882 | 59.0693 | 42.0363 | 24.8912 | 60.021 | 113.9951 | 14.32 | 31.2211 | 50.7001 | 73.5867 | 128.6857 | 15.94 | 14.351 | 28.8193 | 50.7535 | 105.5801 | 55.758 | 55.758 | 55.758 | 169.7531 | 184.4437 | 161.3381
2016-07-07 | 15.36 | 20.336 | 36.581 | 58.8533 | 42.1331 | 24.9426 | 60.1652 | 113.8773 | 14.35 | 30.8532 | 50.222 | 73.088 | 128.2819 | 15.94 | 14.2964 | 28.7475 | 50.679 | 105.6054 | 55.9071 | 55.9071 | 55.9071 | 169.7844 | 184.1889 | 161.5125
2016-07-08 | 15.37 | 20.7659 | 35.6794 | 57.3116 | 39.6176 | 24.2193 | 55.5235 | 109.588 | 14.37 | 31.4285 | 49.215 | 71.4144 | 123.8556 | 15.94 | 14.6882 | 27.9641 | 49.273 | 101.4554 | 56.3776 | 56.3776 | 56.3776 | 165.9655 | 180.2332 | 157.833
2016-07-09 | 15.37 | 21.0937 | 32.7424 | 52.8886 | 30.384 | 19.726 | 41.5702 | 95.1974 | 14.39 | 31.7308 | 45.5921 | 66.2525 | 108.7106 | 15.94 | 14.9068 | 25.2686 | 45.1158 | 87.3376 | 57.6164 | 57.6164 | 57.6164 | 152.8138 | 166.327 | 144.954
2016-07-10 | 15.38 | 21.2567 | 33.0624 | 52.4798 | 30.1228 | 19.3432 | 41.2265 | 94.4075 | 14.4 | 32.0191 | 46.0529 | 65.9702 | 108.0452 | 15.94 | 15.1067 | 25.6392 | 44.7709 | 86.6145 | 57.7873 | 57.7873 | 57.7873 | 152.1948 | 165.8325 | 144.4018
2016-07-11 | 15.38 | 20.0782 | 36.2444 | 58.5014 | 42.5203 | 25.1483 | 60.7423 | 113.9215 | 14.43 | 29.9684 | 49.0724 | 71.8872 | 127.4673 | 15.93 | 14.3524 | 28.8177 | 50.7517 | 106.0791 | 56.3937 | 56.3937 | 56.3937 | 170.3151 | 183.861 | 162.4728
2016-07-12 | 15.4 | 19.9676 | 36.0992 | 58.3498 | 42.6171 | 25.1997 | 60.8866 | 113.8664 | 14.45 | 29.8571 | 48.9265 | 71.7349 | 127.4115 | 15.93 | 14.4502 | 28.9429 | 50.8823 | 106.3096 | 56.5079 | 56.5079 | 56.5079 | 170.3743 | 183.9194 | 162.8175
2016-07-13 | 15.4 | 19.8697 | 35.9711 | 58.2159 | 42.7139 | 25.2511 | 61.0308 | 113.8323 | 14.48 | 29.4464 | 48.3927 | 71.1775 | 126.949 | 15.92 | 14.4568 | 28.9502 | 50.8897 | 106.4185 | 56.6005 | 56.6005 | 56.6005 | 170.4328 | 183.5495 | 163.0191
2016-07-14 | 15.41 | 19.7716 | 35.8444 | 58.0833 | 42.8107 | 25.3025 | 61.1751 | 113.7979 | 14.51 | 29.1395 | 47.9953 | 70.7624 | 126.6287 | 15.92 | 14.463 | 28.9589 | 50.8985 | 106.5271 | 56.6832 | 56.6832 | 56.6832 | 170.4811 | 183.3119 | 163.2103
2016-07-15 | 15.42 | 20.1483 | 34.8892 | 56.4876 | 40.2259 | 24.5537 | 56.4224 | 109.3848 | 14.53 | 29.6342 | 46.9314 | 69.0317 | 122.0758 | 15.91 | 14.9257 | 28.2592 | 49.5813 | 102.3976 | 57.1032 | 57.1032 | 57.1032 | 166.4881 | 179.1791 | 159.5009
2016-07-16 | 15.43 | 20.4537 | 31.9658 | 52.0791 | 30.7878 | 19.962 | 42.2143 | 94.801 | 14.56 | 29.893 | 43.3688 | 63.9357 | 106.7905 | 15.91 | 15.2457 | 25.6744 | 45.5376 | 88.1861 | 58.297 | 58.297 | 58.297 | 153.098 | 165.0875 | 146.483
2016-07-17 | 15.44 | 20.5984 | 32.2637 | 51.6474 | 30.5304 | 19.5797 | 41.8759 | 93.9917 | 14.59 | 29.9293 | 43.5267 | 63.3412 | 105.8135 | 15.9 | 15.5487 | 26.1684 | 45.319 | 87.594 | 58.4093 | 58.4093 | 58.4093 | 152.401 | 164.2228 | 146.0033
2016-07-18 | 15.44 | 19.4576 | 35.4357 | 57.6569 | 43.1979 | 25.5082 | 61.7522 | 113.7659 | 14.61 | 28.0949 | 46.6391 | 69.345 | 125.5941 | 15.9 | 14.6706 | 29.2265 | 51.1792 | 107.2105 | 56.9357 | 56.9357 | 56.9357 | 170.7015 | 182.5297 | 164.1462
2016-07-19 | 15.45 | 19.3491 | 35.2943 | 57.5094 | 43.2947 | 25.5596 | 61.8964 | 113.7165 | 14.64 | 27.7779 | 46.2272 | 68.9151 | 125.2591 | 15.89 | 14.7706 | 29.3554 | 51.3136 | 107.4465 | 56.9795 | 56.9795 | 56.9795 | 170.696 | 182.2385 | 164.426
2016-07-20 | 15.46 | 19.2348 | 35.1463 | 57.3552 | 43.3915 | 25.611 | 62.0407 | 113.6606 | 14.66 | 27.559 | 45.9437 | 68.6195 | 125.06 | 15.89 | 14.7605 | 29.3427 | 51.3007 | 107.5334 | 57.0138 | 57.0138 | 57.0138 | 170.6743 | 182.0737 | 164.5472
2016-07-21 | 15.48 | 19.1029 | 34.975 | 57.1765 | 43.4883 | 25.6624 | 62.185 | 113.5783 | 14.68 | 27.4267 | 45.7719 | 68.4401 | 124.9771 | 15.89 | 14.837 | 29.4417 | 51.4039 | 107.7364 | 57.0501 | 57.0501 | 57.0501 | 170.6284 | 182.0272 | 164.7866
2016-07-22 | 15.48 | 19.4747 | 34.0323 | 55.5955 | 40.8342 | 24.8881 | 57.3213 | 109.1118 | 14.7 | 27.7848 | 44.5822 | 66.5846 | 120.23 | 15.88 | 15.2131 | 28.6221 | 49.9601 | 103.4102 | 57.4043 | 57.4043 | 57.4043 | 166.5161 | 177.6343 | 160.8145
2016-07-23 | 15.49 | 19.7266 | 31.0852 | 51.1638 | 31.1915 | 20.1981 | 42.8584 | 94.2988 | 14.71 | 28.186 | 41.3047 | 61.7894 | 105.0437 | 15.89 | 15.3884 | 25.8444 | 45.7148 | 88.7885 | 58.5457 | 58.5457 | 58.5457 | 152.8444 | 163.5894 | 147.3342
2016-07-24 | 15.5 | 19.8537 | 31.364 | 50.4186 | 30.9379 | 19.8161 | 42.5253 | 93.1795 | 14.72 | 28.4127 | 41.6956 | 61.129 | 104.0076 | 15.89 | 15.5741 | 26.1982 | 45.0634 | 87.7654 | 58.6319 | 58.6319 | 58.6319 | 151.8114 | 162.6395 | 146.3973
2016-07-25 | 15.51 | 18.7754 | 34.5487 | 56.4384 | 43.8756 | 25.8681 | 62.7621 | 113.2346 | 14.73 | 26.8892 | 45.0734 | 67.402 | 124.3302 | 15.89 | 14.8226 | 29.4213 | 51.0972 | 107.8291 | 57.0766 | 57.0766 | 57.0766 | 170.3112 | 181.4068 | 164.9057
2016-07-26 | 15.51 | 18.7317 | 34.4904 | 56.3774 | 43.9724 | 25.9195 | 62.9063 | 113.2734 | 14.74 | 26.7409 | 44.8797 | 67.1998 | 124.2261 | 15.89 | 14.779 | 29.3633 | 51.0365 | 107.8682 | 57.0636 | 57.0636 | 57.0636 | 170.337 | 181.2897 | 164.9318
2016-07-27 | 15.51 | 18.7113 | 34.4637 | 56.3493 | 44.0692 | 25.9709 | 63.0506 | 113.3452 | 14.76 | 26.5121 | 44.5825 | 66.89 | 124.0129 | 15.9 | 14.6549 | 29.2019 | 50.8682 | 107.7981 | 57.0281 | 57.0281 | 57.0281 | 170.3733 | 181.0409 | 164.8261
2016-07-28 | 15.52 | 18.6691 | 34.4082 | 56.2911 | 44.166 | 26.0223 | 63.1949 | 113.3852 | 14.76 | 26.5735 | 44.6614 | 66.9717 | 124.1944 | 15.9 | 14.717 | 29.2816 | 50.9508 | 107.9805 | 56.985 | 56.985 | 56.985 | 170.3702 | 181.1794 | 164.9655
2016-07-29 | 15.52 | 19.0773 | 33.5253 | 54.7737 | 41.4425 | 25.2225 | 58.2203 | 108.9124 | 14.77 | 27.0646 | 43.6657 | 65.3205 | 119.5836 | 15.9 | 15.0304 | 28.3875 | 49.43 | 103.5057 | 57.2896 | 57.2896 | 57.2896 | 166.202 | 176.8732 | 160.7953
2016-07-30 | 15.53 | 19.3809 | 30.6649 | 50.4329 | 31.5953 | 20.4341 | 43.5025 | 93.984 | 14.78 | 27.5117 | 40.4877 | 60.6303 | 104.2964 | 15.9 | 15.3697 | 25.8189 | 45.4023 | 88.8965 | 58.3899 | 58.3899 | 58.3899 | 152.3739 | 162.6863 | 147.2864
2016-07-31 | 15.53 | 19.5919 | 31.0427 | 50.0828 | 31.3454 | 20.0526 | 43.1748 | 93.2646 | 14.79 | 27.7088 | 40.8407 | 60.2397 | 103.5334 | 15.91 | 15.4238 | 26.0112 | 44.8672 | 87.9915 | 58.3753 | 58.3753 | 58.3753 | 151.64 | 161.9087 | 146.3668
2016-08-01 | 15.53 | 18.552 | 34.2554 | 56.107 | 44.5532 | 26.228 | 63.7719 | 113.5988 | 14.79 | 26.2466 | 44.2366 | 66.5032 | 124.1204 | 15.91 | 14.6008 | 29.1298 | 50.7685 | 108.1958 | 56.7385 | 56.7385 | 56.7385 | 170.3374 | 180.859 | 164.9344
2016-08-02 | 15.53 | 18.5189 | 34.2121 | 56.062 | 44.65 | 26.2794 | 63.9162 | 113.6537 | 14.8 | 26.109 | 44.0579 | 66.3171 | 124.0325 | 15.91 | 14.5678 | 29.0868 | 50.7238 | 108.251 | 56.6543 | 56.6543 | 56.6543 | 170.308 | 180.6868 | 164.9053
2016-08-03 | 15.54 | 18.4762 | 34.1584 | 56.0062 | 44.7468 | 26.3308 | 64.0605 | 113.696 | 14.8 | 26.1699 | 44.1386 | 66.4011 | 124.2165 | 15.91 | 14.6294 | 29.1683 | 50.8088 | 108.4358 | 56.561 | 56.561 | 56.561 | 170.2571 | 180.7775 | 164.9968
2016-08-04 | 15.54 | 18.418 | 34.083 | 55.9274 | 44.8436 | 26.3822 | 64.2047 | 113.7171 | 14.8 | 26.1112 | 44.0627 | 66.3217 | 124.2369 | 15.91 | 14.5714 | 29.0931 | 50.7303 | 108.4571 | 56.4694 | 56.4694 | 56.4694 | 170.1865 | 180.7064 | 164.9265
2016-08-05 | 15.54 | 18.8453 | 33.2305 | 54.4424 | 42.0508 | 25.5569 | 59.1192 | 109.2068 | 14.81 | 26.6164 | 43.0968 | 64.7028 | 119.5886 | 15.91 | 14.9065 | 28.2298 | 49.2419 | 103.9449 | 56.7069 | 56.7069 | 56.7069 | 165.9138 | 176.2955 | 160.6518
2016-08-06 | 15.54 | 19.1983 | 30.4445 | 50.3574 | 31.9991 | 20.6701 | 44.1465 | 94.3291 | 14.81 | 27.1091 | 40.0017 | 60.288 | 104.3719 | 15.9 | 15.2971 | 25.7313 | 45.4601 | 89.3764 | 57.7433 | 57.7433 | 57.7433 | 152.0724 | 162.1152 | 147.1198
2016-08-07 | 15.54 | 19.4548 | 30.8794 | 50.0653 | 31.7529 | 20.2891 | 43.8242 | 93.6711 | 14.81 | 27.4588 | 40.5414 | 60.09 | 103.8065 | 15.9 | 15.5076 | 26.1146 | 45.1216 | 88.6728 | 57.664 | 57.664 | 57.664 | 151.3351 | 161.4705 | 146.3368
2016-08-08 | 15.53 | 18.5329 | 34.2315 | 56.3171 | 45.2308 | 26.5879 | 64.7818 | 114.5079 | 14.82 | 25.9125 | 43.8046 | 66.2989 | 124.6103 | 15.9 | 14.6872 | 29.2427 | 51.1154 | 109.2432 | 55.9285 | 55.9285 | 55.9285 | 170.4364 | 180.5388 | 165.1717
2016-08-09 | 15.52 | 18.6161 | 34.34 | 56.4299 | 45.3276 | 26.6393 | 64.9261 | 114.7222 | 14.81 | 25.9953 | 43.9126 | 66.4111 | 124.824 | 15.89 | 14.7706 | 29.3515 | 51.2284 | 109.4578 | 55.772 | 55.772 | 55.772 | 170.4941 | 180.596 | 165.2298
2016-08-10 | 15.52 | 18.6619 | 34.3996 | 56.4921 | 45.4244 | 26.6907 | 65.0703 | 114.8843 | 14.81 | 26.0407 | 43.9717 | 66.4727 | 124.9856 | 15.89 | 14.8167 | 29.4114 | 51.291 | 109.6202 | 55.6095 | 55.6095 | 55.6095 | 170.4938 | 180.5951 | 165.2297
2016-08-11 | 15.52 | 18.6169 | 34.3407 | 56.4306 | 45.5212 | 26.7421 | 65.2146 | 114.9225 | 14.81 | 25.9953 | 43.9123 | 66.4105 | 125.0233 | 15.89 | 14.7719 | 29.3527 | 51.2297 | 109.6588 | 55.4465 | 55.4465 | 55.4465 | 170.3691 | 180.4698 | 165.1053
2016-08-12 | 15.52 | 19.0769 | 33.5235 | 54.9819 | 42.6591 | 25.8913 | 60.0181 | 110.3787 | 14.8 | 26.7385 | 43.2511 | 65.1089 | 120.6256 | 15.88 | 15.2461 | 28.6598 | 49.9184 | 105.2552 | 55.6367 | 55.6367 | 55.6367 | 166.0153 | 176.2623 | 160.8918
2016-08-13 | 15.52 | 19.4184 | 30.7098 | 50.6884 | 32.4029 | 20.9062 | 44.7906 | 95.0854 | 14.79 | 27.326 | 40.2634 | 60.6161 | 105.1255 | 15.88 | 15.5187 | 25.9984 | 45.7926 | 90.1341 | 56.635 | 56.635 | 56.635 | 151.7205 | 161.7606 | 146.7692
2016-08-14 | 15.52 | 19.6537 | 31.1221 | 50.3712 | 32.1686 | 20.5456 | 44.4421 | 94.4138 | 14.77 | 27.8737 | 41.0451 | 60.6675 | 104.824 | 15.88 | 15.7082 | 26.3591 | 45.429 | 89.4169 | 56.5068 | 56.5068 | 56.5068 | 150.9206 | 161.3308 | 145.9237
2016-08-15 | 15.51 | 18.7278 | 34.4851 | 56.5282 | 45.9427 | 27.0177 | 65.7177 | 115.4555 | 14.75 | 26.6239 | 44.7286 | 67.2044 | 126.2611 | 15.88 | 14.8836 | 29.4981 | 51.3306 | 110.1949 | 54.6955 | 54.6955 | 54.6955 | 170.151 | 180.9566 | 164.8904
2016-08-16 | 15.49 | 18.9223 | 34.7393 | 56.7934 | 46.0566 | 27.1041 | 65.825 | 115.8411 | 14.73 | 26.8179 | 44.9823 | 67.469 | 126.6461 | 15.88 | 14.8705 | 29.4831 | 51.3152 | 110.2964 | 54.4658 | 54.4658 | 54.4658 | 170.3069 | 181.1119 | 164.7622
2016-08-17 | 15.47 | 19.0961 | 34.9646 | 57.0281 | 46.1705 | 27.1905 | 65.9323 | 116.1962 | 14.7 | 27.0952 | 45.3418 | 67.8435 | 127.1427 | 15.88 | 14.8369 | 29.4391 | 51.2693 | 110.3675 | 54.2284 | 54.2284 | 54.2284 | 170.4246 | 181.3711 | 164.5959
2016-08-18 | 15.45 | 19.3041 | 35.2352 | 57.3101 | 46.2844 | 27.2768 | 66.0396 | 116.5985 | 14.68 | 27.3027 | 45.6118 | 68.1248 | 127.5445 | 15.88 | 14.8373 | 29.4405 | 51.2707 | 110.4858 | 53.9874 | 53.9874 | 53.9874 | 170.5859 | 181.5319 | 164.4732
2016-08-19 | 15.44 | 19.9248 | 34.6006 | 56.0503 | 43.3594 | 26.3985 | 60.7455 | 112.1814 | 14.65 | 28.3279 | 45.2699 | 67.153 | 123.4159 | 15.88 | 15.2446 | 28.6582 | 49.8666 | 105.9241 | 54.0978 | 54.0978 | 54.0978 | 166.2791 | 177.5137 | 160.0219
2016-08-20 | 15.42 | 20.436 | 31.9372 | 51.9103 | 32.875 | 21.2588 | 45.2409 | 96.8131 | 14.62 | 29.0984 | 42.4029 | 62.7809 | 107.8073 | 15.88 | 15.4552 | 25.9193 | 45.6596 | 90.4915 | 55.0519 | 55.0519 | 55.0519 | 151.865 | 162.8592 | 145.5434
2016-08-21 | 15.42 | 20.7184 | 32.4061 | 51.6482 | 32.6335 | 20.9224 | 44.8712 | 96.1888 | 14.58 | 29.921 | 43.5156 | 63.1706 | 107.8391 | 15.89 | 15.5694 | 26.19 | 45.2012 | 89.6702 | 54.86 | 54.86 | 54.86 | 151.0488 | 162.6991 | 144.5302
2016-08-22 | 15.41 | 19.7282 | 35.7854 | 57.8826 | 46.7401 | 27.6224 | 66.4687 | 117.6457 | 14.55 | 28.6597 | 47.3724 | 69.9585 | 129.8684 | 15.89 | 14.7432 | 29.3182 | 51.1426 | 110.8238 | 52.9567 | 52.9567 | 52.9567 | 170.6024 | 182.8251 | 163.7805
2016-08-23 | 15.4 | 19.8496 | 35.9432 | 58.0469 | 46.854 | 27.7087 | 66.576 | 117.9286 | 14.52 | 28.9883 | 47.7991 | 70.4029 | 130.4349 | 15.89 | 14.7611 | 29.3416 | 51.1669 | 110.965 | 52.6849 | 52.6849 | 52.6849 | 170.6136 | 183.1198 | 163.6499
2016-08-24 | 15.38 | 20.0306 | 36.1781 | 58.2915 | 46.9679 | 27.7951 | 66.6833 | 118.2936 | 14.48 | 29.3765 | 48.3028 | 70.9275 | 131.0833 | 15.89 | 14.7347 | 29.3075 | 51.131 | 111.0461 | 52.3968 | 52.3968 | 52.3968 | 170.6904 | 183.4801 | 163.4428
2016-08-25 | 15.36 | 20.2592 | 36.475 | 58.6004 | 47.0819 | 27.8815 | 66.7906 | 118.7229 | 14.44 | 29.8121 | 48.8684 | 71.5165 | 131.7962 | 15.88 | 14.8597 | 29.47 | 51.3 | 111.3337 | 52.0937 | 52.0937 | 52.0937 | 170.8166 | 183.8899 | 163.4274
2016-08-26 | 15.34 | 20.9576 | 35.9125 | 57.4137 | 44.075 | 26.9346 | 61.4442 | 114.2978 | 14.4 | 30.9521 | 48.6029 | 70.6189 | 127.6603 | 15.88 | 15.216 | 28.6223 | 49.8278 | 106.6215 | 52.1547 | 52.1547 | 52.1547 | 166.4525 | 179.815 | 158.7762
2016-08-27 | 15.32 | 21.5672 | 33.3024 | 53.3261 | 33.3471 | 21.6114 | 45.6912 | 98.7349 | 14.36 | 31.9578 | 45.8566 | 66.3653 | 111.9227 | 15.87 | 15.6143 | 26.1099 | 45.8557 | 91.1794 | 53.0638 | 53.0638 | 53.0638 | 151.7988 | 164.9865 | 144.2433
2016-08-28 | 15.29 | 22.0885 | 34.0611 | 53.3609 | 33.0984 | 21.2993 | 45.3002 | 98.4041 | 14.32 | 32.711 | 46.8851 | 66.6608 | 111.852 | 15.87 | 15.7369 | 26.3932 | 45.4083 | 90.3631 | 52.7993 | 52.7993 | 52.7993 | 151.2034 | 164.6513 | 143.1624
2016-08-29 | 15.26 | 21.2659 | 37.7835 | 59.9632 | 47.5375 | 28.227 | 67.2197 | 120.5706 | 14.27 | 31.5434 | 51.1171 | 73.8587 | 134.6355 | 15.86 | 15.0372 | 29.7025 | 51.5416 | 112.0464 | 50.7913 | 50.7913 | 50.7913 | 171.3619 | 185.4268 | 162.8378
2016-08-30 | 15.23 | 21.5745 | 38.1848 | 60.3814 | 47.6514 | 28.3134 | 67.327 | 121.111 | 14.22 | 32.059 | 51.787 | 74.5568 | 135.4592 | 15.85 | 15.1385 | 29.8349 | 51.6797 | 112.3032 | 50.4397 | 50.4397 | 50.4397 | 171.5507 | 185.8989 | 162.7428
2016-08-31 | 15.2 | 21.845 | 38.5367 | 60.7484 | 47.7654 | 28.3998 | 67.4343 | 121.6 | 14.17 | 32.5364 | 52.4075 | 75.2036 | 136.2316 | 15.85 | 15.098 | 29.7832 | 51.6262 | 112.3666 | 50.092 | 50.092 | 50.092 | 171.6921 | 186.3236 | 162.4586
2016-09-01 | 15.17 | 22.1365 | 38.9165 | 61.17 | 47.8793 | 28.4861 | 67.5416 | 122.1438 | 14.09 | 33.3463 | 53.46 | 76.3274 | 137.486 | 15.84 | 15.1823 | 29.8942 | 51.7669 | 112.6259 | 49.7301 | 49.7301 | 49.7301 | 171.8739 | 187.2161 | 162.356
2016-09-02 | 15.15 | 22.9682 | 38.4678 | 60.0983 | 44.7907 | 27.4706 | 62.143 | 117.7506 | 14.02 | 34.9781 | 53.7176 | 75.9674 | 133.8091 | 15.83 | 15.7411 | 29.2909 | 50.5488 | 108.087 | 49.7386 | 49.7386 | 49.7386 | 167.4892 | 183.5477 | 157.8257
2016-09-03 | 15.12 | 23.6452 | 35.8151 | 55.9616 | 33.8192 | 21.964 | 46.1416 | 101.8919 | 13.94 | 36.4119 | 51.2404 | 71.9836 | 118.0969 | 15.83 | 15.9636 | 26.5337 | 46.3213 | 92.1415 | 50.6206 | 50.6206 | 50.6206 | 152.5125 | 168.7174 | 142.7621
2016-09-04 | 15.1 | 24.1508 | 36.556 | 55.973 | 33.5633 | 21.6762 | 45.7292 | 101.5281 | 13.84 | 37.9435 | 53.2076 | 73.2434 | 118.9911 | 15.82 | 16.2692 | 27.0408 | 46.1042 | 91.5493 | 50.3086 | 50.3086 | 50.3086 | 151.8367 | 169.2997 | 141.8579
2016-09-05 | 15.08 | 23.1252 | 40.2016 | 62.5096 | 48.3349 | 28.8317 | 67.9708 | 123.9666 | 13.75 | 36.9266 | 58.1079 | 81.1711 | 142.8562 | 15.82 | 15.4462 | 30.2388 | 52.1265 | 113.4567 | 48.2297 | 48.2297 | 48.2297 | 172.1963 | 191.0858 | 161.6864
2016-09-06 | 15.05 | 23.4353 | 40.6041 | 62.929 | 48.4489 | 28.918 | 68.078 | 124.5082 | 13.66 | 37.8585 | 59.3171 | 82.4312 | 144.2488 | 15.82 | 15.4454 | 30.2378 | 52.1256 | 113.5728 | 47.8379 | 47.8379 | 47.8379 | 172.3461 | 192.0867 | 161.4107
2016-09-07 | 15.01 | 23.7877 | 41.0615 | 63.4055 | 48.5628 | 29.0044 | 68.1853 | 125.1086 | 13.55 | 38.9364 | 60.7159 | 83.8887 | 145.8422 | 15.81 | 15.487 | 30.292 | 52.1819 | 113.7477 | 47.4317 | 47.4317 | 47.4317 | 172.5403 | 193.2738 | 161.1794
2016-09-08 | 14.98 | 24.1108 | 41.4821 | 63.8439 | 48.6767 | 29.0908 | 68.2926 | 125.6691 | 13.44 | 40.0886 | 62.2124 | 85.4481 | 147.5376 | 15.81 | 15.4993 | 30.3094 | 52.2001 | 113.8829 | 47.0185 | 47.0185 | 47.0185 | 172.6876 | 194.556 | 160.9013
2016-09-09 | 14.94 | 25.1133 | 41.1915 | 62.9327 | 45.5063 | 28.0066 | 62.8417 | 121.3567 | 13.33 | 42.2177 | 62.911 | 85.5331 | 144.2277 | 15.81 | 15.8705 | 29.4549 | 50.72 | 108.9979 | 46.9808 | 46.9808 | 46.9808 | 168.3375 | 191.2084 | 155.9786
2016-09-10 | 14.89 | 26.0946 | 38.7693 | 59.0292 | 34.2913 | 22.3165 | 46.5919 | 105.4859 | 13.22 | 44.1553 | 60.5918 | 81.6946 | 128.4109 | 15.8 | 16.2531 | 26.878 | 46.6786 | 92.9938 | 47.8237 | 47.8237 | 47.8237 | 153.3095 | 176.2345 | 140.8175
2016-09-11 | 14.84 | 26.9413 | 39.9236 | 59.4629 | 34.0281 | 22.0531 | 46.1582 | 105.5409 | 13.11 | 45.8712 | 62.7779 | 83.1653 | 129.5082 | 15.79 | 16.5463 | 27.3735 | 46.4471 | 92.3796 | 47.4294 | 47.4294 | 47.4294 | 152.9703 | 176.9376 | 139.809
2016-09-12 | 14.8 | 26.0002 | 43.9347 | 66.3984 | 49.1324 | 29.4363 | 68.7218 | 128.7225 | 13.01 | 44.5676 | 68.0251 | 91.5038 | 154.1355 | 15.77 | 15.9385 | 30.8801 | 52.7938 | 114.9513 | 45.2532 | 45.2532 | 45.2532 | 173.9757 | 199.3887 | 160.2045
2016-09-13 | 14.74 | 26.5762 | 44.6829 | 67.1779 | 49.2463 | 29.5227 | 68.8291 | 129.6293 | 12.91 | 45.5574 | 69.3104 | 92.8428 | 155.6087 | 15.75 | 16.1002 | 31.0907 | 53.0131 | 115.291 | 44.7833 | 44.7833 | 44.7833 | 174.4127 | 200.3921 | 160.0743
2016-09-14 | 14.67 | 27.2558 | 45.5645 | 68.0963 | 49.3602 | 29.6091 | 68.9363 | 130.6767 | 12.81 | 46.5471 | 70.5944 | 94.1804 | 157.0806 | 15.73 | 16.2619 | 31.3002 | 53.2312 | 115.6294 | 44.3026 | 44.3026 | 44.3026 | 174.9794 | 201.3832 | 159.932
2016-09-15 | 14.61 | 27.9492 | 46.4633 | 69.2797 | 49.4741 | 29.6955 | 69.0436 | 131.9875 | 12.7 | 47.7579 | 72.1646 | 96.0938 | 159.13 | 15.7 | 16.6448 | 31.796 | 53.9775 | 116.4978 | 43.7916 | 43.7916 | 43.7916 | 175.7791 | 202.9216 | 160.2894
2016-09-16 | 14.53 | 29.3923 | 46.6216 | 68.8284 | 46.2219 | 28.5426 | 63.5405 | 128.0581 | 12.6 | 49.888 | 72.6483 | 95.9402 | 155.4949 | 15.67 | 17.286 | 31.2483 | 52.8143 | 111.8519 | 43.6844 | 43.6844 | 43.6844 | 171.7425 | 199.1793 | 155.5363
2016-09-17 | 14.46 | 30.7119 | 44.3419 | 65.0635 | 34.7634 | 22.6691 | 47.0422 | 112.0778 | 12.49 | 52.0084 | 70.0748 | 91.8204 | 139.1416 | 15.64 | 17.9556 | 28.9282 | 49.0364 | 95.867 | 44.4957 | 44.4957 | 44.4957 | 156.5736 | 183.6373 | 140.3628
2016-09-18 | 14.39 | 31.7718 | 45.7507 | 65.7528 | 34.493 | 22.4299 | 46.5872 | 112.3829 | 12.36 | 53.9754 | 72.5581 | 93.5858 | 140.5275 | 15.6 | 18.5372 | 29.772 | 49.1626 | 95.607 | 44.0422 | 44.0422 | 44.0422 | 156.4251 | 184.5697 | 139.6492
2016-09-19 | 14.32 | 30.9072 | 50.3021 | 73.2839 | 49.9298 | 30.041 | 69.4728 | 136.5097 | 12.24 | 52.4739 | 78.2851 | 102.4776 | 166.0615 | 15.56 | 18.0501 | 33.6199 | 55.88 | 118.8923 | 41.7532 | 41.7532 | 41.7532 | 178.2629 | 207.8147 | 160.6455
2016-09-20 | 14.25 | 31.5445 | 51.1303 | 74.1483 | 50.0437 | 30.1274 | 69.5801 | 137.5031 | 12.08 | 54.0431 | 80.3225 | 104.6033 | 168.3319 | 15.52 | 18.3771 | 34.0454 | 56.3243 | 119.4605 | 41.2466 | 41.2466 | 41.2466 | 178.7497 | 209.5785 | 160.7071
2016-09-21 | 14.19 | 32.1915 | 51.9692 | 75.0234 | 50.1576 | 30.2137 | 69.6874 | 138.5056 | 11.93 | 55.6219 | 82.3706 | 106.7397 | 170.6112 | 15.49 | 18.7138 | 34.4817 | 56.7795 | 120.0378 | 40.7294 | 40.7294 | 40.7294 | 179.235 | 211.3406 | 160.7672
2016-09-22 | 14.12 | 32.9817 | 52.9945 | 76.0928 | 50.2715 | 30.3001 | 69.7946 | 139.7041 | 11.78 | 57.2401 | 84.4703 | 108.9298 | 172.9444 | 15.45 | 19.1938 | 35.1043 | 57.429 | 120.8111 | 40.197 | 40.197 | 40.197 | 179.9012 | 213.1414 | 161.0082
2016-09-23 | 14.04 | 34.5825 | 53.2065 | 75.687 | 46.9376 | 29.0787 | 64.2393 | 135.7361 | 11.6 | 60.4837 | 86.0984 | 109.9487 | 170.4095 | 15.41 | 20.0396 | 34.7385 | 56.4499 | 116.2678 | 40.0528 | 40.0528 | 40.0528 | 175.7889 | 210.4623 | 156.3206
2016-09-24 | 13.97 | 35.9653 | 50.6839 | 71.9788 | 35.2355 | 23.0217 | 47.4925 | 119.5605 | 11.42 | 63.5207 | 83.9804 | 106.6575 | 154.6371 | 15.38 | 20.7288 | 32.2729 | 52.8035 | 100.1652 | 40.8492 | 40.8492 | 40.8492 | 160.4097 | 195.4863 | 141.0144
2016-09-25 | 13.87 | 37.3941 | 52.533 | 73.1152 | 34.9579 | 22.8068 | 47.0163 | 120.3085 | 11.23 | 66.258 | 87.3826 | 109.3572 | 156.9565 | 15.35 | 21.2128 | 32.9962 | 52.7976 | 99.7633 | 40.3315 | 40.3315 | 40.3315 | 160.64 | 197.2881 | 140.0949
2016-09-26 | 13.77 | 36.5525 | 57.6272 | 81.251 | 50.7272 | 30.6456 | 70.2238 | 145.3909 | 11.05 | 64.7437 | 94.2068 | 119.4742 | 184.0833 | 15.31 | 20.5913 | 36.9167 | 59.61 | 123.4842 | 37.9389 | 37.9389 | 37.9389 | 183.3298 | 222.0222 | 161.423
2016-09-27 | 13.65 | 37.7228 | 59.1456 | 82.8377 | 50.8411 | 30.732 | 70.3311 | 147.1154 | 10.86 | 66.6378 | 96.6646 | 122.0422 | 186.8014 | 15.28 | 20.8297 | 37.2259 | 59.9333 | 123.9296 | 37.346 | 37.346 | 37.346 | 184.4613 | 224.1474 | 161.2756
2016-09-28 | 13.52 | 39.1002 | 60.933 | 84.705 | 50.955 | 30.8184 | 70.4384 | 149.1221 | 10.68 | 68.5318 | 99.1224 | 124.6096 | 189.5171 | 15.25 | 21.1718 | 37.6698 | 60.3968 | 124.5153 | 36.7214 | 36.7214 | 36.7214 | 185.8435 | 226.2385 | 161.2366
2016-09-29 | 13.37 | 40.6842 | 62.9882 | 86.8524 | 51.0689 | 30.9048 | 70.5457 | 151.4125 | 10.49 | 70.5286 | 101.7134 | 127.3167 | 192.3742 | 15.21 | 21.617 | 38.2471 | 61.0002 | 125.2425 | 36.0749 | 36.0749 | 36.0749 | 187.4874 | 228.4491 | 161.3174
2016-09-30 | 13.22 | 43.188 | 64.1271 | 87.3993 | 47.6532 | 29.6147 | 64.938 | 148.3239 | 10.3 | 74.172 | 103.4749 | 128.451 | 189.8695 | 15.18 | 22.3905 | 37.7156 | 59.844 | 120.4371 | 35.8329 | 35.8329 | 35.8329 | 184.1568 | 225.7024 | 156.27