## 2012_2013 Description
Seasonal Normal Demand Forecasts
This spreadsheet contains total LDZ and national seasonal normal demand forecasts for the 2012/13 gas supply year.
The total LDZ figures are National Grid Transmission's forecasts and not the sum of the forecasts produced by the Networks.
Units are GWh for energy and mcm for volume.
The forecasts are produced in energy units. The volume figures are converted from the energy figures using a calorific value of 39.6 MJ/m3 for all values.
Daily seasonal normal demands are the demands that are forecast to occur in the average weather conditions expected between October 2010 and September 2015.
Seasonal normal demand forecasts are produced each year as part of the annual demand forecasting process.
The methodology for producing these forecasts is published on National Grid’s website at
http://www.nationalgrid.com/uk/Gas/OperationalInfo/operationaldocuments/Gas+Demand+and+Supply+Forecasting+Methodology/
Cold and warm profiles give an indication of the variation in weather that could be expected throughout the year.
Cold and warm demand profiles are calculated from the demand models and cold and warm CWVs calculated from weather data from October 1928 to September 2011.
They do not show historical maximums and minimums.
The cold/warm curves are 1 in 20 weekly values.
The highest demand on the cold curve will always be less than the 1 in 20 peak day demand.
Adding all the cold demand values will produce an annual demand far in excess of a 1 in 20 year because even in the coldest year there will be days warmer than normal.
Exports to Europe and storage injection are shown separately.
Exports to Europe and storage injection depend on the supply demand balance and the price of gas in the UK and on ther continent. The figures in this spreadsheet are therefore
not detailed forecasts but typical values for the time of year for graphical comparison with actual demands in the daily summary report.
http://marketinformation.natgrid.co.uk/gas/ReportExplorer.aspx
Power generation is a large element of gas demand. To produce power generation demand forecasts assumptions have to be made about the relative merits of different types of generation.
These assumptions are made for 3 month periods starting 1st October, 1st January, 1st April and 1st July. The key decision is whether coal or gas is the preferred fuel.
The transition between quarters has now been smoothed to remove step changes.
The power generation values shown in this spreadsheet are for NTS power stations. Large LDZ power stations and NTS industrial CHP plants are excluded from this definition and would
add approximately 7.5 mcm.
Storage injection has been calculated based on the average seen over the last 3 years; this has then been applied inversely to demand. The actual injection profile may well differ from this
due to commercial and physical constraints at the storage facilities
The forecasts were produced in June 2012.
Definitions
0-73 MWh load band: Gas customers consuming between zero and 73.2 MWh in a year under seasonal normal weather conditions
NDM: Non daily metered demand
LDZ: Total of NDM and daily metered (DM) demand plus shrinkage in the distribution networks
NTS power stations: Power stations connected directly to the gas National Transmission System
NTS industrial CHP plants: Combined heat and power loads connected directly to the gas National Transmission System and categorised as industrial loads
Large LDZ power stations: Power stations connected to the gas distribution networks and the electricity transmission network.

## 2012_2013 Energy
| Excludes IUK exports and storage injection | [17 empty] | IUK exports and storage injection |  |  | Includes IUK exports and storage injection
GWh |  | 0-73 MWh | Total NDM | LDZ | NTS power generation |  |  | Total | Cold | 0-73 MWh | Total NDM | LDZ | Total | Warm | 0-73 MWh | Total NDM | LDZ | Total | Total | Total | Total | Total | Total | Total
| SNCWV | SND | SND | SND | SND | Low | High | SND | CWV | Cold demand | Cold demand | Cold demand | Cold demand | CWV | Warm demand | Warm demand | Warm demand | Warm demand | SND | Cold demand | Warm demand | SND | Cold demand | Warm demand
2012-10-01 | 13.34 | 495.9623 | 731.9825 | 1044.9772 | 505.2319 | 427.4989 | 926.0278 | 1807.2844 | 9.76 | 950.8993 | 1310.0858 | 1644.4332 | 2422.0385 | 14.87 | 295.1801 | 476.842 | 780.4128 | 1535.9683 | 501.2366 | 501.2366 | 501.2366 | 2308.521 | 2923.2751 | 2037.2049
2012-10-02 | 13.23 | 510.6199 | 750.6195 | 1064.3278 | 503.1114 | 425.7049 | 925.3313 | 1824.9341 | 9.61 | 970.6211 | 1335.159 | 1670.4589 | 2446.5329 | 14.81 | 300.9509 | 484.1857 | 788.0527 | 1541.6087 | 494.9371 | 494.9371 | 494.9371 | 2319.8712 | 2941.47 | 2036.5458
2012-10-03 | 13.11 | 525.3608 | 769.3467 | 1083.7659 | 500.9939 | 423.9129 | 924.6379 | 1842.7139 | 9.46 | 989.155 | 1358.7073 | 1694.8972 | 2469.4398 | 14.76 | 309.3471 | 494.85 | 799.1294 | 1550.8142 | 488.512 | 488.512 | 488.512 | 2331.226 | 2957.9518 | 2039.3263
2012-10-04 | 13 | 539.9371 | 787.8672 | 1102.9947 | 498.8734 | 422.1189 | 923.9415 | 1860.2416 | 9.3 | 1010.0653 | 1385.2778 | 1722.4743 | 2495.5281 | 14.7 | 313.7673 | 500.4643 | 804.9747 | 1554.6174 | 482.2272 | 482.2272 | 482.2272 | 2342.4688 | 2977.7553 | 2036.8446
2012-10-05 | 12.86 | 568.1839 | 797.5187 | 1104.3887 | 490.2697 | 414.1457 | 906.1176 | 1850.2212 | 9.15 | 1048.9825 | 1395.2427 | 1723.2681 | 2484.636 | 14.64 | 327.1367 | 497.8511 | 794.1149 | 1532.1588 | 479.1405 | 479.1405 | 479.1405 | 2329.3617 | 2963.7765 | 2011.2993
2012-10-06 | 12.73 | 596.4375 | 782.2307 | 1069.6545 | 460.6336 | 385.4311 | 831.5191 | 1772.6248 | 8.99 | 1090.3921 | 1370.1613 | 1676.699 | 2394.1559 | 14.59 | 341.5358 | 478.8333 | 756.3935 | 1451.8882 | 484.1687 | 484.1687 | 484.1687 | 2256.7935 | 2878.3245 | 1936.0569
2012-10-07 | 12.6 | 618.2826 | 809.0319 | 1095.6358 | 447.4523 | 374.0838 | 811.4557 | 1784.1396 | 8.83 | 1119.969 | 1405.8419 | 1711.1766 | 2414.1228 | 14.53 | 352.1359 | 492.4218 | 769.0889 | 1449.931 | 478.4959 | 478.4959 | 478.4959 | 2262.6355 | 2892.6187 | 1928.4269
2012-10-08 | 12.47 | 606.728 | 872.765 | 1191.1232 | 490.4175 | 414.9603 | 921.1846 | 1941.9494 | 8.67 | 1089.483 | 1486.2253 | 1827.25 | 2594.3045 | 14.47 | 341.2128 | 535.3619 | 841.2535 | 1583.1542 | 455.1453 | 455.1453 | 455.1453 | 2397.0948 | 3049.4498 | 2038.2995
2012-10-09 | 12.32 | 625.4073 | 896.5089 | 1215.7692 | 488.3086 | 413.1741 | 920.501 | 1965.0647 | 8.51 | 1109.4127 | 1511.5594 | 1853.5461 | 2619.1111 | 14.41 | 352.2809 | 549.4332 | 855.8689 | 1595.9834 | 448.0795 | 448.0795 | 448.0795 | 2413.1443 | 3067.1906 | 2044.063
2012-10-10 | 12.18 | 643.9246 | 920.0395 | 1240.194 | 486.1966 | 411.3859 | 919.8143 | 1987.916 | 8.32 | 1134.2616 | 1543.137 | 1886.3163 | 2650.5199 | 14.33 | 361.9173 | 561.6777 | 868.59 | 1606.8329 | 440.9354 | 440.9354 | 440.9354 | 2428.8514 | 3091.4553 | 2047.7683
2012-10-11 | 12.03 | 662.3983 | 943.5095 | 1264.5503 | 484.0876 | 409.5996 | 919.1309 | 2010.7413 | 8.14 | 1156.5258 | 1571.4251 | 1915.6698 | 2678.4691 | 14.25 | 371.5108 | 573.8626 | 881.2434 | 1617.6573 | 433.7945 | 433.7945 | 433.7945 | 2444.5358 | 3112.2635 | 2051.4518
2012-10-12 | 11.88 | 695.2153 | 955.4427 | 1268.0606 | 475.7304 | 401.8605 | 901.5259 | 2003.0494 | 7.95 | 1204.3781 | 1588.4357 | 1923.4648 | 2674.9001 | 14.17 | 393.3452 | 580.1568 | 879.4877 | 1604.7258 | 430.3181 | 430.3181 | 430.3181 | 2433.3676 | 3105.2182 | 2035.0439
2012-10-13 | 11.73 | 728.3326 | 939.1784 | 1231.8537 | 447.3051 | 374.146 | 828.3953 | 1924.9605 | 7.77 | 1251.1926 | 1561.5197 | 1874.4338 | 2582.8694 | 14.06 | 415.4087 | 566.7165 | 847.2793 | 1531.212 | 435.1854 | 435.1854 | 435.1854 | 2360.146 | 3018.0549 | 1966.3975
2012-10-14 | 11.58 | 753.7694 | 970.1691 | 1261.9843 | 434.6031 | 363.1379 | 808.3178 | 1941.1366 | 7.59 | 1284.579 | 1601.6305 | 1913.2716 | 2607.6993 | 13.95 | 434.4855 | 590.3426 | 870.2326 | 1540.1967 | 428.8429 | 428.8429 | 428.8429 | 2369.9796 | 3036.5422 | 1969.0396
2012-10-15 | 11.43 | 737.9088 | 1039.484 | 1364.1745 | 475.6507 | 402.4546 | 916.3976 | 2104.2406 | 7.41 | 1248.4655 | 1688.2818 | 2036.9527 | 2794.176 | 13.83 | 430.5587 | 648.9142 | 959.1687 | 1688.9064 | 404.8566 | 404.8566 | 404.8566 | 2509.0972 | 3199.0326 | 2093.763
2012-10-16 | 11.28 | 756.7169 | 1063.3957 | 1388.9968 | 473.5414 | 400.6684 | 915.7145 | 2127.5314 | 7.24 | 1269.7926 | 1715.3957 | 2065.0967 | 2820.8724 | 13.7 | 450.6495 | 674.4551 | 985.6797 | 1713.9295 | 397.5497 | 397.5497 | 397.5497 | 2525.0812 | 3218.4222 | 2111.4793
2012-10-17 | 11.16 | 772.8583 | 1083.8993 | 1410.2851 | 471.4232 | 398.8763 | 915.0218 | 2147.1602 | 7.08 | 1290.9927 | 1742.3289 | 2093.0535 | 2847.3387 | 13.57 | 468.0734 | 696.5878 | 1008.6567 | 1735.2904 | 390.7926 | 390.7926 | 390.7926 | 2537.9528 | 3238.1314 | 2126.0831
2012-10-18 | 11.03 | 788.4891 | 1103.7602 | 1430.9071 | 469.3079 | 397.0862 | 914.3324 | 2166.1651 | 6.91 | 1311.6816 | 1768.6188 | 2120.3433 | 2873.1807 | 13.43 | 484.9866 | 718.0777 | 1030.9671 | 1756.0274 | 384.0004 | 384.0004 | 384.0004 | 2550.1655 | 3257.1811 | 2140.0278
2012-10-19 | 10.91 | 821.0119 | 1111.8012 | 1430.139 | 461.1857 | 389.5735 | 896.9335 | 2154.2373 | 6.75 | 1359.8178 | 1781.6537 | 2123.7157 | 2865.2122 | 13.3 | 511.4576 | 726.9581 | 1031.6659 | 1745.7685 | 380.9228 | 380.9228 | 380.9228 | 2535.1601 | 3246.1349 | 2126.6913
2012-10-20 | 10.78 | 853.1235 | 1087.6403 | 1385.3114 | 433.9597 | 362.8514 | 825.2584 | 2068.3562 | 6.58 | 1407.5122 | 1747.5153 | 2066.6523 | 2765.9444 | 13.17 | 542.9298 | 718.4245 | 1004.0849 | 1678.0389 | 386.7258 | 386.7258 | 386.7258 | 2455.0819 | 3152.6702 | 2064.7647
2012-10-21 | 10.68 | 872.6204 | 1111.4922 | 1407.9236 | 421.7172 | 352.1695 | 805.1455 | 2077.2602 | 6.42 | 1439.1861 | 1785.4967 | 2103.0974 | 2788.7327 | 13.03 | 562.7383 | 742.8466 | 1027.6994 | 1688.1215 | 381.2566 | 381.2566 | 381.2566 | 2458.5168 | 3169.9892 | 2069.3781
2012-10-22 | 10.58 | 845.2338 | 1175.874 | 1505.8037 | 460.8256 | 389.9122 | 911.5529 | 2234.2939 | 6.25 | 1395.0033 | 1874.5111 | 2230.2722 | 2977.2313 | 12.91 | 553.2084 | 804.7734 | 1120.9821 | 1839.6621 | 357.8892 | 357.8892 | 357.8892 | 2592.1831 | 3335.1205 | 2197.5513
2012-10-23 | 10.49 | 857.4642 | 1191.415 | 1521.9545 | 458.6984 | 388.1143 | 910.8509 | 2248.6566 | 6.07 | 1418.6377 | 1904.5453 | 2261.4534 | 3007.0066 | 12.79 | 566.7205 | 821.9424 | 1138.8204 | 1855.7558 | 351.6544 | 351.6544 | 351.6544 | 2600.311 | 3358.6611 | 2207.4102
2012-10-24 | 10.39 | 869.8372 | 1207.1351 | 1538.2808 | 456.574 | 386.3184 | 910.1522 | 2263.2374 | 5.91 | 1438.605 | 1929.9176 | 2287.79 | 3031.8519 | 12.68 | 579.1054 | 837.6772 | 1155.1611 | 1870.3519 | 345.3935 | 345.3935 | 345.3935 | 2608.6309 | 3377.2454 | 2215.7454
2012-10-25 | 10.29 | 882.3405 | 1223.0164 | 1554.7726 | 454.4496 | 384.5224 | 909.4535 | 2277.9836 | 5.74 | 1459.9716 | 1957.0635 | 2315.9643 | 3058.5774 | 12.58 | 592.8903 | 855.1863 | 1173.3403 | 1886.829 | 339.1127 | 339.1127 | 339.1127 | 2617.0963 | 3397.6901 | 2225.9417
2012-10-26 | 10.19 | 913.1788 | 1226.3661 | 1548.9562 | 446.5671 | 377.239 | 892.2654 | 2261.1139 | 5.57 | 1511.3916 | 1970.0823 | 2319.0214 | 3050.4893 | 12.47 | 616.662 | 857.7276 | 1167.2571 | 1869.8434 | 336.7385 | 336.7385 | 336.7385 | 2597.8524 | 3387.2278 | 2206.5819
2012-10-27 | 10.09 | 943.5745 | 1195.2722 | 1496.6271 | 420.5375 | 351.5075 | 822.0424 | 2168.6001 | 5.42 | 1559.8242 | 1928.7858 | 2254.0093 | 2944.0363 | 12.38 | 638.7486 | 832.4422 | 1121.9905 | 1785.0331 | 343.338 | 343.338 | 343.338 | 2511.9381 | 3287.3743 | 2128.3712
2012-10-28 | 9.97 | 967.6353 | 1224.4785 | 1524.6282 | 408.7753 | 341.1654 | 801.9165 | 2183.4183 | 5.28 | 1591.2097 | 1966.3098 | 2289.768 | 2966.4904 | 12.28 | 656.5129 | 854.3537 | 1142.874 | 1792.7171 | 337.0486 | 337.0486 | 337.0486 | 2520.4669 | 3303.5389 | 2129.7657
2012-10-29 | 9.84 | 939.2606 | 1295.33 | 1629.8502 | 445.9662 | 377.3484 | 906.6751 | 2346.2911 | 5.13 | 1537.1055 | 2055.0701 | 2417.6906 | 3154.2088 | 12.18 | 640.9729 | 916.2664 | 1236.7663 | 1943.19 | 313.09 | 313.09 | 313.09 | 2659.3811 | 3467.2988 | 2256.28
2012-10-30 | 9.72 | 955.4819 | 1315.9483 | 1651.2488 | 443.8474 | 375.5564 | 905.983 | 2366.029 | 5.03 | 1550.7635 | 2072.4325 | 2435.7143 | 3170.4848 | 12.07 | 654.6679 | 933.6737 | 1254.8345 | 1959.513 | 306.2098 | 306.2098 | 306.2098 | 2672.2388 | 3476.6946 | 2265.7228
2012-10-31 | 9.59 | 971.6274 | 1336.4531 | 1672.5295 | 441.7315 | 373.7663 | 905.2942 | 2385.6915 | 4.93 | 1563.0769 | 2088.0689 | 2451.9478 | 3184.9704 | 11.96 | 667.0182 | 949.3548 | 1271.1124 | 1974.0457 | 299.4486 | 299.4486 | 299.4486 | 2685.1401 | 3484.419 | 2273.4943
2012-11-01 | 9.45 | 989.1039 | 1358.6574 | 1695.5714 | 439.6184 | 371.9781 | 904.6086 | 2407.1576 | 4.82 | 1576.7216 | 2105.4051 | 2469.9429 | 3201.2601 | 11.85 | 683.2381 | 969.9616 | 1292.4968 | 1993.8127 | 292.3609 | 292.3609 | 292.3609 | 2699.5185 | 3493.621 | 2286.1736
2012-11-02 | 9.31 | 1027.0355 | 1367.9324 | 1695.6716 | 431.992 | 364.9349 | 887.6494 | 2396.5534 | 4.75 | 1617.3091 | 2101.7862 | 2455.5337 | 3175.4632 | 11.72 | 713.7763 | 978.4749 | 1292.4114 | 1983.1846 | 289.2343 | 289.2343 | 289.2343 | 2685.7877 | 3464.6974 | 2272.4189
2012-11-03 | 9.17 | 1065.0951 | 1339.968 | 1646.1482 | 407.1789 | 340.2072 | 818.9007 | 2307.9345 | 4.67 | 1658.7405 | 2046.5826 | 2375.7632 | 3054.9351 | 11.59 | 747.165 | 961.5366 | 1255.3988 | 1907.8742 | 295.4761 | 295.4761 | 295.4761 | 2603.4106 | 3350.4112 | 2203.3502
2012-11-04 | 9.04 | 1091.1797 | 1371.4801 | 1676.3664 | 395.8934 | 330.2026 | 798.7579 | 2325.4471 | 4.59 | 1682.6735 | 2075.1539 | 2402.1582 | 3068.2426 | 11.45 | 768.1843 | 987.2267 | 1280.0352 | 1919.8307 | 288.9731 | 288.9731 | 288.9731 | 2614.4202 | 3357.2157 | 2208.8038
2012-11-05 | 8.88 | 1060.6911 | 1449.6279 | 1789.9847 | 431.1684 | 364.8273 | 901.8701 | 2495.3097 | 4.48 | 1619.0263 | 2159.1684 | 2525.7778 | 3249.847 | 11.31 | 751.0689 | 1056.1555 | 1381.954 | 2076.8844 | 264.1751 | 264.1751 | 264.1751 | 2759.4848 | 3514.0221 | 2341.0595
2012-11-06 | 8.73 | 1080.0718 | 1474.2608 | 1815.5463 | 429.058 | 363.0411 | 901.188 | 2519.3376 | 4.37 | 1633.3083 | 2177.3233 | 2544.623 | 3266.9865 | 11.17 | 770.4623 | 1080.8038 | 1407.531 | 2100.9287 | 256.9997 | 256.9997 | 256.9997 | 2776.3374 | 3523.9862 | 2357.9284
2012-11-07 | 8.58 | 1099.3877 | 1498.7998 | 1841.0135 | 426.9475 | 361.2548 | 900.506 | 2543.271 | 4.27 | 1646.2573 | 2193.7723 | 2561.7021 | 3282.3172 | 11.02 | 785.9845 | 1100.5209 | 1427.9971 | 2119.7341 | 249.7257 | 249.7257 | 249.7257 | 2792.9967 | 3532.0429 | 2369.4598
2012-11-08 | 8.43 | 1118.6877 | 1523.3242 | 1866.4673 | 424.8369 | 359.4686 | 899.824 | 2567.191 | 4.08 | 1670.6099 | 2224.7189 | 2593.8171 | 3313.0671 | 10.9 | 800.2222 | 1118.6114 | 1446.7782 | 2136.812 | 242.5633 | 242.5633 | 242.5633 | 2809.7543 | 3555.6304 | 2379.3752
2012-11-09 | 8.26 | 1162.8534 | 1536.7816 | 1870.641 | 417.4626 | 352.6631 | 883.0895 | 2560.952 | 3.9 | 1727.0751 | 2238.254 | 2596.9824 | 3305.4944 | 10.77 | 832.8614 | 1126.5168 | 1445.8312 | 2125.4972 | 239.0225 | 239.0225 | 239.0225 | 2799.9745 | 3544.5169 | 2364.5197
2012-11-10 | 8.1 | 1206.7465 | 1508.5646 | 1820.3594 | 393.8602 | 328.9355 | 815.8088 | 2472.5336 | 3.71 | 1785.7136 | 2197.7142 | 2531.9477 | 3201.0716 | 10.65 | 861.2127 | 1097.2727 | 1395.6758 | 2037.7342 | 245.3502 | 245.3502 | 245.3502 | 2717.8838 | 3446.4217 | 2283.0844
2012-11-11 | 7.93 | 1237.8845 | 1545.9638 | 1856.4696 | 383.0593 | 319.2737 | 795.6581 | 2496.5237 | 3.48 | 1829.2077 | 2249.4417 | 2582.0676 | 3239.1145 | 10.55 | 880.433 | 1120.7153 | 1417.8496 | 2047.6317 | 238.1794 | 238.1794 | 238.1794 | 2734.703 | 3477.2938 | 2285.8111
2012-11-12 | 7.77 | 1201.9865 | 1629.1799 | 1976.323 | 416.4113 | 352.3352 | 897.1161 | 2671.1655 | 3.25 | 1775.3835 | 2357.8707 | 2731.9842 | 3446.0703 | 10.46 | 850.5905 | 1182.6149 | 1513.2297 | 2196.2792 | 213.0275 | 213.0275 | 213.0275 | 2884.193 | 3659.0978 | 2409.3067
2012-11-13 | 7.6 | 1223.6692 | 1656.7342 | 2004.9167 | 414.3062 | 350.5529 | 896.4409 | 2698.3099 | 3.02 | 1804.6538 | 2395.0688 | 2770.58 | 3483.4705 | 10.37 | 859.6025 | 1194.066 | 1525.1233 | 2206.2988 | 205.5879 | 205.5879 | 205.5879 | 2903.8978 | 3689.0583 | 2411.8867
2012-11-14 | 7.42 | 1245.3181 | 1684.2487 | 2033.4709 | 415.7879 | 351.7455 | 897.6656 | 2729.0412 | 2.8 | 1831.3526 | 2429.0024 | 2805.7922 | 3521.0306 | 10.29 | 868.5816 | 1205.4786 | 1536.9787 | 2219.9052 | 197.7175 | 197.7175 | 197.7175 | 2926.7587 | 3718.7481 | 2417.6227
2012-11-15 | 7.25 | 1267.1708 | 1712.0192 | 2062.2892 | 417.2667 | 352.9362 | 898.8871 | 2759.994 | 2.58 | 1859.5233 | 2464.8033 | 2842.9396 | 3560.5259 | 10.22 | 877.7657 | 1217.1483 | 1549.0993 | 2233.7343 | 189.8206 | 189.8206 | 189.8206 | 2949.8146 | 3750.3465 | 2423.5549
2012-11-16 | 7.08 | 1315.2402 | 1726.2296 | 2066.9467 | 413.5489 | 349.1797 | 884.0955 | 2757.8058 | 2.39 | 1921.9916 | 2480.5855 | 2848.0555 | 3558.4879 | 10.15 | 910.3081 | 1222.7896 | 1545.6523 | 2223.4487 | 186.0133 | 186.0133 | 186.0133 | 2943.8191 | 3744.5012 | 2409.462
2012-11-17 | 6.95 | 1357.1673 | 1687.6043 | 2005.3605 | 393.5914 | 328.4603 | 818.7347 | 2661.2562 | 2.21 | 1982.1131 | 2431.4898 | 2773.4742 | 3447.6685 | 10.08 | 937.8999 | 1188.5419 | 1490.0436 | 2133.6631 | 193.5375 | 193.5375 | 193.5375 | 2854.7937 | 3641.2059 | 2327.2006
2012-11-18 | 6.83 | 1384.1103 | 1719.8916 | 2035.9991 | 385.9336 | 321.4128 | 799.9703 | 2682.6971 | 2.03 | 2021.758 | 2478.4881 | 2818.4577 | 3483.4847 | 10.01 | 955.0266 | 1209.4195 | 1509.4697 | 2143.8338 | 186.8927 | 186.8927 | 186.8927 | 2869.5899 | 3670.3775 | 2330.7265
2012-11-19 | 6.7 | 1337.2631 | 1801.0798 | 2154.728 | 423.1456 | 357.6737 | 903.7308 | 2860.4179 | 1.9 | 1946.0046 | 2574.6974 | 2956.9888 | 3683.116 | 9.93 | 921.2897 | 1272.441 | 1606.5164 | 2298.2409 | 161.4812 | 161.4812 | 161.4812 | 3021.8991 | 3844.5972 | 2459.722
2012-11-20 | 6.57 | 1352.8328 | 1820.8646 | 2175.2713 | 424.6134 | 358.8566 | 904.9393 | 2882.9257 | 1.77 | 1961.5492 | 2594.4518 | 2977.5019 | 3705.5942 | 9.85 | 938.1448 | 1293.8583 | 1628.7517 | 2322.4828 | 154.8183 | 154.8183 | 154.8183 | 3037.744 | 3860.4125 | 2477.3011
2012-11-21 | 6.49 | 1363.8312 | 1834.8422 | 2189.7948 | 426.0667 | 360.0298 | 906.1316 | 2899.2007 | 1.64 | 1978.8631 | 2616.4568 | 3000.3515 | 3730.4088 | 9.76 | 949.1603 | 1307.8566 | 1643.2958 | 2338.778 | 148.9039 | 148.9039 | 148.9039 | 3048.1047 | 3879.3127 | 2487.6819
2012-11-22 | 6.4 | 1374.5238 | 1848.4189 | 2203.8961 | 427.5229 | 361.205 | 907.3271 | 2915.0961 | 1.52 | 1993.3345 | 2634.8373 | 3019.4358 | 3751.4156 | 9.67 | 961.138 | 1323.0656 | 1659.0888 | 2356.4073 | 143.1451 | 143.1451 | 143.1451 | 3058.2413 | 3894.5607 | 2499.5525
2012-11-23 | 6.32 | 1413.5405 | 1848.4363 | 2193.6538 | 423.6273 | 357.3012 | 892.3312 | 2897.4165 | 1.4 | 2049.8636 | 2639.5663 | 3012.8504 | 3737.1503 | 9.58 | 991.9118 | 1324.2322 | 1650.8528 | 2341.0075 | 141.4182 | 141.4182 | 141.4182 | 3038.8347 | 3878.5685 | 2482.4257
2012-11-24 | 6.23 | 1452.2381 | 1800.7529 | 2122.3531 | 402.9757 | 335.9892 | 826.0165 | 2790.0832 | 1.29 | 2103.365 | 2575.8095 | 2922.661 | 3609.4662 | 9.49 | 1027.8193 | 1295.554 | 1600.695 | 2255.9914 | 150.4573 | 150.4573 | 150.4573 | 2940.5405 | 3759.9236 | 2406.4487
2012-11-25 | 6.18 | 1469.6048 | 1821.576 | 2141.0537 | 394.9698 | 328.6949 | 807.1062 | 2798.9634 | 1.15 | 2137.6136 | 2616.3004 | 2960.7861 | 3637.9077 | 9.4 | 1045.9571 | 1317.5659 | 1621.1836 | 2266.9092 | 145.6509 | 145.6509 | 145.6509 | 2944.6143 | 3783.5587 | 2412.5601
2012-11-26 | 6.13 | 1408.4746 | 1891.5631 | 2248.7549 | 433.3223 | 365.8881 | 912.08 | 2966.7485 | 1.02 | 2056.3436 | 2714.9166 | 3102.6034 | 3842.3586 | 9.32 | 1010.3711 | 1385.6277 | 1724.0808 | 2428.7024 | 121.7625 | 121.7625 | 121.7625 | 3088.511 | 3964.1211 | 2550.4649
2012-11-27 | 6.09 | 1414.5579 | 1899.2889 | 2256.7984 | 434.7642 | 367.0535 | 913.2593 | 2976.3733 | 0.88 | 2075.0781 | 2738.7219 | 3127.3235 | 3869.0865 | 9.23 | 1020.2742 | 1398.2071 | 1737.1567 | 2443.487 | 116.8667 | 116.8667 | 116.8667 | 3093.24 | 3985.9532 | 2560.3536
2012-11-28 | 6.04 | 1420.6996 | 1907.0922 | 2264.9221 | 436.2091 | 368.2209 | 914.4419 | 2986.121 | 0.76 | 2090.0668 | 2757.77 | 3147.1102 | 3890.7958 | 9.15 | 1028.9677 | 1409.2523 | 1748.6416 | 2456.6806 | 112.0661 | 112.0661 | 112.0661 | 3098.1871 | 4002.862 | 2568.7467
2012-11-29 | 5.98 | 1427.6429 | 1915.9194 | 2274.1016 | 437.6569 | 369.3902 | 915.6277 | 2996.9669 | 0.64 | 2104.5886 | 2776.2301 | 3166.2809 | 3911.8892 | 9.07 | 1039.7302 | 1422.9323 | 1762.8527 | 2472.6856 | 107.1337 | 107.1337 | 107.1337 | 3104.1006 | 4019.0229 | 2579.8193
2012-11-30 | 5.93 | 1463.9382 | 1911.0924 | 2258.7376 | 433.6025 | 365.3522 | 900.4494 | 2973.8605 | 0.51 | 2164.726 | 2782.3796 | 3160.9454 | 3898.6972 | 8.99 | 1068.2905 | 1419.1849 | 1749.373 | 2451.7202 | 106.3884 | 106.3884 | 106.3884 | 3080.2489 | 4005.0856 | 2558.1086
2012-12-01 | 5.87 | 1499.4502 | 1856.9386 | 2180.5633 | 412.2595 | 343.4496 | 833.184 | 2858.7386 | 0.41 | 2218.909 | 2713.341 | 3064.8756 | 3764.1391 | 8.93 | 1096.237 | 1376.9769 | 1684.9597 | 2351.3163 | 116.6928 | 116.6928 | 116.6928 | 2975.4314 | 3880.8319 | 2468.0091
2012-12-02 | 5.81 | 1518.4484 | 1879.661 | 2201.1557 | 403.9289 | 335.9242 | 814.154 | 2869.2086 | 0.31 | 2248.6646 | 2748.4019 | 3097.2439 | 3786.309 | 8.87 | 1113.5103 | 1397.9047 | 1704.234 | 2360.6347 | 111.9155 | 111.9155 | 111.9155 | 2981.1241 | 3898.2245 | 2472.5502
2012-12-03 | 5.75 | 1456.446 | 1952.5137 | 2312.162 | 443.4456 | 374.0654 | 920.3674 | 3041.651 | 0.21 | 2158.6296 | 2844.9051 | 3237.6169 | 3990.7034 | 8.8 | 1066.0624 | 1456.3827 | 1797.6491 | 2514.019 | 87.7978 | 87.7978 | 87.7978 | 3129.4488 | 4078.5012 | 2601.8168
2012-12-04 | 5.69 | 1464.4639 | 1962.7011 | 2322.7556 | 444.8935 | 375.2347 | 921.5532 | 3053.9112 | 0.12 | 2170.4208 | 2859.8896 | 3253.1871 | 4008.0686 | 8.77 | 1071.5615 | 1463.3681 | 1804.9213 | 2522.8722 | 83.0255 | 83.0255 | 83.0255 | 3136.9368 | 4091.0941 | 2605.8977
2012-12-05 | 5.63 | 1472.4391 | 1972.8249 | 2333.2783 | 446.3416 | 376.4039 | 922.7389 | 3066.1005 | 0.02 | 2183.4364 | 2876.4209 | 3270.3562 | 4027.0753 | 8.73 | 1077.0182 | 1470.2902 | 1812.1227 | 2531.6546 | 78.2618 | 78.2618 | 78.2618 | 3144.3623 | 4105.3371 | 2609.9164
2012-12-06 | 5.57 | 1479.9528 | 1982.3693 | 2343.2044 | 447.7896 | 377.5732 | 923.9246 | 3077.6933 | -0.08 | 2195.99 | 2892.3722 | 3286.9283 | 4045.4851 | 8.69 | 1078.2115 | 1471.8013 | 1813.7169 | 2534.7021 | 73.5697 | 73.5697 | 73.5697 | 3151.2629 | 4119.0548 | 2608.2718
2012-12-07 | 5.5 | 1517.8863 | 1978.1431 | 2328.3492 | 443.591 | 373.4106 | 908.5798 | 3054.9999 | -0.18 | 2252.0791 | 2890.9725 | 3273.5844 | 4023.9542 | 8.67 | 1104.2565 | 1463.873 | 1795.8223 | 2509.1101 | 73.1048 | 73.1048 | 73.1048 | 3128.1047 | 4097.059 | 2582.2149
2012-12-08 | 5.44 | 1555.287 | 1923.3747 | 2249.3267 | 421.565 | 350.923 | 840.3732 | 2938.2182 | -0.28 | 2308.7881 | 2820.3076 | 3175.4993 | 3886.4886 | 8.64 | 1129.796 | 1416.8899 | 1726.3306 | 2402.7439 | 85.2585 | 85.2585 | 85.2585 | 3023.4768 | 3971.7471 | 2488.0024
2012-12-09 | 5.38 | 1575.4957 | 1947.5087 | 2271.3036 | 412.9068 | 343.1644 | 821.22 | 2949.7297 | -0.41 | 2343.9922 | 2861.801 | 3214.388 | 3914.9396 | 8.61 | 1144.1289 | 1434.3049 | 1741.9385 | 2407.9452 | 83.8762 | 83.8762 | 83.8762 | 3033.6059 | 3998.8158 | 2491.8214
2012-12-10 | 5.32 | 1511.2535 | 2022.1522 | 2384.5504 | 453.5852 | 382.2521 | 928.6705 | 3125.7484 | -0.54 | 2253.782 | 2965.8294 | 3363.2033 | 4129.3668 | 8.57 | 1094.3732 | 1492.3403 | 1835.1019 | 2562.2835 | 62.739 | 62.739 | 62.739 | 3188.4874 | 4192.1057 | 2625.0225
2012-12-11 | 5.25 | 1519.8457 | 2033.079 | 2395.9045 | 455.0364 | 383.4232 | 929.8594 | 3138.8118 | -0.66 | 2268.6788 | 2984.7706 | 3382.8705 | 4150.957 | 8.54 | 1102.9826 | 1503.288 | 1846.4767 | 2575.3672 | 61.1703 | 61.1703 | 61.1703 | 3199.9821 | 4212.1273 | 2636.5375
2012-12-12 | 5.18 | 1528.6944 | 2044.3266 | 2407.5924 | 456.4877 | 384.5944 | 931.0482 | 3152.2091 | -0.8 | 2286.3657 | 3007.2524 | 3406.2108 | 4176.3056 | 8.47 | 1110.5815 | 1512.9462 | 1856.5154 | 2587.0722 | 59.5615 | 59.5615 | 59.5615 | 3211.7705 | 4235.867 | 2646.6337
2012-12-13 | 5.11 | 1537.2576 | 2055.2142 | 2418.9083 | 457.939 | 385.7655 | 932.2371 | 3165.2342 | -0.94 | 2303.7663 | 3029.3732 | 3429.1781 | 4201.2812 | 8.41 | 1117.895 | 1522.2445 | 1866.1821 | 2598.4053 | 57.9973 | 57.9973 | 57.9973 | 3223.2316 | 4259.2785 | 2656.4026
2012-12-14 | 5.04 | 1577.3269 | 2052.0302 | 2405.0163 | 453.5899 | 381.4743 | 916.7191 | 3143.3208 | -1.08 | 2368.1653 | 3035.2983 | 3423.2025 | 4187.0686 | 8.35 | 1154.7711 | 1526.6565 | 1860.9854 | 2585.632 | 60.6288 | 60.6288 | 60.6288 | 3203.9496 | 4247.6974 | 2646.2608
2012-12-15 | 5 | 1613.3463 | 1992.4654 | 2320.8157 | 430.8753 | 358.398 | 847.565 | 3020.463 | -1.2 | 2429.8423 | 2964.3937 | 3324.4382 | 4048.0435 | 8.27 | 1185.3443 | 1482.9868 | 1794.7232 | 2481.8119 | 75.3822 | 75.3822 | 75.3822 | 3095.8451 | 4123.4256 | 2557.1941
2012-12-16 | 4.95 | 1631.3557 | 2013.9367 | 2339.981 | 421.8864 | 350.4044 | 828.2856 | 3028.781 | -1.33 | 2464.6483 | 3005.3279 | 3362.6039 | 4075.4078 | 8.2 | 1204.0942 | 1505.612 | 1815.6424 | 2492.1349 | 74.3833 | 74.3833 | 74.3833 | 3103.1643 | 4149.7911 | 2566.5182
2012-12-17 | 4.91 | 1561.8855 | 2086.5214 | 2451.4733 | 463.7208 | 390.4347 | 936.9667 | 3204.2958 | -1.45 | 2367.5368 | 3110.4346 | 3513.349 | 4293.2726 | 8.13 | 1156.5264 | 1571.345 | 1917.1962 | 2656.383 | 53.3066 | 53.3066 | 53.3066 | 3257.6025 | 4346.5792 | 2709.6896
2012-12-18 | 4.87 | 1567.3436 | 2093.4644 | 2458.7011 | 465.1633 | 391.6 | 938.1459 | 3213.1052 | -1.57 | 2383.0952 | 3130.2161 | 3533.8932 | 4315.7401 | 8.07 | 1164.5346 | 1581.528 | 1927.7832 | 2668.6365 | 52.2488 | 52.2488 | 52.2488 | 3265.354 | 4367.9888 | 2720.8852
2012-12-19 | 4.83 | 1571.9751 | 2099.3588 | 2464.8433 | 466.6059 | 392.7654 | 939.3251 | 3220.829 | -1.69 | 2397.8262 | 3148.9481 | 3553.3509 | 4337.1209 | 8.01 | 1172.9827 | 1592.272 | 1938.9539 | 2681.5162 | 51.3212 | 51.3212 | 51.3212 | 3272.1502 | 4388.4422 | 2732.8374
2012-12-20 | 4.8 | 1576.0239 | 2104.5098 | 2470.2132 | 468.0455 | 393.9288 | 940.501 | 3227.7379 | -1.81 | 2413.2402 | 3168.5452 | 3573.7047 | 4359.3981 | 7.95 | 1177.0479 | 1597.4429 | 1944.3436 | 2688.4445 | 50.4916 | 50.4916 | 50.4916 | 3278.2295 | 4409.8896 | 2738.9361
2012-12-21 | 4.76 | 1586.7677 | 2069.8015 | 2381.8718 | 469.4881 | 395.0941 | 941.6802 | 3140.9781 | -1.92 | 2435.7214 | 3128.057 | 3473.1754 | 4260.7495 | 7.91 | 1187.7086 | 1572.358 | 1868.8938 | 2614.6185 | 60.9101 | 60.9101 | 60.9101 | 3201.8882 | 4321.6596 | 2675.5287
2012-12-22 | 4.73 | 1604.5272 | 1998.1481 | 2273.1651 | 470.9277 | 396.2575 | 942.8561 | 3033.8104 | -2.03 | 2470.808 | 3037.3465 | 3339.9343 | 4129.3891 | 7.87 | 1202.1423 | 1515.4435 | 1777.654 | 2524.9173 | 73.7793 | 73.7793 | 73.7793 | 3107.5897 | 4203.1685 | 2598.6966
2012-12-23 | 4.69 | 1609.5769 | 2004.2071 | 2279.4028 | 472.3703 | 397.4229 | 944.0353 | 3041.6297 | -2.14 | 2484.7919 | 3054.1244 | 3357.1762 | 4148.5118 | 7.83 | 1205.9272 | 1519.9846 | 1782.3331 | 2531.135 | 72.8404 | 72.8404 | 72.8404 | 3114.47 | 4221.3521 | 2603.9754
2012-12-24 | 4.65 | 1640.4786 | 2066.5459 | 2340.8094 | 473.813 | 398.5882 | 945.2144 | 3104.6179 | -2.25 | 2538.8499 | 3155.5671 | 3457.7693 | 4250.9857 | 7.8 | 1227.7486 | 1566.2275 | 1827.6553 | 2577.9533 | 65.2764 | 65.2764 | 65.2764 | 3169.8943 | 4316.2621 | 2643.2297
2012-12-25 | 4.61 | 1579.1709 | 1928.2066 | 2176.3843 | 475.2557 | 399.7535 | 946.3936 | 2941.7745 | -2.36 | 2449.8778 | 2956.0249 | 3229.3844 | 4024.4816 | 7.78 | 1180.6695 | 1457.7991 | 1694.4518 | 2446.2457 | 84.8315 | 84.8315 | 84.8315 | 3026.6059 | 4109.313 | 2531.0772
2012-12-26 | 4.56 | 1625.6267 | 2023.4933 | 2299.2738 | 476.7014 | 400.9208 | 947.5759 | 3066.2882 | -2.46 | 2525.0774 | 3102.4884 | 3406.899 | 4203.8344 | 7.75 | 1215.6207 | 1531.6437 | 1794.3735 | 2547.7487 | 69.8792 | 69.8792 | 69.8792 | 3136.1675 | 4273.7137 | 2617.6279
2012-12-27 | 4.51 | 1658.5129 | 2088.4312 | 2363.3314 | 478.1472 | 402.088 | 948.7582 | 3131.9701 | -2.53 | 2574.9985 | 3199.4151 | 3502.8201 | 4301.4659 | 7.71 | 1239.3248 | 1580.2823 | 1842.1448 | 2597.0586 | 61.9919 | 61.9919 | 61.9919 | 3193.9619 | 4363.4578 | 2659.0505
2012-12-28 | 4.45 | 1665.4754 | 2096.8781 | 2372.0188 | 479.596 | 403.2571 | 949.9437 | 3142.3244 | -2.6 | 2583.225 | 3209.3955 | 3513.0814 | 4313.4376 | 7.67 | 1245.003 | 1587.1715 | 1849.2341 | 2605.7718 | 60.7485 | 60.7485 | 60.7485 | 3203.0729 | 4374.186 | 2666.5203
2012-12-29 | 4.4 | 1645.309 | 2047.1161 | 2323.5955 | 481.0418 | 404.4244 | 951.1261 | 3095.5254 | -2.67 | 2551.0538 | 3133.666 | 3438.9786 | 4241.0452 | 7.63 | 1231.5105 | 1550.7149 | 1814.0216 | 2572.1832 | 66.3683 | 66.3683 | 66.3683 | 3161.8937 | 4307.4135 | 2638.5516
2012-12-30 | 4.36 | 1650.4713 | 2053.3107 | 2329.9787 | 482.4847 | 405.5897 | 952.3052 | 3103.4903 | -2.72 | 2557.4598 | 3141.3539 | 3446.8957 | 4250.5875 | 7.59 | 1235.4088 | 1555.3926 | 1818.8473 | 2578.5476 | 65.4118 | 65.4118 | 65.4118 | 3168.9022 | 4315.9993 | 2643.9594
2012-12-31 | 4.32 | 1681.8592 | 2116.7589 | 2392.4798 | 483.9275 | 406.755 | 953.4843 | 3167.5731 | -2.77 | 2604.7015 | 3235.4542 | 3539.8814 | 4345.1984 | 7.56 | 1260.1372 | 1605.5357 | 1868.1383 | 2629.4199 | 57.7165 | 57.7165 | 57.7165 | 3225.2896 | 4402.9149 | 2687.1364
2013-01-01 | 4.29 | 1667.944 | 2074.1695 | 2355.0795 | 486.7308 | 409.0671 | 957.3598 | 3133.0895 | -2.8 | 2580.3731 | 3168.5487 | 3478.4081 | 4286.6588 | 7.53 | 1248.4068 | 1570.9712 | 1838.5702 | 2602.6754 | 61.8574 | 61.8574 | 61.8574 | 3194.9469 | 4348.5163 | 2664.5328
2013-01-02 | 4.25 | 1658.2253 | 2188.9375 | 2524.8182 | 488.1778 | 410.2357 | 958.5422 | 3304.4161 | -2.84 | 2563.0457 | 3330.0184 | 3702.8518 | 4512.6913 | 7.51 | 1244.739 | 1667.4844 | 1986.4784 | 2752.2564 | 41.2837 | 41.2837 | 41.2837 | 3345.6998 | 4553.975 | 2793.5401
2013-01-03 | 4.25 | 1653.0164 | 2202.2123 | 2575.605 | 489.6126 | 411.3966 | 959.7119 | 3356.6202 | -2.88 | 2559.824 | 3354.4461 | 3770.4633 | 4581.8916 | 7.49 | 1242.2186 | 1680.2326 | 2034.3157 | 2801.5533 | 35.0148 | 35.0148 | 35.0148 | 3391.635 | 4616.9064 | 2836.5681
2013-01-04 | 4.24 | 1686.4755 | 2187.6268 | 2549.6524 | 484.7832 | 406.6964 | 943.6118 | 3321.8825 | -2.92 | 2615.2773 | 3342.2094 | 3745.1483 | 4547.3178 | 7.47 | 1270.0714 | 1669.9997 | 2013.6828 | 2772.4905 | 39.1862 | 39.1862 | 39.1862 | 3361.0688 | 4586.504 | 2811.6767
2013-01-05 | 4.24 | 1719.4594 | 2118.7241 | 2455.3711 | 459.9362 | 381.7859 | 871.4122 | 3186.4377 | -2.97 | 2672.6534 | 3253.1976 | 3626.7502 | 4385.7131 | 7.45 | 1296.4052 | 1615.2129 | 1935.4803 | 2654.1656 | 55.4511 | 55.4511 | 55.4511 | 3241.8888 | 4441.1642 | 2709.6167
2013-01-06 | 4.24 | 1732.4617 | 2134.1729 | 2468.1931 | 449.9215 | 373.0595 | 851.6927 | 3187.1872 | -3.01 | 2698.2224 | 3282.9846 | 3653.12 | 4399.8609 | 7.44 | 1308.859 | 1630.2803 | 1948.4597 | 2655.2835 | 55.3611 | 55.3611 | 55.3611 | 3242.5483 | 4455.222 | 2710.6446
2013-01-07 | 4.25 | 1652.117 | 2201.0049 | 2574.4306 | 495.3519 | 416.0402 | 964.3904 | 3361.115 | -3.07 | 2583.0207 | 3383.8446 | 3801.0298 | 4618.9414 | 7.43 | 1250.2515 | 1690.3801 | 2044.9151 | 2818.1189 | 34.475 | 34.475 | 34.475 | 3395.5901 | 4653.4164 | 2852.594
2013-01-08 | 4.26 | 1650.8846 | 2199.4341 | 2572.8226 | 496.7837 | 417.1992 | 965.5568 | 3360.8817 | -3.13 | 2590.673 | 3393.5602 | 3811.1265 | 4630.7123 | 7.42 | 1251.5699 | 1692.0517 | 2046.6692 | 2821.3326 | 34.503 | 34.503 | 34.503 | 3395.3848 | 4665.2153 | 2855.8357
2013-01-09 | 4.27 | 1649.5763 | 2197.7725 | 2571.1232 | 498.2154 | 418.3581 | 966.7233 | 3360.5569 | -3.18 | 2596.9775 | 3401.5687 | 3819.4555 | 4640.6729 | 7.41 | 1251.5406 | 1692.0166 | 2046.656 | 2822.7364 | 34.542 | 34.542 | 34.542 | 3395.0989 | 4675.2149 | 2857.2784
2013-01-10 | 4.28 | 1648.3262 | 2196.1769 | 2569.4884 | 499.6472 | 419.5171 | 967.8897 | 3360.2968 | -3.24 | 2604.6116 | 3411.2585 | 3829.5245 | 4652.416 | 7.41 | 1250.2979 | 1690.4315 | 2045.0319 | 2822.4865 | 34.5733 | 34.5733 | 34.5733 | 3394.8701 | 4686.9893 | 2857.0598
2013-01-11 | 4.28 | 1681.5707 | 2181.4931 | 2543.4479 | 494.6665 | 414.688 | 951.6161 | 3325.2848 | -3.29 | 2663.4315 | 3402.0126 | 3807.2217 | 4620.7188 | 7.41 | 1275.5966 | 1676.8398 | 2020.9099 | 2789.6563 | 38.7777 | 38.7777 | 38.7777 | 3364.0625 | 4659.4964 | 2828.434
2013-01-12 | 4.28 | 1714.1577 | 2112.427 | 2449.0197 | 469.1344 | 389.191 | 878.4726 | 3189.0253 | -3.35 | 2722.7476 | 3312.8159 | 3688.4612 | 4457.9954 | 7.41 | 1299.0892 | 1618.4269 | 1938.9481 | 2666.8017 | 55.1404 | 55.1404 | 55.1404 | 3244.1657 | 4513.1358 | 2721.9421
2013-01-13 | 4.28 | 1727.308 | 2128.0393 | 2462.0195 | 458.7922 | 380.2317 | 858.6313 | 3189.6278 | -3.37 | 2746.2208 | 3340.0621 | 3712.1499 | 4469.0429 | 7.42 | 1307.7557 | 1628.9712 | 1947.26 | 2662.8098 | 55.068 | 55.068 | 55.068 | 3244.6958 | 4524.111 | 2717.8778
2013-01-14 | 4.28 | 1648.5358 | 2196.393 | 2569.8008 | 505.3865 | 424.1608 | 972.5683 | 3366.2784 | -3.4 | 2625.0958 | 3437.2238 | 3856.5416 | 4685.7888 | 7.43 | 1249.2652 | 1689.0742 | 2043.7114 | 2826.7911 | 33.855 | 33.855 | 33.855 | 3400.1334 | 4719.6438 | 2860.6461
2013-01-15 | 4.3 | 1646.7666 | 2194.1404 | 2567.4907 | 506.8151 | 425.3178 | 973.7315 | 3365.3004 | -3.42 | 2628.3947 | 3441.4078 | 3860.9071 | 4691.6578 | 7.44 | 1248.7749 | 1688.4478 | 2043.0875 | 2827.5414 | 33.9724 | 33.9724 | 33.9724 | 3399.2728 | 4725.6303 | 2861.5139
2013-01-16 | 4.31 | 1645.247 | 2192.1981 | 2565.5027 | 508.2469 | 426.4768 | 974.898 | 3364.6869 | -3.41 | 2626.857 | 3439.4394 | 3858.8928 | 4691.0191 | 7.44 | 1248.5341 | 1688.1317 | 2042.7854 | 2828.6563 | 34.0461 | 34.0461 | 34.0461 | 3398.733 | 4725.0652 | 2862.7024
2013-01-17 | 4.32 | 1643.467 | 2189.9303 | 2563.1767 | 509.6786 | 427.6358 | 976.0644 | 3363.7356 | -3.41 | 2626.3305 | 3438.7611 | 3858.2158 | 4691.7604 | 7.44 | 1246.7615 | 1685.8744 | 2040.47 | 2827.7152 | 34.1603 | 34.1603 | 34.1603 | 3397.8959 | 4725.9207 | 2861.8755
2013-01-18 | 4.33 | 1674.7954 | 2172.9888 | 2534.8075 | 504.5467 | 422.6778 | 959.6173 | 3326.2094 | -3.41 | 2678.5765 | 3420.7362 | 3826.7787 | 4650.5582 | 7.45 | 1274.061 | 1674.8572 | 2019.0206 | 2797.4965 | 38.6667 | 38.6667 | 38.6667 | 3364.8761 | 4689.2248 | 2836.1632
2013-01-19 | 4.34 | 1706.0592 | 2102.6795 | 2439.1075 | 478.3264 | 396.5923 | 885.5269 | 3187.9746 | -3.39 | 2727.7362 | 3318.6281 | 3694.6179 | 4473.4078 | 7.43 | 1301.6178 | 1621.3338 | 1942.1008 | 2679.1227 | 55.2666 | 55.2666 | 55.2666 | 3243.2412 | 4528.6744 | 2734.3892
2013-01-20 | 4.35 | 1718.291 | 2117.1857 | 2450.9876 | 467.6537 | 387.3984 | 865.5607 | 3187.0951 | -3.37 | 2746.3947 | 3340.1256 | 3712.3837 | 4478.0511 | 7.41 | 1313.4418 | 1635.6135 | 1954.272 | 2678.7394 | 55.3722 | 55.3722 | 55.3722 | 3242.4673 | 4533.4233 | 2734.1115
2013-01-21 | 4.36 | 1638.3688 | 2183.4203 | 2556.5275 | 515.4054 | 432.2718 | 980.7303 | 3362.5849 | -3.36 | 2619.8885 | 3430.5314 | 3849.7863 | 4688.7904 | 7.4 | 1255.6778 | 1697.1763 | 2052.2906 | 2845.5022 | 34.2985 | 34.2985 | 34.2985 | 3396.8834 | 4723.0889 | 2879.8007
2013-01-22 | 4.37 | 1637.404 | 2182.1832 | 2555.2672 | 516.8371 | 433.4308 | 981.8967 | 3362.6993 | -3.33 | 2616.3629 | 3426.0374 | 3845.1494 | 4685.4438 | 7.38 | 1255.9914 | 1697.5646 | 2052.7157 | 2847.3442 | 34.2848 | 34.2848 | 34.2848 | 3396.984 | 4719.7285 | 2881.629
2013-01-23 | 4.36 | 1637.8477 | 2182.7295 | 2555.8571 | 518.275 | 434.5936 | 983.0696 | 3364.7491 | -3.31 | 2612.9746 | 3421.7117 | 3840.6876 | 4682.3149 | 7.36 | 1256.4422 | 1698.1211 | 2053.3158 | 2849.4039 | 34.0386 | 34.0386 | 34.0386 | 3398.7877 | 4716.3535 | 2883.4425
2013-01-24 | 4.36 | 1638.2761 | 2183.2674 | 2556.4396 | 519.7098 | 435.7545 | 984.2392 | 3366.7489 | -3.3 | 2612.1136 | 3420.6084 | 3839.569 | 4682.5718 | 7.36 | 1256.8776 | 1698.6691 | 2053.9085 | 2851.4136 | 33.7985 | 33.7985 | 33.7985 | 3400.5474 | 4716.3703 | 2885.2121
2013-01-25 | 4.35 | 1672.031 | 2169.4937 | 2531.361 | 514.4358 | 430.6732 | 967.6279 | 3332.4532 | -3.29 | 2662.7157 | 3400.9412 | 3806.4592 | 4639.517 | 7.35 | 1283.0187 | 1685.9411 | 2030.668 | 2819.2082 | 37.9169 | 37.9169 | 37.9169 | 3370.3701 | 4677.4339 | 2857.1251
2013-01-26 | 4.35 | 1704.8662 | 2101.2229 | 2437.7745 | 487.5334 | 404.0029 | 892.5968 | 3195.6967 | -3.28 | 2713.1963 | 3301.2707 | 3676.8696 | 4464.3347 | 7.35 | 1307.0847 | 1627.8096 | 1948.9572 | 2695.2248 | 54.3393 | 54.3393 | 54.3393 | 3250.0359 | 4518.6739 | 2749.5641
2013-01-27 | 4.37 | 1714.8952 | 2113.1374 | 2446.9858 | 476.53 | 394.5743 | 872.5056 | 3191.7839 | -3.25 | 2729.5508 | 3320.0651 | 3691.8714 | 4465.8536 | 7.38 | 1312.7614 | 1634.8012 | 1953.6059 | 2686.8376 | 54.8091 | 54.8091 | 54.8091 | 3246.593 | 4520.6627 | 2741.6467
2013-01-28 | 4.39 | 1633.9397 | 2177.7286 | 2550.7916 | 525.4396 | 440.3924 | 988.9082 | 3366.642 | -3.22 | 2601.3493 | 3406.8902 | 3825.4419 | 4673.7761 | 7.41 | 1248.7556 | 1688.3252 | 2043.2764 | 2846.1931 | 33.8113 | 33.8113 | 33.8113 | 3400.4533 | 4707.5874 | 2880.0044
2013-01-29 | 4.41 | 1631.1521 | 2174.1768 | 2547.1303 | 526.8681 | 441.5495 | 990.0715 | 3364.3127 | -3.18 | 2596.0014 | 3400.0824 | 3818.4048 | 4667.9866 | 7.44 | 1242.1614 | 1679.9382 | 2034.6007 | 2838.7208 | 34.091 | 34.091 | 34.091 | 3398.4037 | 4702.0776 | 2872.8119
2013-01-30 | 4.44 | 1628.4944 | 2170.7869 | 2543.6363 | 528.2935 | 442.7047 | 991.2316 | 3362.1079 | -3.14 | 2592.0548 | 3395.0518 | 3813.21 | 4664.0393 | 7.5 | 1239.5109 | 1676.5586 | 2031.117 | 2836.5261 | 34.3558 | 34.3558 | 34.3558 | 3396.4636 | 4698.395 | 2870.8818
2013-01-31 | 4.49 | 1621.7961 | 2162.2824 | 2534.8408 | 529.7126 | 443.8561 | 992.3854 | 3354.5163 | -3.09 | 2585.3388 | 3386.5217 | 3804.3888 | 4656.4228 | 7.55 | 1231.5486 | 1666.4493 | 2020.6571 | 2827.2269 | 35.2674 | 35.2674 | 35.2674 | 3389.7837 | 4691.6902 | 2862.4944
2013-02-01 | 4.54 | 1647.4129 | 2138.8966 | 2499.841 | 524.2726 | 438.6369 | 975.5857 | 3309.9121 | -3.05 | 2631.4872 | 3362.1069 | 3766.4145 | 4608.2484 | 7.61 | 1251.9681 | 1647.3563 | 1990.8753 | 2788.1827 | 40.6237 | 40.6237 | 40.6237 | 3350.5358 | 4648.8722 | 2828.8064
2013-02-02 | 4.6 | 1672.2602 | 2062.483 | 2397.9278 | 496.6667 | 411.3689 | 899.592 | 3163.9755 | -3.02 | 2679.1389 | 3260.7876 | 3635.226 | 4430.785 | 7.65 | 1270.5658 | 1584.4192 | 1904.3076 | 2658.5817 | 58.1485 | 58.1485 | 58.1485 | 3222.124 | 4488.9335 | 2716.7302
2013-02-03 | 4.65 | 1677.5443 | 2068.769 | 2401.3765 | 485.3271 | 401.7023 | 879.3704 | 3153.8692 | -2.99 | 2694.7319 | 3278.693 | 3649.358 | 4431.1184 | 7.69 | 1271.4681 | 1585.7496 | 1903.164 | 2643.9725 | 59.3621 | 59.3621 | 59.3621 | 3213.2313 | 4490.4805 | 2703.3346
2013-02-04 | 4.68 | 1596.9695 | 2130.7277 | 2502.2065 | 535.392 | 448.4636 | 997.0037 | 3326.7399 | -2.97 | 2569.3388 | 3366.1694 | 3783.3744 | 4640.5689 | 7.73 | 1213.1061 | 1643.0109 | 1996.4382 | 2808.0779 | 38.603 | 38.603 | 38.603 | 3365.3428 | 4679.1719 | 2846.6809
2013-02-05 | 4.72 | 1592.7337 | 2125.3276 | 2496.6314 | 536.8141 | 449.6169 | 998.1606 | 3322.4113 | -2.97 | 2570.1692 | 3367.2032 | 3784.4721 | 4643.0848 | 7.74 | 1211.4195 | 1640.8508 | 1994.2228 | 2807.194 | 39.1227 | 39.1227 | 39.1227 | 3361.534 | 4682.2075 | 2846.3168
2013-02-06 | 4.75 | 1588.4665 | 2119.9042 | 2491.0322 | 538.2393 | 450.7722 | 999.3208 | 3318.1013 | -2.98 | 2570.9681 | 3368.2134 | 3785.5454 | 4645.619 | 7.75 | 1208.4303 | 1637.0523 | 1990.3085 | 2804.6112 | 39.6403 | 39.6403 | 39.6403 | 3357.7416 | 4685.2593 | 2844.2515
2013-02-07 | 4.78 | 1583.7469 | 2113.9134 | 2484.8456 | 539.6646 | 451.9274 | 1000.481 | 3313.2038 | -2.99 | 2571.3144 | 3368.656 | 3786.0309 | 4647.5654 | 7.77 | 1199.9047 | 1626.2271 | 1979.1081 | 2794.5716 | 40.2284 | 40.2284 | 40.2284 | 3353.4322 | 4687.7938 | 2834.8
2013-02-08 | 4.75 | 1619.9122 | 2104.6955 | 2464.5908 | 534.1024 | 446.597 | 983.5374 | 3283.5568 | -3.03 | 2628.4907 | 3358.3439 | 3762.6862 | 4614.2166 | 7.77 | 1225.8147 | 1614.838 | 1957.3659 | 2763.6074 | 43.7886 | 43.7886 | 43.7886 | 3327.3454 | 4658.0052 | 2807.396
2013-02-09 | 4.72 | 1655.5294 | 2042.569 | 2377.5254 | 505.8391 | 418.7592 | 906.6278 | 3152.2017 | -3.07 | 2684.7386 | 3267.4333 | 3642.2505 | 4447.1038 | 7.76 | 1249.9232 | 1559.856 | 1879.1036 | 2641.8873 | 59.5623 | 59.5623 | 59.5623 | 3211.764 | 4506.6662 | 2701.4496
2013-02-10 | 4.69 | 1672.3183 | 2062.5349 | 2395.1086 | 494.1966 | 408.8746 | 886.3093 | 3156.2148 | -3.11 | 2710.6744 | 3297.6226 | 3669.0506 | 4460.0449 | 7.76 | 1259.6383 | 1571.6667 | 1888.7983 | 2638.026 | 59.0804 | 59.0804 | 59.0804 | 3215.2953 | 4519.1253 | 2697.1064
2013-02-11 | 4.66 | 1600.1204 | 2134.6686 | 2506.4618 | 545.4412 | 456.5939 | 1005.1977 | 3341.0014 | -3.13 | 2590.157 | 3392.5357 | 3810.8904 | 4678.6955 | 7.76 | 1201.0556 | 1627.6464 | 1980.6716 | 2801.8025 | 36.8904 | 36.8904 | 36.8904 | 3377.8918 | 4715.5859 | 2838.6929
2013-02-12 | 4.62 | 1604.735 | 2140.5187 | 2512.5446 | 546.8885 | 457.7624 | 1006.3801 | 3348.6724 | -3.16 | 2593.4824 | 3396.7448 | 3815.2723 | 4684.6237 | 7.76 | 1201.8649 | 1628.663 | 1981.7417 | 2804.3323 | 35.9692 | 35.9692 | 35.9692 | 3384.6416 | 4720.5929 | 2840.3015
2013-02-13 | 4.59 | 1609.3452 | 2146.3724 | 2518.6397 | 548.3327 | 458.929 | 1007.5592 | 3356.3128 | -3.19 | 2598.0744 | 3402.5723 | 3821.3409 | 4692.2387 | 7.76 | 1201.3991 | 1628.0688 | 1981.1499 | 2805.1146 | 35.0517 | 35.0517 | 35.0517 | 3391.3645 | 4727.2904 | 2840.1663
2013-02-14 | 4.55 | 1613.7238 | 2151.9115 | 2524.401 | 549.4809 | 460.0661 | 1007.4341 | 3363.3629 | -3.18 | 2596.0807 | 3400.0121 | 3818.7037 | 4690.6737 | 7.76 | 1199.431 | 1625.5457 | 1978.5501 | 2803.5914 | 34.2051 | 34.2051 | 34.2051 | 3397.568 | 4724.8788 | 2837.7965
2013-02-15 | 4.51 | 1651.1377 | 2143.4561 | 2504.8562 | 543.4938 | 454.5965 | 989.0073 | 3334.023 | -3.16 | 2645.3279 | 3379.1996 | 3784.4164 | 4645.6859 | 7.77 | 1231.1669 | 1621.4471 | 1964.3379 | 2779.9438 | 37.7284 | 37.7284 | 37.7284 | 3371.7513 | 4683.4142 | 2817.6721
2013-02-16 | 4.54 | 1679.8289 | 2071.4327 | 2407.4333 | 514.2953 | 426.2091 | 910.0988 | 3191.0914 | -3.1 | 2689.0901 | 3272.541 | 3647.6321 | 4460.8816 | 7.78 | 1251.8177 | 1562.0622 | 1881.4852 | 2652.594 | 54.8923 | 54.8923 | 54.8923 | 3245.9837 | 4515.7739 | 2707.4863
2013-02-17 | 4.56 | 1688.9606 | 2082.2537 | 2415.5428 | 502.0579 | 416.0612 | 888.4166 | 3184.8537 | -3.03 | 2699.2308 | 3283.9186 | 3655.0159 | 4453.4019 | 7.8 | 1259.0301 | 1570.8732 | 1888.0727 | 2645.0105 | 55.6413 | 55.6413 | 55.6413 | 3240.4951 | 4509.0432 | 2700.6518
2013-02-18 | 4.59 | 1608.9556 | 2145.8214 | 2518.1038 | 554.01 | 464.5765 | 1006.8705 | 3361.3669 | -2.97 | 2569.6375 | 3366.3714 | 3783.8391 | 4659.3722 | 7.82 | 1197.2349 | 1622.7286 | 1975.6459 | 2805.0789 | 34.4448 | 34.4448 | 34.4448 | 3395.8117 | 4693.817 | 2839.5237
2013-02-19 | 4.61 | 1605.6675 | 2141.6357 | 2513.7699 | 555.1391 | 465.7022 | 1006.7264 | 3358.0656 | -2.87 | 2556.1659 | 3349.2446 | 3766.0857 | 4642.307 | 7.85 | 1200.3079 | 1626.626 | 1979.6941 | 2810.3745 | 34.8412 | 34.8412 | 34.8412 | 3392.9068 | 4677.1482 | 2845.2157
2013-02-20 | 4.69 | 1596.1287 | 2129.5122 | 2501.2114 | 556.2494 | 466.8165 | 1006.5634 | 3346.2837 | -2.77 | 2544.0682 | 3333.867 | 3750.1533 | 4627.0629 | 7.88 | 1195.8593 | 1620.971 | 1973.8431 | 2805.4721 | 36.256 | 36.256 | 36.256 | 3382.5397 | 4663.3189 | 2841.7281
2013-02-21 | 4.76 | 1586.9026 | 2117.7965 | 2489.0779 | 557.3628 | 467.9327 | 1006.4035 | 3334.9695 | -2.67 | 2531.0126 | 3317.283 | 3732.972 | 4610.5699 | 7.91 | 1191.7233 | 1615.7234 | 1968.4169 | 2801.0372 | 37.6147 | 37.6147 | 37.6147 | 3372.5842 | 4648.1846 | 2838.6519
2013-02-22 | 4.84 | 1609.1646 | 2091.2501 | 2450.8594 | 551.2653 | 462.3787 | 987.7465 | 3286.3983 | -2.54 | 2565.6414 | 3280.0976 | 3681.8652 | 4548.2727 | 7.95 | 1209.9846 | 1595.0916 | 1937.1063 | 2759.7624 | 43.4474 | 43.4474 | 43.4474 | 3329.8457 | 4591.72 | 2803.2097
2013-02-23 | 4.91 | 1630.5267 | 2012.7494 | 2346.9061 | 521.5029 | 433.5616 | 908.5219 | 3136.3377 | -2.41 | 2597.3904 | 3163.3859 | 3534.9932 | 4352.7574 | 7.99 | 1231.6293 | 1538.0333 | 1856.739 | 2634.4814 | 61.4674 | 61.4674 | 61.4674 | 3197.805 | 4414.2248 | 2695.9488
2013-02-24 | 5.01 | 1630.0153 | 2012.1425 | 2343.3162 | 508.9468 | 423.1281 | 886.6834 | 3117.8156 | -2.28 | 2600.2288 | 3166.1472 | 3533.6345 | 4336.0408 | 8.03 | 1233.4123 | 1540.4094 | 1856.7388 | 2619.8306 | 63.6916 | 63.6916 | 63.6916 | 3181.5072 | 4399.7324 | 2683.5222
2013-02-25 | 5.1 | 1543.6836 | 2062.8836 | 2432.1896 | 561.7979 | 472.3861 | 1005.7455 | 3281.1032 | -2.14 | 2463.583 | 3231.5991 | 3644.1764 | 4523.9738 | 8.08 | 1172.6744 | 1591.5232 | 1943.3773 | 2779.835 | 44.0832 | 44.0832 | 44.0832 | 3325.1864 | 4568.0571 | 2823.9182
2013-02-26 | 5.2 | 1531.3947 | 2047.284 | 2416.0286 | 562.902 | 473.4966 | 1005.5764 | 3265.6338 | -2 | 2446.1949 | 3209.5182 | 3621.2947 | 4501.6104 | 8.12 | 1169.2862 | 1587.2329 | 1938.944 | 2776.3931 | 45.9409 | 45.9409 | 45.9409 | 3311.5747 | 4547.5512 | 2822.3339
2013-02-27 | 5.32 | 1515.8943 | 2027.5883 | 2395.6202 | 563.9999 | 474.6032 | 1005.4009 | 3245.8319 | -1.86 | 2428.1367 | 3186.5698 | 3597.514 | 4478.3479 | 8.17 | 1160.1452 | 1575.6177 | 1926.9151 | 2765.185 | 48.3188 | 48.3188 | 48.3188 | 3294.1507 | 4526.6666 | 2813.5037
2013-02-28 | 5.44 | 1500.7495 | 2008.362 | 2375.6984 | 565.0979 | 475.7099 | 1005.2255 | 3226.5166 | -1.71 | 2409.1635 | 3162.4769 | 3572.546 | 4453.8557 | 8.24 | 1143.7365 | 1554.7868 | 1905.3289 | 2744.1638 | 50.6382 | 50.6382 | 50.6382 | 3277.1549 | 4504.4939 | 2794.8021
2013-03-01 | 5.56 | 1515.4708 | 1974.8013 | 2325.6987 | 558.918 | 470.0881 | 986.3662 | 3165.9812 | -1.42 | 2419.9894 | 3099.0489 | 3489.818 | 4359.2769 | 8.38 | 1150.035 | 1520.5924 | 1855.3811 | 2683.8761 | 57.9076 | 57.9076 | 57.9076 | 3223.8888 | 4417.1845 | 2741.7837
2013-03-02 | 5.68 | 1528.9007 | 1891.838 | 2217.4725 | 528.5888 | 440.8394 | 906.8226 | 3011.1323 | -1.28 | 2448.0952 | 2985.7303 | 3346.9711 | 4167.5518 | 8.45 | 1163.0718 | 1456.4814 | 1767.945 | 2550.8907 | 76.5026 | 76.5026 | 76.5026 | 3087.635 | 4244.0545 | 2627.3933
2013-03-03 | 5.81 | 1522.6302 | 1884.4946 | 2207.0765 | 515.7307 | 430.1302 | 884.8445 | 2985.428 | -1.11 | 2443.4823 | 2979.7731 | 3336.8255 | 4141.6493 | 8.55 | 1158.0154 | 1450.8149 | 1759.7481 | 2527.6178 | 79.5893 | 79.5893 | 79.5893 | 3065.0173 | 4221.2386 | 2607.2071
2013-03-04 | 5.94 | 1436.1705 | 1926.3153 | 2285.9782 | 569.4841 | 480.1327 | 1004.5181 | 3139.1383 | -0.95 | 2311.4868 | 3038.3694 | 3439.2103 | 4321.742 | 8.65 | 1091.8879 | 1488.9181 | 1832.3847 | 2673.9923 | 61.1311 | 61.1311 | 61.1311 | 3200.2693 | 4382.8731 | 2735.1233
2013-03-05 | 6.08 | 1418.7892 | 1904.2307 | 2263.0899 | 570.5761 | 481.2355 | 1004.3366 | 3116.7718 | -0.78 | 2290.2782 | 3011.4196 | 3411.2773 | 4294.2002 | 8.75 | 1079.5946 | 1473.2986 | 1816.2006 | 2658.5015 | 63.8169 | 63.8169 | 63.8169 | 3180.5887 | 4358.0172 | 2722.3185
2013-03-06 | 6.21 | 1401.7934 | 1882.649 | 2240.7239 | 571.6713 | 482.3402 | 1004.1583 | 3094.9704 | -0.57 | 2263.1033 | 2976.9033 | 3375.4984 | 4258.6421 | 8.88 | 1062.605 | 1451.7259 | 1793.8437 | 2636.7103 | 66.435 | 66.435 | 66.435 | 3161.4053 | 4325.077 | 2703.1452
2013-03-07 | 6.33 | 1387.2967 | 1864.2295 | 2218.3497 | 572.7696 | 483.4469 | 1003.9831 | 3073.2033 | -0.37 | 2238.428 | 2945.5495 | 3339.7116 | 4223.1189 | 9.01 | 1046.8442 | 1431.7014 | 1769.8049 | 2613.2371 | 69.0489 | 69.0489 | 69.0489 | 3142.2522 | 4292.1678 | 2682.2859
2013-03-08 | 6.44 | 1400.5897 | 1832.0003 | 2174.6371 | 566.5239 | 477.7674 | 984.9383 | 3018.9989 | -0.16 | 2255.7549 | 2894.8877 | 3275.224 | 4147.1557 | 9.14 | 1050.7494 | 1397.1827 | 1724.397 | 2557.4802 | 75.888 | 75.888 | 75.888 | 3094.8869 | 4223.0437 | 2633.3682
2013-03-09 | 6.55 | 1412.5992 | 1753.4153 | 2071.344 | 535.6465 | 448.0983 | 905.0942 | 2868.8497 | 0.07 | 2268.2906 | 2771.7219 | 3122.799 | 3945.3519 | 9.28 | 1052.0996 | 1324.4066 | 1628.3699 | 2415.3233 | 96.9986 | 96.9986 | 96.9986 | 2965.8483 | 4042.3505 | 2512.3219
2013-03-10 | 6.67 | 1408.1596 | 1748.342 | 2063.4459 | 522.4989 | 437.121 | 882.989 | 2845.4241 | 0.29 | 2257.0438 | 2758.0077 | 3104.892 | 3911.2601 | 9.42 | 1042.2613 | 1313.1413 | 1614.5467 | 2386.012 | 103.1117 | 103.1117 | 103.1117 | 2948.5358 | 4014.3718 | 2489.1237
2013-03-11 | 6.74 | 1334.0494 | 1796.5758 | 2148.2315 | 577.1853 | 487.8866 | 1003.3049 | 3005.8133 | 0.51 | 2125.4161 | 2801.958 | 3190.846 | 4074.9684 | 9.55 | 977.1087 | 1343.1049 | 1677.9672 | 2523.578 | 87.1514 | 87.1514 | 87.1514 | 3092.9646 | 4162.1198 | 2610.7293
2013-03-12 | 6.82 | 1323.815 | 1783.5639 | 2134.7496 | 578.2964 | 489.0008 | 1003.1424 | 2993.1095 | 0.73 | 2097.384 | 2766.3327 | 3153.9138 | 4038.2155 | 9.67 | 961.8 | 1323.6475 | 1657.8008 | 2504.0204 | 91.9769 | 91.9769 | 91.9769 | 3085.0864 | 4130.1924 | 2595.9974
2013-03-13 | 6.9 | 1313.9715 | 1771.0658 | 2121.8011 | 579.4074 | 490.115 | 1002.98 | 2980.9391 | 0.95 | 2069.7433 | 2731.2221 | 3117.516 | 4001.9971 | 9.79 | 946.8823 | 1304.7042 | 1638.1681 | 2484.9967 | 96.8484 | 96.8484 | 96.8484 | 3077.7875 | 4098.8455 | 2581.8451
2013-03-14 | 6.98 | 1304.0446 | 1758.4497 | 2108.7291 | 580.5185 | 491.2292 | 1002.8176 | 2968.6453 | 1.14 | 2045.8305 | 2700.8355 | 3086.0159 | 3970.8044 | 9.88 | 935.692 | 1290.4841 | 1623.4325 | 2470.9978 | 101.7347 | 101.7347 | 101.7347 | 3070.38 | 4072.539 | 2572.7325
2013-03-15 | 7.04 | 1322.0393 | 1734.3429 | 2073.5941 | 574.2176 | 485.4986 | 983.5979 | 2923.2089 | 1.33 | 2061.7913 | 2653.7677 | 3025.6334 | 3899.0846 | 9.97 | 942.4468 | 1262.554 | 1585.0696 | 2422.453 | 110.7109 | 110.7109 | 110.7109 | 3033.9198 | 4009.7955 | 2533.164
2013-03-16 | 7.11 | 1339.0442 | 1665.8365 | 1980.9822 | 542.801 | 455.4148 | 903.4625 | 2783.5357 | 1.52 | 2077.1148 | 2544.1581 | 2887.8975 | 3712.0433 | 10.05 | 950.8639 | 1203.8927 | 1503.9999 | 2295.1972 | 131.0036 | 131.0036 | 131.0036 | 2914.5393 | 3843.0469 | 2426.2007
2013-03-17 | 7.17 | 1340.4155 | 1667.7719 | 1980.4234 | 529.3778 | 444.1781 | 881.2442 | 2767.4082 | 1.68 | 2070.7874 | 2536.4676 | 2876.4661 | 3684.4241 | 10.1 | 950.6177 | 1204.1511 | 1502.2075 | 2277.999 | 136.4602 | 136.4602 | 136.4602 | 2903.8684 | 3820.8844 | 2414.4592
2013-03-18 | 7.23 | 1271.1229 | 1716.6302 | 2065.4028 | 584.985 | 495.6994 | 1002.1901 | 2928.7305 | 1.84 | 1955.7002 | 2586.3279 | 2967.3117 | 3853.5864 | 10.15 | 900.2573 | 1245.4767 | 1576.7991 | 2427.6954 | 120.7179 | 120.7179 | 120.7179 | 3049.4484 | 3974.3043 | 2548.4132
2013-03-19 | 7.32 | 1260.2213 | 1702.7867 | 2051.0555 | 586.0931 | 496.8116 | 1002.0247 | 2915.1191 | 1.99 | 1937.1656 | 2562.7853 | 2942.9064 | 3829.6596 | 10.21 | 893.1728 | 1236.4836 | 1567.4815 | 2419.2426 | 126.0924 | 126.0924 | 126.0924 | 3041.2115 | 3955.7519 | 2545.335
2013-03-20 | 7.41 | 1249.1465 | 1688.7166 | 2036.4728 | 587.2013 | 497.9239 | 1001.8593 | 2901.2725 | 2.14 | 1918.4581 | 2539.0163 | 2918.2662 | 3805.4979 | 10.25 | 888.4549 | 1230.4906 | 1561.2749 | 2413.9859 | 131.4951 | 131.4951 | 131.4951 | 3032.7676 | 3936.993 | 2545.4811
2013-03-21 | 7.49 | 1238.5237 | 1675.2339 | 2022.4993 | 588.3127 | 499.0381 | 1001.6971 | 2888.0776 | 2.28 | 1900.2028 | 2515.8351 | 2894.2356 | 3781.9884 | 10.29 | 882.9188 | 1223.4712 | 1554.0038 | 2407.6649 | 136.8197 | 136.8197 | 136.8197 | 3024.8973 | 3918.808 | 2544.4846
2013-03-22 | 7.58 | 1252.5913 | 1648.0291 | 1984.2785 | 581.9313 | 493.2409 | 982.2771 | 2839.3998 | 2.43 | 1919.707 | 2477.1619 | 2842.8259 | 3719.4319 | 10.36 | 892.4783 | 1200.4584 | 1520.8296 | 2364.3534 | 146.4051 | 146.4051 | 146.4051 | 2985.8049 | 3865.837 | 2510.7585
2013-03-23 | 7.67 | 1264.1782 | 1576.7857 | 1889.0863 | 549.9572 | 462.7311 | 901.8319 | 2696.6906 | 2.57 | 1937.4653 | 2378.0027 | 2716.3887 | 3543.6792 | 10.43 | 899.8111 | 1143.1859 | 1441.3696 | 2238.3203 | 167.3923 | 167.3923 | 167.3923 | 2864.0829 | 3711.0715 | 2405.7126
2013-03-24 | 7.77 | 1260.6238 | 1572.9467 | 1882.6746 | 536.2283 | 451.2165 | 879.4703 | 2674.2869 | 2.71 | 1933.7031 | 2373.4889 | 2708.4218 | 3519.3514 | 10.5 | 897.4802 | 1141.0336 | 1437.1627 | 2218.3528 | 174.0427 | 174.0427 | 174.0427 | 2848.3295 | 3693.3941 | 2392.3955
2013-03-25 | 7.86 | 1190.7822 | 1614.5906 | 1959.6279 | 592.743 | 503.4852 | 1001.0328 | 2828.1086 | 2.85 | 1827.0141 | 2422.8555 | 2797.832 | 3687.628 | 10.6 | 842.8231 | 1172.5455 | 1501.2089 | 2358.0321 | 159.421 | 159.421 | 159.421 | 2987.5296 | 3847.049 | 2517.4531
2013-03-26 | 7.96 | 1178.5814 | 1599.087 | 1943.5559 | 593.8483 | 504.5956 | 1000.8645 | 2812.7305 | 2.99 | 1809.722 | 2400.882 | 2775.0508 | 3665.3686 | 10.71 | 829.3588 | 1155.4379 | 1483.4731 | 2340.9488 | 165.2277 | 165.2277 | 165.2277 | 2977.9582 | 3830.5963 | 2506.1765
2013-03-27 | 8.05 | 1170.9819 | 1581.2574 | 1919.5435 | 594.9568 | 505.7078 | 1000.6993 | 2789.4547 | 3.12 | 1798.7571 | 2375.7391 | 2742.6653 | 3633.5474 | 10.82 | 818.2564 | 1134.8651 | 1457.0593 | 2315.1876 | 172.0928 | 172.0928 | 172.0928 | 2961.5474 | 3805.6402 | 2487.2803
2013-03-28 | 8.13 | 1159.8134 | 1567.1296 | 1904.9149 | 596.0684 | 506.822 | 1000.5372 | 2775.6051 | 3.25 | 1781.2102 | 2353.5372 | 2719.672 | 3611.1185 | 10.95 | 800.7275 | 1112.6891 | 1434.0921 | 2292.7879 | 177.7159 | 177.7159 | 177.7159 | 2953.321 | 3788.8344 | 2470.5038
2013-03-29 | 8.22 | 1192.3524 | 1554.6769 | 1865.8377 | 597.1769 | 507.9342 | 1000.3721 | 2737.2646 | 3.37 | 1833.0294 | 2343.1165 | 2679.088 | 3571.1417 | 11.08 | 814.5511 | 1089.7413 | 1386.2715 | 2245.535 | 186.39 | 186.39 | 186.39 | 2923.6546 | 3757.5317 | 2431.925
2013-03-30 | 8.31 | 1092.2568 | 1370.6639 | 1675.0582 | 598.2855 | 509.0464 | 1000.207 | 2547.2218 | 3.49 | 1681.8941 | 2073.964 | 2402.313 | 3294.9738 | 11.2 | 738.7191 | 948.9757 | 1239.0071 | 2098.8809 | 213.2813 | 213.2813 | 213.2813 | 2760.5031 | 3508.2551 | 2312.1621
2013-03-31 | 8.36 | 1085.3728 | 1362.4504 | 1666.5681 | 599.4064 | 510.1663 | 1000.0543 | 2539.6386 | 3.6 | 1667.6595 | 2056.9815 | 2384.7555 | 3278.0662 | 11.31 | 724.5018 | 932.0161 | 1221.473 | 2081.9996 | 218.3719 | 218.3719 | 218.3719 | 2758.0105 | 3496.4381 | 2300.3715
2013-04-01 | 8.42 | 1166.1599 | 1522.4092 | 1825.4242 | 600.5243 | 511.2842 | 999.8985 | 2698.3591 | 3.72 | 1786.9878 | 2286.4164 | 2613.474 | 3506.3921 | 11.42 | 769.8867 | 1034.745 | 1322.4137 | 2182.5933 | 203.492 | 203.492 | 203.492 | 2901.8511 | 3709.8841 | 2386.0853
2013-04-02 | 8.48 | 1116.6181 | 1512.4394 | 1841.155 | 601.6422 | 512.4022 | 999.7428 | 2714.9543 | 3.82 | 1709.9464 | 2263.3155 | 2619.1019 | 3512.7125 | 11.51 | 730.8273 | 1024.2087 | 1335.3226 | 2196.2403 | 205.6791 | 205.6791 | 205.6791 | 2920.6335 | 3718.3917 | 2401.9195
2013-04-03 | 8.53 | 1109.3903 | 1503.2807 | 1831.6865 | 602.7632 | 513.522 | 999.5901 | 2706.3929 | 3.93 | 1695.0684 | 2244.4735 | 2599.6013 | 3493.862 | 11.6 | 718.5138 | 1008.6152 | 1319.1869 | 2180.8428 | 210.8872 | 210.8872 | 210.8872 | 2917.2801 | 3704.7492 | 2391.7301
2013-04-04 | 8.59 | 1102.0691 | 1494.014 | 1822.1068 | 603.8811 | 514.64 | 999.4344 | 2697.6777 | 4.03 | 1682.6437 | 2228.7461 | 2583.3285 | 3478.2819 | 11.69 | 707.3803 | 994.525 | 1304.6096 | 2167.0038 | 216.2238 | 216.2238 | 216.2238 | 2913.9015 | 3694.5057 | 2383.2276
2013-04-05 | 8.65 | 1094.1145 | 1483.9394 | 1811.6901 | 604.9991 | 515.7579 | 999.2787 | 2688.1255 | 4.13 | 1669.5857 | 2212.2113 | 2566.219 | 3461.8651 | 11.79 | 694.3402 | 978.016 | 1287.5261 | 2150.6161 | 221.5509 | 221.5509 | 221.5509 | 2909.6764 | 3683.416 | 2372.167
2013-04-06 | 8.71 | 1127.2649 | 1413.9371 | 1713.9443 | 564.2984 | 477.3782 | 898.5984 | 2530.9674 | 4.23 | 1718.5488 | 2117.551 | 2440.4693 | 3274.7618 | 11.9 | 706.2391 | 912.9263 | 1196.6195 | 2001.346 | 244.7132 | 244.7132 | 244.7132 | 2775.6806 | 3519.4749 | 2246.0592
2013-04-07 | 8.77 | 1127.8 | 1414.9897 | 1713.2622 | 549.9938 | 465.3297 | 875.9861 | 2513.9012 | 4.33 | 1718.2548 | 2117.2425 | 2437.6315 | 3255.1977 | 12 | 698.2575 | 904.1167 | 1186.2999 | 1974.6248 | 251.0526 | 251.0526 | 251.0526 | 2764.9538 | 3506.2502 | 2225.6774
2013-04-08 | 8.87 | 1063.9413 | 1453.4018 | 1785.5194 | 608.3409 | 519.1041 | 998.7994 | 2664.379 | 4.43 | 1627.6419 | 2169.4987 | 2528.1475 | 3425.8724 | 12.14 | 648.7833 | 926.0061 | 1238.5839 | 2103.5494 | 237.3825 | 237.3825 | 237.3825 | 2901.7614 | 3663.2549 | 2340.9318
2013-04-09 | 8.97 | 1051.3102 | 1437.361 | 1768.9126 | 609.4468 | 520.2144 | 998.6314 | 2648.467 | 4.53 | 1615.0005 | 2153.443 | 2511.5255 | 3409.9435 | 12.29 | 629.8121 | 901.9124 | 1213.6254 | 2079.0746 | 243.5833 | 243.5833 | 243.5833 | 2892.0503 | 3653.5268 | 2322.6579
2013-04-10 | 9.06 | 1038.9319 | 1421.6329 | 1752.6195 | 610.5558 | 521.3266 | 998.4666 | 2632.9113 | 4.62 | 1602.6118 | 2137.6998 | 2495.2173 | 3394.3709 | 12.43 | 611.0938 | 878.1317 | 1188.981 | 2054.9566 | 249.8513 | 249.8513 | 249.8513 | 2882.7626 | 3644.2222 | 2304.8078
2013-04-11 | 9.16 | 1026.4873 | 1405.8175 | 1736.2404 | 611.6618 | 522.4368 | 998.2987 | 2617.2273 | 4.72 | 1590.1568 | 2121.8694 | 2478.8232 | 3378.67 | 12.58 | 592.3094 | 854.2639 | 1164.251 | 2030.7106 | 256.1347 | 256.1347 | 256.1347 | 2873.362 | 3634.8047 | 2286.8452
2013-04-12 | 9.3 | 1029.5189 | 1370.841 | 1690.4142 | 605.052 | 516.448 | 978.291 | 2560.6566 | 4.82 | 1609.6202 | 2091.7909 | 2436.9489 | 3325.844 | 12.73 | 585.3789 | 818.8637 | 1118.8487 | 1974.8101 | 267.328 | 267.328 | 267.328 | 2827.9846 | 3593.1719 | 2242.138
2013-04-13 | 9.44 | 1031.6786 | 1300.2287 | 1596.7008 | 571.4088 | 484.6621 | 896.9199 | 2418.1285 | 4.92 | 1628.1648 | 2010.0238 | 2329.61 | 3168.4493 | 12.89 | 576.396 | 758.4602 | 1037.29 | 1845.428 | 288.8434 | 288.8434 | 288.8434 | 2706.972 | 3457.2927 | 2134.2714
2013-04-14 | 9.57 | 1021.2663 | 1288.3567 | 1582.8097 | 556.7903 | 472.3304 | 874.156 | 2387.323 | 5.04 | 1623.612 | 2004.7426 | 2321.7604 | 3143.5322 | 13.01 | 563.8559 | 744.3462 | 1021.6639 | 1813.0715 | 296.9427 | 296.9427 | 296.9427 | 2684.2657 | 3440.4749 | 2110.0142
2013-04-15 | 9.71 | 957.448 | 1318.133 | 1645.415 | 616.0405 | 526.8492 | 997.5812 | 2528.5457 | 5.15 | 1536.3092 | 2053.4762 | 2408.0055 | 3310.4987 | 13.14 | 522.0328 | 765.0131 | 1071.7998 | 1940.3662 | 284.494 | 284.494 | 284.494 | 2813.0397 | 3594.9927 | 2224.8602
2013-04-16 | 9.85 | 939.8022 | 1295.7278 | 1622.2007 | 617.1346 | 527.9518 | 997.4012 | 2505.8571 | 5.26 | 1522.4609 | 2035.8933 | 2389.7926 | 3292.937 | 13.27 | 505.6644 | 744.232 | 1050.2695 | 1919.4054 | 291.6186 | 291.6186 | 291.6186 | 2797.4756 | 3584.5555 | 2211.024
2013-04-17 | 9.99 | 922.1666 | 1273.3231 | 1598.9903 | 618.2287 | 529.0543 | 997.2212 | 2483.1724 | 5.39 | 1506.0839 | 2015.0856 | 2368.2388 | 3271.9496 | 13.34 | 496.9225 | 733.1265 | 1038.7767 | 1908.7369 | 298.8526 | 298.8526 | 298.8526 | 2782.0251 | 3570.8022 | 2207.5895
2013-04-18 | 10.13 | 904.6691 | 1251.097 | 1575.9577 | 619.3229 | 530.1569 | 997.0413 | 2460.6657 | 5.51 | 1491.1144 | 1996.069 | 2348.535 | 3252.8547 | 13.41 | 488.3184 | 722.1992 | 1027.4612 | 1898.2458 | 305.9554 | 305.9554 | 305.9554 | 2766.6211 | 3558.8101 | 2204.2011
2013-04-19 | 10.26 | 905.0026 | 1216.1342 | 1530.3862 | 612.6476 | 524.1107 | 976.8484 | 2404.3997 | 5.63 | 1504.4496 | 1961.1145 | 2301.8067 | 3195.0848 | 13.48 | 488.1086 | 698.027 | 993.8908 | 1854.5065 | 317.222 | 317.222 | 317.222 | 2721.6218 | 3512.3068 | 2171.7285
2013-04-20 | 10.38 | 906.6293 | 1151.5076 | 1443.2963 | 578.4591 | 491.9064 | 895.1798 | 2268.3241 | 5.76 | 1516.2335 | 1876.9028 | 2192.3154 | 3035.1277 | 13.53 | 490.9902 | 656.9199 | 932.6015 | 1745.5035 | 338.0727 | 338.0727 | 338.0727 | 2606.3968 | 3373.2004 | 2083.5762
2013-04-21 | 10.5 | 898.1386 | 1142.013 | 1432.0173 | 563.5511 | 479.3067 | 872.2888 | 2239.9142 | 5.88 | 1512.3721 | 1872.528 | 2185.5452 | 3011.0314 | 13.58 | 488.6495 | 655.003 | 929.6653 | 1725.836 | 345.9943 | 345.9943 | 345.9943 | 2585.9084 | 3357.0257 | 2071.8303
2013-04-22 | 10.61 | 842.2179 | 1171.7674 | 1493.7689 | 623.7245 | 534.5825 | 996.3465 | 2380.921 | 6.01 | 1426.0813 | 1913.4522 | 2262.939 | 3169.6105 | 13.63 | 458.8988 | 684.8353 | 988.792 | 1863.1292 | 333.5715 | 333.5715 | 333.5715 | 2714.4925 | 3503.182 | 2196.7006
2013-04-23 | 10.73 | 827.6724 | 1153.2766 | 1474.6138 | 624.825 | 535.6889 | 996.1729 | 2362.3771 | 6.13 | 1411.5238 | 1894.9445 | 2243.7669 | 3151.0479 | 13.7 | 450.7074 | 674.4171 | 978.0084 | 1853.1701 | 340.1983 | 340.1983 | 340.1983 | 2702.5754 | 3491.2462 | 2193.3685
2013-04-24 | 10.84 | 813.7021 | 1135.5441 | 1456.2466 | 625.9286 | 536.7971 | 996.0023 | 2344.6637 | 6.25 | 1396.2701 | 1875.5807 | 2223.7085 | 3131.5989 | 13.76 | 443.0924 | 664.7583 | 968.0137 | 1844.0425 | 346.8354 | 346.8354 | 346.8354 | 2691.4991 | 3478.4344 | 2190.878
2013-04-25 | 10.95 | 800.035 | 1118.1812 | 1438.263 | 627.0323 | 537.9054 | 995.8319 | 2327.3339 | 6.37 | 1381.3162 | 1856.5832 | 2204.0302 | 3112.5302 | 13.85 | 431.9749 | 650.6342 | 953.3885 | 1830.1572 | 353.4265 | 353.4265 | 353.4265 | 2680.7604 | 3465.9567 | 2183.5837
2013-04-26 | 11.06 | 801.9158 | 1088.0128 | 1397.8559 | 620.2932 | 531.8032 | 975.4557 | 2276.3111 | 6.49 | 1393.4956 | 1823.209 | 2159.1482 | 3056.6058 | 13.94 | 429.104 | 624.6944 | 918.0918 | 1784.5718 | 364.0636 | 364.0636 | 364.0636 | 2640.3746 | 3420.6693 | 2148.6353
2013-04-27 | 11.17 | 803.1169 | 1028.345 | 1316.2665 | 585.5564 | 499.1785 | 893.4865 | 2145.4764 | 6.62 | 1403.3712 | 1742.6117 | 2053.7968 | 2900.5098 | 14.04 | 424.495 | 577.8076 | 851.0551 | 1669.2245 | 384.2848 | 384.2848 | 384.2848 | 2529.7612 | 3284.7946 | 2053.5094
2013-04-28 | 11.27 | 795.5422 | 1020.0106 | 1306.3206 | 570.3613 | 486.3124 | 870.471 | 2118.2146 | 6.75 | 1396.352 | 1734.5608 | 2043.3848 | 2872.4757 | 14.15 | 412.7254 | 564.7219 | 836.6867 | 1637.6235 | 391.9585 | 391.9585 | 391.9585 | 2510.1732 | 3264.4342 | 2029.5821
2013-04-29 | 11.37 | 746.4128 | 1050.068 | 1367.7162 | 631.4533 | 542.3423 | 995.1564 | 2259.4883 | 6.89 | 1314.909 | 1772.2357 | 2116.6504 | 3027.4202 | 14.26 | 379.682 | 584.2054 | 884.5867 | 1764.1036 | 379.5037 | 379.5037 | 379.5037 | 2638.992 | 3406.9239 | 2143.6073
2013-04-30 | 11.47 | 733.5623 | 1033.7474 | 1350.8171 | 632.5602 | 543.4525 | 994.9891 | 2243.2858 | 7.02 | 1298.226 | 1751.0489 | 2094.7056 | 3006.043 | 14.38 | 364.3103 | 564.6806 | 864.3641 | 1744.494 | 385.8494 | 385.8494 | 385.8494 | 2629.1352 | 3391.8924 | 2130.3434
2013-05-01 | 11.58 | 719.1671 | 1015.4688 | 1333.6908 | 633.6641 | 544.5607 | 994.8188 | 2226.8139 | 7.17 | 1278.7292 | 1726.292 | 2070.8616 | 2982.6821 | 14.49 | 349.9323 | 546.4223 | 847.2583 | 1728.0437 | 392.3374 | 392.3374 | 392.3374 | 2619.1513 | 3375.0195 | 2120.3811
2013-05-02 | 11.7 | 704.7468 | 997.1519 | 1314.7236 | 634.7651 | 545.667 | 994.6455 | 2208.4588 | 7.31 | 1261.7453 | 1704.7208 | 2048.5204 | 2960.8664 | 14.59 | 338.0666 | 531.3492 | 831.6546 | 1713.138 | 398.9416 | 398.9416 | 398.9416 | 2607.4003 | 3359.808 | 2112.0796
2013-05-03 | 11.81 | 704.607 | 967.1072 | 1274.6444 | 627.956 | 539.5048 | 974.0796 | 2157.7534 | 7.45 | 1268.8258 | 1668.3129 | 2000.7449 | 2901.9711 | 14.7 | 330.618 | 502.3171 | 793.3531 | 1664.4532 | 409.5405 | 409.5405 | 409.5405 | 2567.294 | 3311.5116 | 2073.9937
2013-05-04 | 11.92 | 680.9683 | 878.8975 | 1172.6781 | 636.9731 | 547.8835 | 994.3051 | 2067.7225 | 7.6 | 1233.258 | 1534.9294 | 1851.5686 | 2764.9236 | 14.78 | 315.3321 | 444.58 | 723.2274 | 1606.1495 | 424.7519 | 424.7519 | 424.7519 | 2492.4744 | 3189.6755 | 2030.9014
2013-05-05 | 12.04 | 665.5589 | 860.5931 | 1153.7614 | 638.0743 | 548.9898 | 994.1319 | 2049.4181 | 7.75 | 1213.9857 | 1512.0384 | 1827.9062 | 2741.7446 | 14.87 | 303.7763 | 430.8517 | 709.0458 | 1592.7085 | 431.35 | 431.35 | 431.35 | 2480.7681 | 3173.0946 | 2024.0585
2013-05-06 | 12.16 | 650.4006 | 842.5939 | 1135.1595 | 639.1754 | 550.0961 | 993.9587 | 2031.4287 | 7.9 | 1194.9647 | 1489.4531 | 1804.559 | 2718.8811 | 14.95 | 293.7494 | 418.9467 | 696.75 | 1581.1958 | 437.9102 | 437.9102 | 437.9102 | 2469.3389 | 3156.7913 | 2019.106
2013-05-07 | 12.28 | 615.4679 | 870.6047 | 1183.6977 | 640.2767 | 551.2024 | 993.7856 | 2080.5794 | 8.03 | 1141.165 | 1533.0549 | 1871.3485 | 2786.239 | 15.02 | 276.5478 | 443.5192 | 740.3652 | 1625.6365 | 436.298 | 436.298 | 436.298 | 2516.8774 | 3222.537 | 2061.9345
2013-05-08 | 12.4 | 600.9099 | 852.2579 | 1164.6802 | 641.3779 | 552.3087 | 993.6125 | 2062.1745 | 8.17 | 1124.1068 | 1511.5601 | 1849.064 | 2764.4807 | 15.09 | 268.1912 | 432.9854 | 729.4574 | 1615.5543 | 442.9081 | 442.9081 | 442.9081 | 2505.0826 | 3207.3888 | 2058.4624
2013-05-09 | 12.51 | 587.1499 | 834.9175 | 1146.7059 | 642.4822 | 553.4169 | 993.4425 | 2044.8554 | 8.3 | 1107.8469 | 1491.072 | 1827.8232 | 2743.8086 | 15.15 | 260.6321 | 423.4572 | 719.592 | 1606.5569 | 449.2779 | 449.2779 | 449.2779 | 2494.1333 | 3193.0864 | 2055.8348
2013-05-10 | 12.62 | 573.3828 | 817.5449 | 1128.6954 | 643.5866 | 554.5251 | 993.2725 | 2027.5001 | 8.42 | 1092.8168 | 1472.1105 | 1808.1642 | 2724.7608 | 15.2 | 254.3019 | 415.4546 | 711.3074 | 1599.1828 | 455.652 | 455.652 | 455.652 | 2483.1521 | 3180.4128 | 2054.8348
2013-05-11 | 12.73 | 577.3679 | 755.8472 | 1045.5262 | 644.691 | 555.6333 | 993.1026 | 1944.9861 | 8.53 | 1114.127 | 1393.4451 | 1705.3452 | 2622.5953 | 15.24 | 256.5905 | 374.8065 | 651.2058 | 1540.034 | 469.8507 | 469.8507 | 469.8507 | 2414.8368 | 3092.446 | 2009.8847
2013-05-12 | 12.84 | 563.0377 | 738.8267 | 1027.9394 | 645.7955 | 556.7415 | 992.9327 | 1928.0547 | 8.64 | 1099.7697 | 1376.3946 | 1687.7279 | 2605.6317 | 15.29 | 249.9439 | 366.9121 | 643.0628 | 1532.8014 | 476.1739 | 476.1739 | 476.1739 | 2404.2285 | 3081.8056 | 2008.9753
2013-05-13 | 12.94 | 547.3581 | 797.2102 | 1107.6641 | 646.9029 | 557.8516 | 992.7658 | 2008.4771 | 8.73 | 1081.2252 | 1475.4249 | 1811.0281 | 2729.6704 | 15.31 | 246.82 | 415.4123 | 711.7086 | 1602.4847 | 470.8064 | 470.8064 | 470.8064 | 2479.2835 | 3200.4767 | 2073.2911
2013-05-14 | 13.03 | 535.4909 | 782.1368 | 1092.0558 | 648.0134 | 558.9636 | 992.602 | 1993.6091 | 8.81 | 1070.5991 | 1461.9312 | 1797.0589 | 2716.482 | 15.33 | 243.8442 | 411.6328 | 707.8124 | 1599.6261 | 476.7718 | 476.7718 | 476.7718 | 2470.3808 | 3193.2538 | 2076.3979
2013-05-15 | 13.12 | 523.449 | 766.832 | 1076.1999 | 648.3017 | 558.7238 | 992.2247 | 1977.6712 | 8.9 | 1058.5303 | 1446.5951 | 1781.1714 | 2700.5123 | 15.36 | 239.4247 | 406.0099 | 701.997 | 1593.9831 | 482.8657 | 482.8657 | 482.8657 | 2460.5369 | 3183.3779 | 2076.8488
2013-05-16 | 13.22 | 511.5475 | 751.713 | 1060.5449 | 648.587 | 558.482 | 991.8443 | 1961.8919 | 8.99 | 1047.8698 | 1433.0555 | 1767.1553 | 2686.4138 | 15.36 | 240.2166 | 407.0149 | 703.0635 | 1595.3489 | 488.9405 | 488.9405 | 488.9405 | 2450.8324 | 3175.3544 | 2084.2894
2013-05-17 | 13.3 | 511.5066 | 727.1097 | 1026.4707 | 640.8325 | 550.8794 | 970.915 | 1916.4826 | 9.08 | 1057.2248 | 1405.3585 | 1728.8101 | 2636.3384 | 15.37 | 243.8202 | 394.4143 | 681.9582 | 1563.378 | 498.4635 | 498.4635 | 498.4635 | 2414.9461 | 3134.8019 | 2061.8415
2013-05-18 | 13.38 | 510.8712 | 680.6638 | 959.5847 | 603.8643 | 515.9401 | 888.2813 | 1798.9354 | 9.19 | 1063.0659 | 1337.7824 | 1638.1179 | 2493.5589 | 15.38 | 247.2937 | 367.0033 | 635.7025 | 1467.3729 | 516.7592 | 516.7592 | 516.7592 | 2315.6945 | 3010.3181 | 1984.132
2013-05-19 | 13.46 | 504.1588 | 673.5908 | 951.3168 | 587.1607 | 501.1683 | 864.912 | 1772.003 | 9.29 | 1057.8734 | 1332.1716 | 1630.6642 | 2467.1893 | 15.38 | 249.2111 | 370.3594 | 638.5238 | 1451.9172 | 524.0633 | 524.0633 | 524.0633 | 2296.0663 | 2991.2526 | 1975.9805
2013-05-20 | 13.54 | 471.2244 | 700.4742 | 1007.4836 | 649.7517 | 557.5302 | 990.347 | 1908.6723 | 9.4 | 996.0299 | 1367.1974 | 1698.9351 | 2617.6529 | 15.39 | 236.7099 | 402.5424 | 698.5017 | 1591.8573 | 511.6114 | 511.6114 | 511.6114 | 2420.2837 | 3129.2643 | 2103.4687
2013-05-21 | 13.61 | 462.0059 | 688.7589 | 995.356 | 650.0458 | 557.2942 | 989.9757 | 1896.5475 | 9.53 | 979.1794 | 1345.7894 | 1676.756 | 2595.2222 | 15.41 | 233.8411 | 398.8925 | 694.7384 | 1588.3087 | 517.0274 | 517.0274 | 517.0274 | 2413.5749 | 3112.2496 | 2105.3361
2013-05-22 | 13.68 | 453.2955 | 677.695 | 983.9059 | 650.3399 | 557.0582 | 989.6044 | 1885.1002 | 9.66 | 962.8379 | 1325.0338 | 1655.2553 | 2573.4699 | 15.43 | 231.4798 | 395.8933 | 691.6518 | 1585.4367 | 522.3621 | 522.3621 | 522.3621 | 2407.4622 | 3095.832 | 2107.7988
2013-05-23 | 13.75 | 444.3955 | 666.3879 | 972.1988 | 650.634 | 556.8222 | 989.2331 | 1873.3959 | 9.79 | 946.3075 | 1304.0359 | 1633.4986 | 2551.4617 | 15.45 | 228.9283 | 392.6502 | 688.3075 | 1582.3071 | 527.7276 | 527.7276 | 527.7276 | 2401.1235 | 3079.1892 | 2110.0347
2013-05-24 | 13.82 | 443.9848 | 643.183 | 939.7111 | 642.8302 | 549.2208 | 968.6304 | 1829.6047 | 9.92 | 948.1438 | 1269.7977 | 1588.5864 | 2494.6659 | 15.49 | 228.1014 | 374.8633 | 661.8593 | 1544.8221 | 536.8362 | 536.8362 | 536.8362 | 2366.441 | 3031.5021 | 2081.6584
2013-05-25 | 13.89 | 443.5541 | 600.5512 | 877.0036 | 605.722 | 514.3684 | 886.3561 | 1716.2971 | 10.05 | 949.4444 | 1202.5821 | 1498.6565 | 2352.6944 | 15.52 | 228.8143 | 345.0017 | 613.1249 | 1446.1596 | 554.2928 | 554.2928 | 554.2928 | 2270.5898 | 2906.9872 | 2000.4524
2013-05-26 | 13.96 | 436.3247 | 589.5516 | 869.5969 | 651.5161 | 556.1141 | 988.1191 | 1770.8025 | 10.17 | 939.2944 | 1187.4027 | 1487.0878 | 2404.3387 | 15.56 | 223.9893 | 337.1606 | 608.9148 | 1503.3466 | 551.5975 | 551.5975 | 551.5975 | 2322.4 | 2955.9362 | 2054.9441
2013-05-27 | 14.03 | 427.3571 | 578.8645 | 858.5796 | 651.8102 | 555.878 | 987.7478 | 1759.788 | 10.28 | 924.9933 | 1170.3789 | 1469.5257 | 2386.6098 | 15.6 | 219.0134 | 331.2172 | 602.7968 | 1497.3586 | 556.6602 | 556.6602 | 556.6602 | 2316.4482 | 2943.2699 | 2054.0188
2013-05-28 | 14.09 | 408.4293 | 600.5812 | 897.7659 | 652.1072 | 555.6439 | 987.3795 | 1799.0196 | 10.38 | 888.8221 | 1198.8026 | 1517.3017 | 2434.2614 | 15.64 | 207.7261 | 350.6504 | 638.9302 | 1533.622 | 555.689 | 555.689 | 555.689 | 2354.7086 | 2989.9504 | 2089.3111
2013-05-29 | 14.16 | 400.4043 | 590.5772 | 887.4266 | 652.4012 | 555.4078 | 987.0081 | 1788.6831 | 10.49 | 875.5937 | 1182.3224 | 1500.2558 | 2417.0487 | 15.69 | 202.3008 | 343.8823 | 631.942 | 1526.7215 | 560.5603 | 560.5603 | 560.5603 | 2349.2434 | 2977.609 | 2087.2818
2013-05-30 | 14.22 | 392.8126 | 581.1233 | 877.6608 | 652.6982 | 555.1737 | 986.6398 | 1778.9625 | 10.57 | 865.3887 | 1169.6175 | 1487.1234 | 2403.8766 | 15.73 | 197.3086 | 337.664 | 625.5269 | 1520.4364 | 565.3576 | 565.3576 | 565.3576 | 2344.3201 | 2969.2342 | 2085.794
2013-05-31 | 14.28 | 384.8566 | 571.2074 | 867.4135 | 652.9951 | 554.9396 | 986.2715 | 1768.7605 | 10.66 | 853.5248 | 1154.8386 | 1471.8406 | 2388.5117 | 15.77 | 191.9518 | 330.9834 | 618.63 | 1513.6695 | 570.2127 | 570.2127 | 570.2127 | 2338.9732 | 2958.7244 | 2083.8822
2013-06-01 | 14.33 | 387.2158 | 531.1381 | 809.2533 | 653.2951 | 554.7074 | 985.9062 | 1710.6879 | 10.75 | 862.1728 | 1095.7087 | 1391.9407 | 2308.5298 | 15.81 | 190.8649 | 297.7401 | 568.3658 | 1463.5354 | 580.7063 | 580.7063 | 580.7063 | 2291.3943 | 2889.2361 | 2044.2418
2013-06-02 | 14.38 | 381.5553 | 527.7584 | 801.0856 | 590.6703 | 497.9832 | 861.047 | 1621.8453 | 10.86 | 848.6299 | 1083.3245 | 1373.8505 | 2207.977 | 15.85 | 186.4986 | 295.7464 | 561.8912 | 1377.0688 | 594.895 | 594.895 | 594.895 | 2216.7403 | 2802.872 | 1971.9637
2013-06-03 | 14.43 | 357.667 | 556.1905 | 858.0334 | 653.8949 | 554.2429 | 985.1756 | 1759.6432 | 10.96 | 797.23 | 1114.6657 | 1436.8109 | 2353.109 | 15.88 | 173.9879 | 322.8219 | 616.1812 | 1511.6532 | 581.7576 | 581.7576 | 581.7576 | 2341.4007 | 2934.8665 | 2093.4107
2013-06-04 | 14.49 | 350.9431 | 547.6587 | 849.219 | 654.1918 | 554.0088 | 984.8073 | 1750.8741 | 11.07 | 784.1505 | 1098.0635 | 1419.6333 | 2335.7647 | 15.91 | 171.0734 | 319.1281 | 612.3804 | 1508.0247 | 586.2206 | 586.2206 | 586.2206 | 2337.0947 | 2921.9853 | 2094.2453
2013-06-05 | 14.53 | 345.9672 | 541.3324 | 842.6852 | 654.4947 | 553.7785 | 984.445 | 1744.4701 | 11.2 | 767.7531 | 1077.2303 | 1398.0659 | 2313.946 | 15.93 | 168.6397 | 316.03 | 609.1918 | 1505.0509 | 590.2896 | 590.2896 | 590.2896 | 2334.7597 | 2904.2356 | 2095.3405
2013-06-06 | 14.56 | 341.1416 | 535.209 | 836.3639 | 654.8006 | 553.5501 | 984.0858 | 1738.3211 | 11.32 | 751.5073 | 1056.6012 | 1376.7122 | 2292.3834 | 15.95 | 165.0897 | 311.5252 | 604.5478 | 1500.6216 | 594.328 | 594.328 | 594.328 | 2332.6491 | 2886.7114 | 2094.9496
2013-06-07 | 14.6 | 343.5697 | 518.3706 | 810.6735 | 646.8998 | 545.9521 | 964.1379 | 1701.4112 | 11.45 | 750.4878 | 1024.1696 | 1334.0678 | 2237.8751 | 15.97 | 166.5926 | 298.3881 | 583.0386 | 1468.0919 | 601.9503 | 601.9503 | 601.9503 | 2303.3615 | 2839.8254 | 2070.0423
2013-06-08 | 14.64 | 344.901 | 483.1284 | 755.96 | 609.5147 | 511.2753 | 882.5856 | 1596.1768 | 11.57 | 749.0645 | 964.1364 | 1252.2801 | 2104.282 | 15.98 | 168.4909 | 273.177 | 539.3251 | 1374.398 | 617.7774 | 617.7774 | 617.7774 | 2213.9542 | 2722.0594 | 1992.1754
2013-06-09 | 14.68 | 342.0381 | 480.7306 | 752.7533 | 592.4708 | 496.4204 | 859.1614 | 1574.1579 | 11.7 | 737.3197 | 950.9228 | 1237.5044 | 2070.224 | 15.98 | 169.5998 | 275.6132 | 541.2846 | 1357.7533 | 623.5015 | 623.5015 | 623.5015 | 2197.6594 | 2693.7255 | 1981.2548
2013-06-10 | 14.72 | 321.5135 | 510.2796 | 810.6091 | 656.0121 | 552.6289 | 982.6367 | 1713.0862 | 11.82 | 688.742 | 976.8803 | 1294.1759 | 2208.9268 | 15.98 | 161.959 | 307.5497 | 600.5077 | 1497.652 | 609.8983 | 609.8983 | 609.8983 | 2322.9845 | 2818.8252 | 2107.5503
2013-06-11 | 14.76 | 316.8434 | 504.3397 | 804.4722 | 656.315 | 552.3986 | 982.2745 | 1707.0793 | 11.94 | 673.9235 | 958.0499 | 1274.6803 | 2189.2224 | 15.98 | 162.362 | 308.0537 | 601.0489 | 1498.4925 | 613.6997 | 613.6997 | 613.6997 | 2320.7789 | 2802.9221 | 2112.1922
2013-06-12 | 14.8 | 311.8023 | 497.9478 | 797.866 | 656.6178 | 552.1683 | 981.9122 | 1700.6031 | 12.06 | 658.7349 | 938.7686 | 1254.7165 | 2169.0498 | 15.98 | 162.3933 | 308.1053 | 601.1202 | 1498.8632 | 617.3374 | 617.3374 | 617.3374 | 2317.9404 | 2786.3872 | 2116.2006
2013-06-13 | 14.84 | 306.5056 | 491.2262 | 790.9223 | 656.9207 | 551.938 | 981.5499 | 1693.7893 | 12.17 | 644.5579 | 920.7674 | 1236.0835 | 2150.2503 | 15.97 | 163.4347 | 309.4353 | 602.5208 | 1500.6055 | 621.1256 | 621.1256 | 621.1256 | 2314.9149 | 2771.3759 | 2121.7311
2013-06-14 | 14.88 | 307.5712 | 473.6658 | 764.553 | 648.9661 | 544.3384 | 961.9242 | 1656.1696 | 12.27 | 644.6129 | 892.6324 | 1198.0972 | 2100.5415 | 15.97 | 166.8143 | 298.6951 | 583.4942 | 1470.589 | 628.3932 | 628.3932 | 628.3932 | 2284.5628 | 2728.9347 | 2098.9821
2013-06-15 | 14.92 | 307.8663 | 439.1053 | 710.6684 | 611.4382 | 509.7465 | 880.7284 | 1551.7121 | 12.37 | 643.4537 | 838.5176 | 1122.7977 | 1973.6292 | 15.97 | 169.6833 | 274.6414 | 540.9681 | 1377.9815 | 643.7969 | 643.7969 | 643.7969 | 2195.509 | 2617.4261 | 2021.7784
2013-06-16 | 14.96 | 304.8671 | 436.5628 | 707.3492 | 594.2766 | 494.8611 | 857.2816 | 1529.475 | 12.47 | 635.0362 | 829.3217 | 1112.2721 | 1943.8512 | 15.97 | 170.9431 | 277.2509 | 543.1034 | 1361.3947 | 649.1073 | 649.1073 | 649.1073 | 2178.5823 | 2592.9584 | 2010.502
2013-06-17 | 15 | 286.5742 | 465.9107 | 764.7597 | 658.1319 | 551.0168 | 980.1008 | 1668.1467 | 12.56 | 595.4436 | 858.3854 | 1171.5082 | 2085.2208 | 15.98 | 162.5201 | 308.2774 | 601.3934 | 1500.6333 | 635.0949 | 635.0949 | 635.0949 | 2303.2416 | 2720.3157 | 2135.7282
2013-06-18 | 15.03 | 282.0989 | 460.2323 | 758.8968 | 658.4377 | 550.7884 | 979.7415 | 1662.4562 | 12.66 | 582.0922 | 841.4317 | 1153.9606 | 2067.5491 | 15.98 | 161.8484 | 307.4308 | 600.538 | 1500.0772 | 638.4182 | 638.4182 | 638.4182 | 2300.8744 | 2705.9673 | 2138.4954
2013-06-19 | 15.07 | 277.4324 | 454.2964 | 752.7643 | 658.7405 | 550.5581 | 979.3792 | 1656.4537 | 12.75 | 571.0819 | 827.4382 | 1139.4779 | 2052.9846 | 15.99 | 160.9852 | 306.3263 | 599.4124 | 1499.2087 | 641.669 | 641.669 | 641.669 | 2298.1228 | 2694.6537 | 2140.8777
2013-06-20 | 15.11 | 272.8413 | 448.4673 | 746.7458 | 659.0433 | 550.3277 | 979.0169 | 1650.5652 | 12.83 | 561.4133 | 815.1605 | 1126.7766 | 2040.244 | 15.99 | 161.4626 | 306.9366 | 600.0672 | 1500.1629 | 644.7962 | 644.7962 | 644.7962 | 2295.3614 | 2685.0401 | 2144.959
2013-06-21 | 15.13 | 275.0118 | 433.2476 | 722.8665 | 651.041 | 542.7302 | 959.7192 | 1615.4869 | 12.91 | 561.5897 | 789.5047 | 1091.5219 | 1993.3508 | 16 | 162.7042 | 293.6334 | 578.3934 | 1467.405 | 651.4285 | 651.4285 | 651.4285 | 2266.9154 | 2644.7793 | 2118.8336
2013-06-22 | 15.16 | 277.3421 | 402.846 | 673.3922 | 613.3731 | 508.2252 | 878.883 | 1515.4166 | 12.99 | 562.8195 | 742.6343 | 1024.0009 | 1874.3534 | 16.01 | 165.5192 | 269.7493 | 536.057 | 1374.8192 | 665.7555 | 665.7555 | 665.7555 | 2181.172 | 2540.1089 | 2040.5746
2013-06-23 | 15.18 | 276.339 | 402.6876 | 672.558 | 596.0996 | 493.3131 | 855.4193 | 1495.6329 | 13.07 | 556.022 | 735.4059 | 1015.5827 | 1846.6673 | 16.01 | 166.3215 | 271.8079 | 537.6241 | 1357.5483 | 670.3312 | 670.3312 | 670.3312 | 2165.9641 | 2516.9985 | 2027.8795
2013-06-24 | 15.2 | 260.749 | 433.1221 | 730.9097 | 660.2754 | 549.4199 | 977.589 | 1635.5455 | 13.14 | 521.4237 | 764.3779 | 1074.2148 | 1987.567 | 16.02 | 156.9852 | 301.263 | 594.2542 | 1495.4204 | 655.7298 | 655.7298 | 655.7298 | 2291.2753 | 2643.2968 | 2151.1502
2013-06-25 | 15.22 | 258.0225 | 429.6674 | 727.3511 | 660.5842 | 549.1935 | 977.2328 | 1632.2016 | 13.21 | 512.3573 | 752.8696 | 1062.31 | 1975.6651 | 16.02 | 156.7947 | 301.0297 | 594.0342 | 1495.4997 | 658.3314 | 658.3314 | 658.3314 | 2290.533 | 2633.9965 | 2153.8311
2013-06-26 | 15.25 | 255.4618 | 426.4059 | 723.9862 | 660.89 | 548.9651 | 976.8735 | 1629.009 | 13.28 | 504.7227 | 743.1632 | 1052.2659 | 1965.624 | 16.03 | 156.7697 | 300.9893 | 594.0074 | 1495.73 | 660.6947 | 660.6947 | 660.6947 | 2289.7038 | 2626.3187 | 2156.4248
2013-06-27 | 15.27 | 252.6335 | 422.813 | 720.2875 | 661.1987 | 548.7386 | 976.5173 | 1625.533 | 13.34 | 496.8209 | 733.1258 | 1041.8887 | 1955.3004 | 16.04 | 155.2115 | 299.0094 | 591.9803 | 1493.9678 | 663.0922 | 663.0922 | 663.0922 | 2288.6252 | 2618.3925 | 2157.0599
2013-06-28 | 15.29 | 254.9541 | 408.3569 | 697.2475 | 653.1421 | 541.139 | 957.5411 | 1591.2608 | 13.4 | 498.8465 | 711.5672 | 1011.0115 | 1912.8641 | 16.05 | 156.881 | 286.4311 | 571.0779 | 1461.9388 | 669.1877 | 669.1877 | 669.1877 | 2260.4485 | 2582.0519 | 2131.1265
2013-06-29 | 15.32 | 256.0456 | 377.5409 | 647.4168 | 615.3314 | 506.719 | 877.0614 | 1490.7504 | 13.46 | 500.6541 | 668.699 | 947.848 | 1798.3203 | 16.05 | 160.0434 | 263.2692 | 529.5056 | 1370.0376 | 683.0175 | 683.0175 | 683.0175 | 2173.7679 | 2481.3378 | 2053.0551
2013-06-30 | 15.35 | 254.3353 | 376.5357 | 645.7377 | 597.937 | 491.7743 | 853.5718 | 1469.98 | 13.51 | 498.1434 | 666.5902 | 944.7788 | 1776.0062 | 16.06 | 160.2572 | 264.6125 | 530.3469 | 1351.8938 | 687.2717 | 687.2717 | 687.2717 | 2157.2517 | 2463.2779 | 2039.1655
2013-07-01 | 15.37 | 239.4277 | 406.0406 | 702.9965 | 662.4277 | 547.8289 | 975.0863 | 1609.0478 | 13.56 | 468.3863 | 697.0112 | 1004.5535 | 1918.2641 | 16.07 | 150.8802 | 293.5105 | 586.3722 | 1489.4614 | 672.3318 | 672.3318 | 672.3318 | 2281.3796 | 2590.5959 | 2161.7932
2013-07-02 | 15.4 | 236.0604 | 401.7653 | 698.5876 | 662.7335 | 547.6004 | 974.727 | 1604.8192 | 13.61 | 462.4776 | 689.5089 | 996.8006 | 1910.6071 | 16.07 | 151.3121 | 294.0624 | 586.966 | 1490.3623 | 674.4896 | 674.4896 | 674.4896 | 2279.3088 | 2585.0967 | 2164.8519
2013-07-03 | 15.43 | 233.0289 | 397.9085 | 694.6043 | 663.0392 | 547.372 | 974.3677 | 1601.0327 | 13.65 | 458.1698 | 684.0328 | 991.1395 | 1905.1005 | 16.08 | 150.8145 | 293.4249 | 586.319 | 1489.9966 | 676.4843 | 676.4843 | 676.4843 | 2277.5169 | 2581.5848 | 2166.4809
2013-07-04 | 15.45 | 229.551 | 393.5016 | 690.0496 | 663.3479 | 547.1456 | 974.0115 | 1596.7169 | 13.7 | 450.8862 | 674.792 | 981.5753 | 1895.6486 | 16.09 | 148.6055 | 290.6297 | 583.4344 | 1487.3934 | 678.4325 | 678.4325 | 678.4325 | 2275.1495 | 2574.0812 | 2165.8259
2013-07-05 | 15.48 | 230.6975 | 378.2487 | 666.2134 | 655.2341 | 539.5421 | 955.3539 | 1561.5831 | 13.74 | 455.154 | 657.312 | 954.9926 | 1857.5808 | 16.09 | 152.0087 | 280.4161 | 564.9747 | 1457.8138 | 684.0816 | 684.0816 | 684.0816 | 2245.6647 | 2541.6624 | 2141.8953
2013-07-06 | 15.5 | 232.1902 | 349.2172 | 618.2957 | 617.2835 | 505.2089 | 875.2337 | 1462.9562 | 13.78 | 458.3074 | 618.3778 | 896.031 | 1747.294 | 16.09 | 154.6267 | 256.8889 | 523.0261 | 1365.4217 | 697.2452 | 697.2452 | 697.2452 | 2160.2013 | 2444.5392 | 2062.6668
2013-07-07 | 15.52 | 231.2585 | 349.1308 | 617.5762 | 599.7741 | 490.2355 | 851.7241 | 1443.0889 | 13.83 | 455.1118 | 615.4582 | 892.1573 | 1724.087 | 16.09 | 155.7577 | 259.3044 | 524.966 | 1348.3144 | 700.9509 | 700.9509 | 700.9509 | 2144.0398 | 2425.0379 | 2049.2653
2013-07-08 | 15.54 | 218.5723 | 379.5659 | 675.6479 | 664.5798 | 546.2377 | 972.5835 | 1583.2291 | 13.87 | 429.7467 | 647.9529 | 953.8023 | 1868.4515 | 16.09 | 149.0238 | 291.175 | 584.0402 | 1489.2935 | 685.3322 | 685.3322 | 685.3322 | 2268.5613 | 2553.7838 | 2174.6257
2013-07-09 | 15.56 | 215.8413 | 376.1018 | 672.072 | 664.8885 | 546.0112 | 972.2273 | 1579.8921 | 13.91 | 424.4761 | 641.2636 | 946.8842 | 1861.688 | 16.09 | 148.8252 | 290.9287 | 583.799 | 1489.3759 | 686.8329 | 686.8329 | 686.8329 | 2266.7251 | 2548.5209 | 2176.2088
2013-07-10 | 15.58 | 214.3212 | 374.1763 | 670.0881 | 665.1972 | 545.7847 | 971.871 | 1578.1473 | 13.96 | 419.1524 | 634.5062 | 939.8929 | 1854.809 | 16.09 | 149.8374 | 292.2206 | 585.1495 | 1491.0501 | 688.0325 | 688.0325 | 688.0325 | 2266.1797 | 2542.8414 | 2179.0826
2013-07-11 | 15.59 | 212.3435 | 371.6554 | 667.4875 | 665.509 | 545.5602 | 971.5178 | 1575.828 | 14 | 413.3713 | 627.1538 | 932.2853 | 1847.3559 | 16.08 | 150.3915 | 292.9169 | 585.8831 | 1492.1496 | 689.301 | 689.301 | 689.301 | 2265.129 | 2536.6569 | 2181.4505
2013-07-12 | 15.6 | 215.0243 | 358.8118 | 646.1841 | 657.3467 | 537.9584 | 953.1876 | 1543.2662 | 14.04 | 416.19 | 608.9325 | 905.0152 | 1808.5703 | 16.08 | 153.1271 | 281.8515 | 566.5437 | 1461.6342 | 694.0912 | 694.0912 | 694.0912 | 2237.3573 | 2502.6615 | 2155.7253
2013-07-13 | 15.61 | 217.3126 | 331.5555 | 600.1534 | 619.2562 | 503.712 | 873.4269 | 1446.4587 | 14.08 | 418.3806 | 570.9101 | 847.1349 | 1699.3145 | 16.07 | 156.8608 | 259.5927 | 525.8976 | 1370.4367 | 706.4863 | 706.4863 | 706.4863 | 2152.945 | 2405.8008 | 2076.9229
2013-07-14 | 15.62 | 217.8836 | 333.2689 | 601.3099 | 601.6316 | 488.7097 | 849.8971 | 1428.3916 | 14.12 | 416.4997 | 569.582 | 844.9486 | 1677.7269 | 16.07 | 158.2987 | 262.3749 | 528.2183 | 1353.591 | 709.4259 | 709.4259 | 709.4259 | 2137.8174 | 2387.1528 | 2063.0169
2013-07-15 | 15.63 | 206.8109 | 364.6562 | 660.2908 | 666.7559 | 544.662 | 970.1051 | 1569.7566 | 14.16 | 392.6293 | 600.8326 | 905.0647 | 1820.7534 | 16.06 | 152.4559 | 295.5705 | 588.6903 | 1496.3358 | 693.1101 | 693.1101 | 693.1101 | 2262.8667 | 2513.8634 | 2189.4459
2013-07-16 | 15.64 | 206.0106 | 363.6432 | 659.2573 | 667.0676 | 544.4374 | 969.7519 | 1569.0044 | 14.19 | 389.2915 | 596.5968 | 900.6913 | 1816.5767 | 16.06 | 152.9223 | 296.167 | 589.3247 | 1497.2938 | 693.7504 | 693.7504 | 693.7504 | 2262.7548 | 2510.3271 | 2191.0442
2013-07-17 | 15.65 | 204.8335 | 362.1436 | 657.7118 | 667.3794 | 544.2129 | 969.3987 | 1567.7403 | 14.22 | 385.5773 | 591.8745 | 895.8062 | 1811.8884 | 16.05 | 154.2758 | 297.8832 | 591.112 | 1499.4471 | 694.4522 | 694.4522 | 694.4522 | 2262.1925 | 2506.3406 | 2193.8993
2013-07-18 | 15.66 | 203.8725 | 360.9405 | 656.4788 | 667.6911 | 543.9883 | 969.0455 | 1566.7886 | 14.24 | 383.3434 | 589.0554 | 892.8988 | 1809.2201 | 16.05 | 154.5813 | 298.2892 | 591.5466 | 1500.2053 | 695.0065 | 695.0065 | 695.0065 | 2261.7951 | 2504.2266 | 2195.2118
2013-07-19 | 15.66 | 206.9557 | 348.813 | 635.9289 | 659.4769 | 536.386 | 951.0391 | 1534.9722 | 14.26 | 387.4253 | 573.2139 | 868.1466 | 1773.0001 | 16.04 | 157.9711 | 287.9041 | 572.8984 | 1470.3647 | 699.1571 | 699.1571 | 699.1571 | 2234.1294 | 2472.1572 | 2169.5218
2013-07-20 | 15.67 | 209.9718 | 322.8314 | 591.2377 | 621.2436 | 502.2246 | 871.635 | 1439.3796 | 14.28 | 392.5769 | 540.2177 | 815.5526 | 1669.0324 | 16.04 | 161.3647 | 264.966 | 531.528 | 1378.249 | 710.8564 | 710.8564 | 710.8564 | 2150.236 | 2379.8887 | 2089.1054
2013-07-21 | 15.68 | 210.0843 | 323.9982 | 591.8335 | 603.5007 | 487.1915 | 848.0819 | 1420.636 | 14.3 | 392.7465 | 541.3399 | 815.9145 | 1649.9589 | 16.04 | 162.4333 | 267.3004 | 533.3777 | 1360.8126 | 713.3272 | 713.3272 | 713.3272 | 2133.9631 | 2363.286 | 2074.1398
2013-07-22 | 15.69 | 199.852 | 355.8489 | 651.2507 | 668.941 | 543.092 | 967.6358 | 1562.7281 | 14.32 | 372.9685 | 575.8952 | 879.3095 | 1796.5874 | 16.04 | 155.6252 | 299.6327 | 592.9875 | 1502.983 | 696.3741 | 696.3741 | 696.3741 | 2259.1022 | 2492.9615 | 2199.3571
2013-07-23 | 15.7 | 198.6601 | 354.3375 | 649.696 | 669.2527 | 542.8675 | 967.2826 | 1561.4547 | 14.34 | 370.5042 | 572.7686 | 876.0811 | 1793.5981 | 16.04 | 155.699 | 299.7297 | 593.0998 | 1503.4188 | 696.527 | 696.527 | 696.527 | 2257.9817 | 2490.1251 | 2199.9458
2013-07-24 | 15.71 | 197.3816 | 352.7172 | 644.2423 | 669.5644 | 542.6429 | 966.9294 | 1556.2822 | 14.36 | 367.9535 | 569.5332 | 868.9537 | 1786.7099 | 16.04 | 155.6862 | 299.7177 | 589.3128 | 1499.9554 | 697.1481 | 697.1481 | 697.1481 | 2253.4303 | 2483.858 | 2197.1036
2013-07-25 | 15.72 | 196.4324 | 351.5133 | 642.9993 | 669.8762 | 542.4184 | 966.5762 | 1555.3206 | 14.38 | 365.7323 | 566.7144 | 866.0374 | 1784.0326 | 16.04 | 156.0026 | 300.122 | 589.7365 | 1500.7028 | 697.2636 | 697.2636 | 697.2636 | 2252.5842 | 2481.2962 | 2197.9664
2013-07-26 | 15.72 | 199.4512 | 339.5192 | 622.6025 | 661.6071 | 534.8136 | 948.8907 | 1523.607 | 14.4 | 369.548 | 551.0345 | 841.4877 | 1747.9714 | 16.05 | 156.927 | 286.6403 | 567.8812 | 1467.5159 | 700.8519 | 700.8519 | 700.8519 | 2224.4589 | 2448.8233 | 2168.3679
2013-07-27 | 15.73 | 202.5513 | 314.0443 | 578.4489 | 623.231 | 500.7372 | 869.8431 | 1428.4274 | 14.42 | 374.5858 | 518.8565 | 789.7904 | 1644.8006 | 16.05 | 160.5275 | 264.0138 | 526.8235 | 1375.5728 | 712.0616 | 712.0616 | 712.0616 | 2140.4889 | 2356.8622 | 2087.6344
2013-07-28 | 15.73 | 203.6635 | 316.4007 | 580.2784 | 605.3728 | 485.6751 | 846.2697 | 1410.8394 | 14.43 | 375.6757 | 521.0804 | 791.3063 | 1626.8065 | 16.06 | 159.9988 | 264.4436 | 526.7097 | 1356.017 | 713.8436 | 713.8436 | 713.8436 | 2124.683 | 2340.6501 | 2069.8606
2013-07-29 | 15.74 | 193.5939 | 347.9257 | 639.329 | 671.1291 | 541.524 | 965.1695 | 1552.8601 | 14.43 | 359.0701 | 558.274 | 857.3387 | 1776.4174 | 16.06 | 153.1723 | 296.5429 | 586.0747 | 1498.2507 | 696.4591 | 696.4591 | 696.4591 | 2249.3192 | 2472.8765 | 2194.7097
2013-07-30 | 15.74 | 193.6009 | 347.9407 | 639.358 | 671.4439 | 541.3014 | 964.8193 | 1553.2128 | 14.44 | 357.8055 | 556.6746 | 855.6949 | 1775.055 | 16.07 | 151.9181 | 294.9543 | 584.4417 | 1496.899 | 695.9767 | 695.9767 | 695.9767 | 2249.1895 | 2471.0318 | 2192.8757
2013-07-31 | 15.74 | 193.5911 | 347.9329 | 639.3623 | 671.7586 | 541.0788 | 964.4692 | 1553.5407 | 14.43 | 359.0505 | 558.2639 | 857.3546 | 1777.0808 | 16.07 | 151.9105 | 294.9488 | 584.4482 | 1497.229 | 695.3873 | 695.3873 | 695.3873 | 2248.928 | 2472.4682 | 2192.6164
2013-08-01 | 15.74 | 193.5 | 347.8225 | 639.261 | 672.0734 | 540.8561 | 964.1191 | 1553.763 | 14.43 | 358.9511 | 558.1447 | 857.2446 | 1777.2946 | 16.07 | 151.8215 | 294.8406 | 584.3491 | 1497.4536 | 694.7006 | 694.7006 | 694.7006 | 2248.4637 | 2471.9953 | 2192.1542
2013-08-02 | 15.74 | 197.2862 | 336.864 | 619.9347 | 663.7492 | 533.2488 | 946.7542 | 1523.0663 | 14.42 | 367.3229 | 548.3167 | 838.757 | 1747.3687 | 16.07 | 154.777 | 284.0008 | 565.2291 | 1466.9906 | 697.7269 | 697.7269 | 697.7269 | 2220.7931 | 2445.0956 | 2164.7175
2013-08-03 | 15.73 | 201.9694 | 313.3802 | 577.8392 | 625.2362 | 499.2611 | 868.0692 | 1429.8846 | 14.4 | 376.5686 | 521.2556 | 792.3432 | 1649.4982 | 16.07 | 157.335 | 260.2391 | 523.0036 | 1373.7428 | 708.1466 | 708.1466 | 708.1466 | 2138.0312 | 2357.6447 | 2081.8894
2013-08-04 | 15.72 | 204.5413 | 317.4601 | 581.4525 | 607.2625 | 484.1699 | 844.4752 | 1414.0002 | 14.39 | 380.4608 | 526.7991 | 797.2862 | 1634.8879 | 16.07 | 158.2467 | 262.3709 | 524.6542 | 1355.8718 | 709.174 | 709.174 | 709.174 | 2123.1742 | 2344.0619 | 2065.0459
2013-08-05 | 15.72 | 196.2 | 351.2767 | 642.8949 | 673.3385 | 539.9695 | 962.7246 | 1558.7763 | 14.37 | 366.6686 | 567.9851 | 867.4986 | 1789.0979 | 16.07 | 152.0045 | 295.0931 | 584.6644 | 1499.0633 | 690.9086 | 690.9086 | 690.9086 | 2249.6849 | 2480.0065 | 2189.9719
2013-08-06 | 15.71 | 196.7728 | 352.0186 | 646.5596 | 673.6563 | 539.7489 | 962.3775 | 1562.807 | 14.36 | 367.2327 | 568.718 | 871.1543 | 1793.1197 | 16.07 | 151.3169 | 294.2321 | 586.6677 | 1501.3902 | 689.4346 | 689.4346 | 689.4346 | 2252.2416 | 2482.5543 | 2190.8248
2013-08-07 | 15.71 | 197.2215 | 352.5956 | 647.1672 | 673.9711 | 539.5262 | 962.0274 | 1563.7382 | 14.34 | 370.1979 | 572.4962 | 875.0801 | 1797.4541 | 16.06 | 153.0304 | 296.4166 | 588.9413 | 1504.0298 | 688.2228 | 688.2228 | 688.2228 | 2251.961 | 2485.6768 | 2192.2526
2013-08-08 | 15.71 | 197.5353 | 352.9914 | 647.5854 | 674.2858 | 539.3036 | 961.6773 | 1564.48 | 14.33 | 371.7656 | 574.4881 | 877.1526 | 1799.8928 | 16.06 | 153.3465 | 296.8148 | 589.3618 | 1504.7739 | 686.9237 | 686.9237 | 686.9237 | 2251.4037 | 2486.8165 | 2191.6976
2013-08-09 | 15.7 | 201.486 | 342.1084 | 628.3265 | 665.9092 | 531.6953 | 944.6357 | 1533.8344 | 14.32 | 379.1887 | 563.1071 | 857.0296 | 1768.2677 | 16.05 | 156.4164 | 286.058 | 570.3221 | 1474.3766 | 689.3938 | 689.3938 | 689.3938 | 2223.2282 | 2457.6615 | 2163.7704
2013-08-10 | 15.7 | 205.4304 | 317.5065 | 585.0559 | 627.2505 | 497.7908 | 866.3042 | 1439.2836 | 14.31 | 387.8418 | 534.6933 | 809.1698 | 1668.7386 | 16.05 | 159.4995 | 262.8192 | 528.6243 | 1381.5071 | 699.4279 | 699.4279 | 699.4279 | 2138.7115 | 2368.1665 | 2080.935
2013-08-11 | 15.7 | 207.4359 | 320.9322 | 587.9887 | 609.1553 | 482.6667 | 842.6838 | 1422.5609 | 14.3 | 392.5488 | 541.2217 | 815.1144 | 1655.0077 | 16.05 | 161.1577 | 265.8598 | 531.2072 | 1364.4492 | 700.116 | 700.116 | 700.116 | 2122.6769 | 2355.1238 | 2064.5652
2013-08-12 | 15.7 | 198.6863 | 354.4889 | 649.1905 | 675.5479 | 538.4151 | 960.2798 | 1567.4221 | 14.28 | 377.9305 | 582.368 | 885.3741 | 1809.6212 | 16.04 | 155.7687 | 299.9263 | 592.6395 | 1509.4307 | 681.2904 | 681.2904 | 681.2904 | 2248.7125 | 2490.9116 | 2190.7211
2013-08-13 | 15.69 | 199.0994 | 355.0197 | 649.7526 | 675.8658 | 538.1944 | 959.9327 | 1568.3501 | 14.27 | 378.3344 | 582.8893 | 885.9267 | 1810.54 | 16.04 | 154.9217 | 298.8546 | 591.5406 | 1508.6555 | 679.639 | 679.639 | 679.639 | 2247.9891 | 2490.1789 | 2188.2944
2013-08-14 | 15.69 | 199.2428 | 355.2067 | 649.9589 | 674.2196 | 536.6242 | 959.6752 | 1566.9191 | 14.25 | 380.9931 | 586.2762 | 889.4498 | 1812.5102 | 16.04 | 155.0673 | 299.044 | 591.7493 | 1507.2268 | 678.1608 | 678.1608 | 678.1608 | 2245.0799 | 2490.671 | 2185.3876
2013-08-15 | 15.68 | 200.5349 | 356.8582 | 650.7914 | 672.5764 | 535.0559 | 959.4207 | 1566.1567 | 14.23 | 383.5381 | 589.5228 | 891.9358 | 1813.4434 | 16.04 | 155.0996 | 299.0933 | 590.9211 | 1504.7614 | 676.6023 | 676.6023 | 676.6023 | 2242.7591 | 2490.0457 | 2181.3638
2013-08-16 | 15.67 | 205.8879 | 347.6263 | 633.2277 | 662.2659 | 526.1429 | 942.6904 | 1535.2699 | 14.2 | 395.1129 | 582.9682 | 876.7761 | 1784.9222 | 16.04 | 158.2598 | 288.3906 | 571.9264 | 1472.4323 | 678.6614 | 678.6614 | 678.6614 | 2213.9313 | 2463.5836 | 2151.0936
2013-08-17 | 15.66 | 210.8415 | 323.9725 | 590.9141 | 622.0254 | 491.2614 | 864.905 | 1440.1202 | 14.16 | 407.6186 | 558.275 | 832.6914 | 1687.6606 | 16.04 | 160.9913 | 264.6159 | 529.6638 | 1377.4099 | 688.2174 | 688.2174 | 688.2174 | 2128.3376 | 2375.878 | 2065.6274
2013-08-18 | 15.65 | 213.4817 | 328.1514 | 594.6203 | 602.4546 | 475.158 | 841.5002 | 1422.7288 | 14.12 | 415.712 | 568.8229 | 842.7624 | 1676.6851 | 16.04 | 161.9328 | 266.8038 | 531.3684 | 1357.9949 | 688.4359 | 688.4359 | 688.4359 | 2111.1647 | 2365.121 | 2046.4308
2013-08-19 | 15.63 | 206.828 | 364.8809 | 659.1543 | 666.0069 | 528.7848 | 958.406 | 1568.1821 | 14.09 | 401.1508 | 611.9457 | 915.2253 | 1830.7755 | 16.04 | 155.0928 | 299.1039 | 590.9796 | 1498.2709 | 668.9891 | 668.9891 | 668.9891 | 2237.1712 | 2499.7646 | 2167.26
2013-08-20 | 15.61 | 209.3387 | 368.0884 | 662.4913 | 664.3668 | 527.2185 | 958.1547 | 1569.9665 | 14.04 | 407.4369 | 619.9557 | 923.5402 | 1837.6646 | 16.04 | 155.0825 | 299.1056 | 590.9939 | 1496.6479 | 666.7949 | 666.7949 | 666.7949 | 2236.7613 | 2504.4594 | 2163.4428
2013-08-21 | 15.59 | 212.1536 | 371.6737 | 666.2207 | 662.7267 | 525.6522 | 957.9033 | 1572.1433 | 14 | 412.7652 | 626.739 | 930.5845 | 1843.2406 | 16.04 | 155.3767 | 299.4854 | 591.4008 | 1495.4176 | 664.4435 | 664.4435 | 664.4435 | 2236.5867 | 2507.6841 | 2159.8611
2013-08-22 | 15.56 | 214.7622 | 374.986 | 669.6673 | 661.0896 | 524.0878 | 957.6551 | 1574.0795 | 13.96 | 416.6253 | 631.6449 | 935.6831 | 1846.8709 | 16.04 | 154.2033 | 297.9884 | 589.8626 | 1492.2421 | 662.0109 | 662.0109 | 662.0109 | 2236.0905 | 2508.8819 | 2154.2531
2013-08-23 | 15.54 | 222.2091 | 367.9412 | 654.3309 | 650.9186 | 515.2801 | 941.0104 | 1545.5888 | 13.91 | 431.9557 | 628.8212 | 924.3104 | 1822.3344 | 16.03 | 159.1565 | 289.5171 | 573.1715 | 1462.3953 | 663.2322 | 663.2322 | 663.2322 | 2208.821 | 2485.5667 | 2125.6276
2013-08-24 | 15.52 | 229.4811 | 346.1549 | 613.8781 | 611.3983 | 480.9552 | 863.8082 | 1453.0148 | 13.85 | 448.482 | 606.9317 | 882.9763 | 1728.5272 | 16.03 | 162.6006 | 266.5165 | 531.6984 | 1368.8763 | 672.039 | 672.039 | 672.039 | 2125.0538 | 2400.5662 | 2040.9153
2013-08-25 | 15.49 | 234.2336 | 352.8392 | 620.1513 | 592.3453 | 465.2655 | 840.5892 | 1438.773 | 13.8 | 457.5331 | 618.5976 | 894.1614 | 1719.2031 | 16.03 | 162.8835 | 267.9223 | 532.5978 | 1349.1681 | 671.4392 | 671.4392 | 671.4392 | 2110.2122 | 2390.6423 | 2020.6073
2013-08-26 | 15.47 | 226.9196 | 390.4736 | 685.769 | 654.532 | 517.8244 | 956.6529 | 1584.0129 | 13.74 | 445.1399 | 667.94 | 973.3525 | 1878.9213 | 16.02 | 157.5432 | 302.2618 | 594.3407 | 1490.2559 | 651.5781 | 651.5781 | 651.5781 | 2235.591 | 2530.4994 | 2141.834
2013-08-27 | 15.44 | 229.9058 | 394.28 | 689.7282 | 652.8949 | 516.2601 | 956.4047 | 1586.4618 | 13.68 | 451.899 | 676.5463 | 982.2869 | 1886.4721 | 16.02 | 156.749 | 301.2604 | 593.3168 | 1487.5947 | 648.754 | 648.754 | 648.754 | 2235.2158 | 2535.2261 | 2136.3487
2013-08-28 | 15.42 | 232.8645 | 398.0524 | 693.6475 | 651.2547 | 514.6937 | 956.1534 | 1588.8284 | 13.62 | 459.8916 | 686.7218 | 992.8433 | 1895.6448 | 16.01 | 158.4501 | 303.4329 | 595.5777 | 1488.2608 | 645.9398 | 645.9398 | 645.9398 | 2234.7682 | 2541.5846 | 2134.2006
2013-08-29 | 15.4 | 235.7 | 401.6648 | 697.4069 | 649.6145 | 513.1274 | 955.9022 | 1591.0351 | 13.54 | 470.2827 | 699.9442 | 1006.5636 | 1908.066 | 15.99 | 161.2894 | 307.0493 | 599.3411 | 1490.4715 | 643.0348 | 643.0348 | 643.0348 | 2234.0699 | 2551.1009 | 2133.5064
2013-08-30 | 15.37 | 243.5528 | 394.5063 | 681.9076 | 639.5829 | 504.4249 | 939.3428 | 1562.5468 | 13.46 | 489.2424 | 700.1094 | 998.1729 | 1886.7381 | 15.98 | 165.0864 | 296.9053 | 580.9015 | 1459.0092 | 643.8159 | 643.8159 | 643.8159 | 2206.3626 | 2530.554 | 2102.8251
2013-08-31 | 15.35 | 251.1262 | 371.9341 | 640.5588 | 600.7798 | 470.6548 | 862.7209 | 1469.7409 | 13.37 | 510.6879 | 681.0238 | 959.5139 | 1796.2984 | 15.97 | 169.8493 | 275.1484 | 540.6839 | 1367.4855 | 652.2104 | 652.2104 | 652.2104 | 2121.9513 | 2448.5089 | 2019.696
2013-09-01 | 15.32 | 256.2158 | 379.0087 | 647.2189 | 582.2386 | 455.3749 | 839.6817 | 1456.3912 | 13.27 | 526.986 | 701.2797 | 979.4989 | 1796.4563 | 15.95 | 173.0035 | 279.9693 | 545.1035 | 1351.8834 | 651.0635 | 651.0635 | 651.0635 | 2107.4547 | 2447.5199 | 2002.9469
2013-09-02 | 15.3 | 247.8038 | 417.0786 | 713.4396 | 643.0598 | 506.866 | 954.9033 | 1600.9416 | 13.16 | 517.6454 | 760.2034 | 1069.0789 | 1965.639 | 15.94 | 167.1035 | 314.4618 | 607.0802 | 1491.8732 | 630.8452 | 630.8452 | 630.8452 | 2231.7868 | 2596.4842 | 2122.7184
2013-09-03 | 15.26 | 252.4027 | 422.9428 | 719.5375 | 641.4256 | 505.3036 | 954.6583 | 1605.5713 | 13.06 | 529.7959 | 775.6733 | 1085.1334 | 1980.4789 | 15.92 | 169.1848 | 317.1237 | 609.8587 | 1493.0991 | 627.3192 | 627.3192 | 627.3192 | 2232.8906 | 2607.7981 | 2120.4183
2013-09-04 | 15.22 | 257.0718 | 428.8798 | 725.7073 | 639.7914 | 503.7411 | 954.4133 | 1610.2731 | 12.93 | 545.7983 | 796.025 | 1106.2441 | 2000.5021 | 15.91 | 170.0756 | 318.2553 | 611.0477 | 1492.6932 | 623.7846 | 623.7846 | 623.7846 | 2234.0577 | 2624.2867 | 2116.4778
2013-09-05 | 15.19 | 261.3982 | 434.398 | 731.4421 | 638.1542 | 502.1768 | 954.1652 | 1614.4975 | 12.81 | 561.4568 | 815.9567 | 1126.9187 | 2020.0467 | 15.9 | 171.8849 | 320.5717 | 613.4638 | 1493.5143 | 620.1974 | 620.1974 | 620.1974 | 2234.6948 | 2640.244 | 2113.7116
2013-09-06 | 15.15 | 271.6947 | 429.5308 | 718.2612 | 628.2614 | 493.5793 | 937.691 | 1588.4886 | 12.69 | 588.0205 | 823.0181 | 1125.4804 | 2005.9132 | 15.88 | 177.8257 | 312.7642 | 597.4197 | 1464.6187 | 620.2406 | 620.2406 | 620.2406 | 2208.7292 | 2626.1538 | 2084.8593
2013-09-07 | 15.09 | 284.3538 | 411.4684 | 681.4485 | 590.1874 | 460.3715 | 861.6615 | 1501.0211 | 12.56 | 615.8985 | 806.2953 | 1088.8805 | 1918.1639 | 15.87 | 182.1384 | 289.7431 | 555.8371 | 1372.4158 | 627.6641 | 627.6641 | 627.6641 | 2128.6853 | 2545.8281 | 2000.08
2013-09-08 | 15.03 | 294.1528 | 424.1578 | 693.8617 | 572.1665 | 445.507 | 838.8109 | 1494.0399 | 12.43 | 637.4469 | 832.7667 | 1115.1646 | 1925.2132 | 15.85 | 185.8831 | 295.2888 | 560.9893 | 1358.0544 | 625.3125 | 625.3125 | 625.3125 | 2119.3524 | 2550.5257 | 1983.3669
2013-09-09 | 14.97 | 287.9358 | 468.1775 | 766.5072 | 631.6353 | 495.9387 | 953.2041 | 1643.9438 | 12.31 | 623.2274 | 894.5547 | 1208.4396 | 2097.1319 | 15.82 | 180.7937 | 331.9291 | 625.2882 | 1499.1281 | 604.0113 | 604.0113 | 604.0113 | 2247.9551 | 2701.1432 | 2103.1394
2013-09-10 | 14.92 | 295.0427 | 477.2334 | 775.9082 | 630.004 | 494.3782 | 952.9623 | 1651.9189 | 12.18 | 640.4008 | 916.4158 | 1231.1135 | 2118.7179 | 15.8 | 184.1247 | 336.1821 | 629.7108 | 1501.998 | 599.7536 | 599.7536 | 599.7536 | 2251.6725 | 2718.4715 | 2101.7516
2013-09-11 | 14.85 | 302.4275 | 486.6281 | 785.6518 | 628.3787 | 492.8216 | 952.7268 | 1660.3213 | 12.06 | 654.07 | 933.8062 | 1249.1453 | 2135.6195 | 15.77 | 186.4737 | 339.1715 | 632.8153 | 1503.5921 | 595.3346 | 595.3346 | 595.3346 | 2255.6559 | 2730.9541 | 2098.9267
2013-09-12 | 14.79 | 310.2665 | 496.6082 | 796.0056 | 626.7504 | 491.263 | 952.4882 | 1669.2914 | 11.95 | 668.1927 | 951.7815 | 1267.7864 | 2153.0881 | 15.73 | 191.798 | 345.9523 | 639.8528 | 1509.1615 | 590.8474 | 590.8474 | 590.8474 | 2260.1388 | 2743.9355 | 2100.009
2013-09-13 | 14.73 | 324.316 | 494.9974 | 786.0776 | 616.9983 | 482.7716 | 936.1009 | 1646.7221 | 11.83 | 697.0882 | 958.727 | 1265.9946 | 2138.6662 | 15.69 | 200.9155 | 341.4869 | 627.2085 | 1483.8717 | 590.1477 | 590.1477 | 590.1477 | 2236.8698 | 2728.8139 | 2074.0194
2013-09-14 | 14.67 | 338.8016 | 476.2719 | 748.3771 | 579.6415 | 450.1186 | 860.6518 | 1558.9535 | 11.72 | 725.2483 | 936.502 | 1223.3038 | 2045.1994 | 15.65 | 210.4227 | 323.3818 | 590.6049 | 1397.4209 | 597.1674 | 597.1674 | 597.1674 | 2156.1208 | 2642.3667 | 1994.5883
2013-09-15 | 14.61 | 349.0025 | 489.4245 | 762.9884 | 562.1315 | 435.6635 | 837.9802 | 1554.6651 | 11.62 | 743.6508 | 959.1809 | 1247.3424 | 2050.3663 | 15.61 | 217.0131 | 332.3153 | 600.9972 | 1388.8787 | 594.1623 | 594.1623 | 594.1623 | 2148.8274 | 2644.5286 | 1983.041
2013-09-16 | 14.55 | 340.5791 | 535.1908 | 837.8116 | 620.2369 | 485.0288 | 951.5339 | 1705.5627 | 11.51 | 723.6337 | 1022.3377 | 1342.7354 | 2223.3463 | 15.56 | 213.3142 | 373.3427 | 670.0572 | 1533.5359 | 572.4118 | 572.4118 | 572.4118 | 2277.9745 | 2795.7581 | 2105.9477
2013-09-17 | 14.49 | 348.1846 | 544.8782 | 847.8662 | 618.6084 | 483.4702 | 951.2954 | 1714.2336 | 11.41 | 736.2598 | 1038.4145 | 1359.4133 | 2238.8091 | 15.51 | 219.6662 | 381.4344 | 678.4578 | 1540.5106 | 567.7406 | 567.7406 | 567.7406 | 2281.9742 | 2806.5497 | 2108.2511
2013-09-18 | 14.43 | 355.8809 | 554.6696 | 858.0236 | 616.98 | 481.9117 | 951.0569 | 1723.0073 | 11.31 | 748.9761 | 1054.5947 | 1376.1934 | 2254.3741 | 15.46 | 226.1091 | 389.6302 | 686.9612 | 1547.5881 | 562.947 | 562.947 | 562.947 | 2285.9543 | 2817.3211 | 2110.5351
2013-09-19 | 14.37 | 363.1278 | 563.8916 | 867.6015 | 615.3515 | 480.3531 | 950.8185 | 1731.2013 | 11.21 | 761.2424 | 1070.205 | 1392.3934 | 2269.3589 | 15.42 | 230.8428 | 395.6545 | 693.2244 | 1552.3832 | 558.223 | 558.223 | 558.223 | 2289.4243 | 2827.5819 | 2110.6061
2013-09-20 | 14.31 | 378.319 | 562.1752 | 857.459 | 605.7341 | 471.964 | 934.512 | 1708.5196 | 11.09 | 792.0779 | 1076.9221 | 1390.1789 | 2254.5897 | 15.38 | 240.8277 | 391.1258 | 680.4371 | 1527.0615 | 557.2067 | 557.2067 | 557.2067 | 2265.7263 | 2811.7964 | 2084.2683
2013-09-21 | 14.25 | 393.2466 | 541.0606 | 817.096 | 569.0944 | 439.8658 | 859.6432 | 1618.675 | 10.98 | 821.461 | 1051.0576 | 1343.3826 | 2157.5045 | 15.34 | 250.5085 | 371.0616 | 641.6672 | 1439.0652 | 564.1457 | 564.1457 | 564.1457 | 2182.8207 | 2721.6502 | 2003.2109
2013-09-22 | 14.19 | 403.8902 | 554.7099 | 830.3951 | 552.0954 | 425.82 | 837.1507 | 1613.5691 | 10.87 | 841.9396 | 1076.1527 | 1368.0459 | 2163.8154 | 15.3 | 257.4339 | 380.3722 | 650.6383 | 1429.6012 | 560.9088 | 560.9088 | 560.9088 | 2174.4779 | 2724.7242 | 1990.51
2013-09-23 | 14.12 | 394.3461 | 603.6263 | 908.86 | 608.8403 | 474.1208 | 949.868 | 1766.9669 | 10.74 | 820.0913 | 1145.0995 | 1470.0981 | 2342.4986 | 15.27 | 249.492 | 419.3973 | 717.9062 | 1571.1499 | 538.5281 | 538.5281 | 538.5281 | 2305.495 | 2881.0267 | 2109.678
2013-09-24 | 14.04 | 403.5102 | 615.2868 | 925.6632 | 607.2177 | 472.5662 | 949.6359 | 1782.4708 | 10.62 | 834.272 | 1163.1452 | 1493.5204 | 2364.7901 | 15.25 | 251.1062 | 421.4538 | 724.7547 | 1576.4455 | 532.8163 | 532.8163 | 532.8163 | 2315.2871 | 2897.6064 | 2109.2618
2013-09-25 | 13.97 | 412.9938 | 627.3658 | 938.2013 | 605.5921 | 471.0096 | 949.4008 | 1793.6672 | 10.5 | 850.031 | 1183.2109 | 1514.3374 | 2384.4763 | 15.22 | 255.5596 | 427.1335 | 730.6595 | 1580.8397 | 527.4018 | 527.4018 | 527.4018 | 2321.069 | 2911.878 | 2108.2415
2013-09-26 | 13.9 | 422.0506 | 638.8886 | 950.1621 | 603.9664 | 469.453 | 949.1656 | 1804.2864 | 10.37 | 866.6222 | 1204.3213 | 1536.2367 | 2405.287 | 15.2 | 258.3273 | 430.6555 | 734.3273 | 1582.9547 | 522.1666 | 522.1666 | 522.1666 | 2326.453 | 2927.4536 | 2105.1213
2013-09-27 | 13.79 | 443.6803 | 643.4865 | 946.4132 | 594.498 | 461.1754 | 932.955 | 1788.3034 | 10.24 | 899.6812 | 1210.8185 | 1533.5596 | 2390.1635 | 15.17 | 266.418 | 422.9461 | 718.1704 | 1554.3408 | 520.0159 | 520.0159 | 520.0159 | 2308.3193 | 2910.1794 | 2074.3567
2013-09-28 | 13.69 | 465.8257 | 627.4334 | 911.0063 | 558.587 | 429.6396 | 858.679 | 1704.1237 | 10.12 | 933.16 | 1184.0483 | 1485.404 | 2292.2105 | 15.15 | 274.703 | 399.7982 | 676.0985 | 1463.6176 | 526.0546 | 526.0546 | 526.0546 | 2230.1783 | 2818.2651 | 1989.6722
2013-09-29 | 13.59 | 482.8357 | 648.6253 | 932.0073 | 542.1101 | 416.0104 | 836.3774 | 1707.3603 | 9.99 | 957.6605 | 1213.872 | 1514.8283 | 2303.8346 | 15.13 | 279.7162 | 406.8254 | 682.6894 | 1452.2018 | 521.5959 | 521.5959 | 521.5959 | 2228.9562 | 2825.4305 | 1973.7978
2013-09-30 | 13.49 | 473.4654 | 704.3084 | 1018.0068 | 597.5021 | 463.2518 | 948.2664 | 1867.3138 | 9.86 | 930.5384 | 1285.6626 | 1620.5874 | 2485.2406 | 15.1 | 270.7415 | 446.4626 | 750.7465 | 1593.2471 | 498.2079 | 498.2079 | 498.2079 | 2365.5217 | 2983.4485 | 2091.455

## 2012_2013 Volume
| Excludes IUK exports and storage injection | [17 empty] | IUK exports and storage injection |  |  | Includes IUK exports and storage injection
MCM |  | 0-73 MWh | Total NDM | LDZ | NTS power generation |  |  | Total | Cold | 0-73 MWh | Total NDM | LDZ | Total | Warm | 0-73 MWh | Total NDM | LDZ | Total | Total | Total | Total | Total | Total | Total | MCM/day | 0-73 MWh | Total NDM | LDZ | Total | IUK exports & storage injection
| SNCWV | SND | SND | SND | SND | Low | High | SND | CWV | Cold demand | Cold demand | Cold demand | Cold demand | CWV | Warm demand | Warm demand | Warm demand | Warm demand | SND | Cold demand | Warm demand | SND | Cold demand | Warm demand | All year average | 81.0071 | 108.7777 | 137.5344 | 212.1914 | 32.3458
2012-10-01 | 13.34 | 45.0875 | 66.5439 | 94.9979 | 45.9302 | 38.8635 | 84.1843 | 164.2986 | 9.76 | 86.4454 | 119.0987 | 149.4939 | 220.1853 | 14.87 | 26.8346 | 43.3493 | 70.9466 | 139.6335 | 45.567 | 45.567 | 45.567 | 209.8655 | 265.7523 | 185.2004 | Dec-Feb average | 146.951 | 190.1733 | 221.6714 | 292.4471 | 4.7913
2012-10-02 | 13.23 | 46.42 | 68.2381 | 96.7571 | 45.7374 | 38.7004 | 84.121 | 165.9031 | 9.61 | 88.2383 | 121.3781 | 151.8599 | 222.4121 | 14.81 | 27.3592 | 44.0169 | 71.6412 | 140.1462 | 44.9943 | 44.9943 | 44.9943 | 210.8974 | 267.4064 | 185.1405 | Jun-Aug average | 21.9949 | 35.6884 | 61.7652 | 142.2594 | 60.7748
2012-10-03 | 13.11 | 47.7601 | 69.9406 | 98.5242 | 45.5449 | 38.5375 | 84.058 | 167.5194 | 9.46 | 89.9232 | 123.5188 | 154.0816 | 224.4945 | 14.76 | 28.1225 | 44.9864 | 72.6481 | 140.9831 | 44.4102 | 44.4102 | 44.4102 | 211.9296 | 268.9047 | 185.3933
2012-10-04 | 13 | 49.0852 | 71.6243 | 100.2722 | 45.3521 | 38.3744 | 83.9947 | 169.1129 | 9.3 | 91.8241 | 125.9343 | 156.5886 | 226.8662 | 14.7 | 28.5243 | 45.4968 | 73.1795 | 141.3289 | 43.8388 | 43.8388 | 43.8388 | 212.9517 | 270.705 | 185.1677
2012-10-05 | 12.86 | 51.6531 | 72.5017 | 100.399 | 44.57 | 37.6496 | 82.3743 | 168.2019 | 9.15 | 95.362 | 126.8402 | 156.6607 | 225.876 | 14.64 | 29.7397 | 45.2592 | 72.1923 | 139.2872 | 43.5582 | 43.5582 | 43.5582 | 211.7602 | 269.4342 | 182.8454
2012-10-06 | 12.73 | 54.2216 | 71.1119 | 97.2413 | 41.8758 | 35.0392 | 75.5926 | 161.1477 | 8.99 | 99.1266 | 124.5601 | 152.4272 | 217.6505 | 14.59 | 31.0487 | 43.5303 | 68.763 | 131.9898 | 44.0153 | 44.0153 | 44.0153 | 205.163 | 261.6659 | 176.0052
2012-10-07 | 12.6 | 56.2075 | 73.5484 | 99.6033 | 40.6775 | 34.0076 | 73.7687 | 162.1945 | 8.83 | 101.8154 | 127.8038 | 155.5615 | 219.4657 | 14.53 | 32.0124 | 44.7656 | 69.9172 | 131.8119 | 43.4996 | 43.4996 | 43.4996 | 205.6941 | 262.9653 | 175.3115
2012-10-08 | 12.47 | 55.1571 | 79.3423 | 108.2839 | 44.5834 | 37.7237 | 83.7441 | 176.5409 | 8.67 | 99.0439 | 135.1114 | 166.1136 | 235.8459 | 14.47 | 31.0193 | 48.6693 | 76.4776 | 143.9231 | 41.3768 | 41.3768 | 41.3768 | 217.9177 | 277.2227 | 185.3
2012-10-09 | 12.32 | 56.8552 | 81.5008 | 110.5245 | 44.3917 | 37.5613 | 83.6819 | 178.6422 | 8.51 | 100.8557 | 137.4145 | 168.5042 | 238.101 | 14.41 | 32.0255 | 49.9485 | 77.8063 | 145.0894 | 40.7345 | 40.7345 | 40.7345 | 219.3768 | 278.8355 | 185.8239
2012-10-10 | 12.18 | 58.5386 | 83.64 | 112.7449 | 44.1997 | 37.3987 | 83.6195 | 180.7196 | 8.32 | 103.1147 | 140.2852 | 171.4833 | 240.9564 | 14.33 | 32.9016 | 51.0616 | 78.9627 | 146.0757 | 40.085 | 40.085 | 40.085 | 220.8047 | 281.0414 | 186.1608
2012-10-11 | 12.03 | 60.218 | 85.7736 | 114.9591 | 44.008 | 37.2363 | 83.5574 | 182.7947 | 8.14 | 105.1387 | 142.8568 | 174.1518 | 243.4972 | 14.25 | 33.7737 | 52.1693 | 80.113 | 147.0598 | 39.4359 | 39.4359 | 39.4359 | 222.2305 | 282.933 | 186.4956
2012-10-12 | 11.88 | 63.2014 | 86.8584 | 115.2782 | 43.2482 | 36.5328 | 81.9569 | 182.0954 | 7.95 | 109.4889 | 144.4032 | 174.8604 | 243.1727 | 14.17 | 35.7587 | 52.7415 | 79.9534 | 145.8842 | 39.1198 | 39.1198 | 39.1198 | 221.2152 | 282.2926 | 185.004
2012-10-13 | 11.73 | 66.2121 | 85.3799 | 111.9867 | 40.6641 | 34.0133 | 75.3087 | 174.9964 | 7.77 | 113.7448 | 141.9563 | 170.4031 | 234.8063 | 14.06 | 37.7644 | 51.5197 | 77.0254 | 139.2011 | 39.5623 | 39.5623 | 39.5623 | 214.5587 | 274.3686 | 178.7634
2012-10-14 | 11.58 | 68.5245 | 88.1972 | 114.7258 | 39.5094 | 33.0125 | 73.4834 | 176.467 | 7.59 | 116.7799 | 145.6028 | 173.9338 | 237.0636 | 13.95 | 39.4987 | 53.6675 | 79.1121 | 140.0179 | 38.9857 | 38.9857 | 38.9857 | 215.4527 | 276.0493 | 179.0036
2012-10-15 | 11.43 | 67.0826 | 94.4985 | 124.0159 | 43.241 | 36.5868 | 83.3089 | 191.2946 | 7.41 | 113.4969 | 153.4802 | 185.1775 | 254.016 | 13.83 | 39.1417 | 58.9922 | 87.1972 | 153.5369 | 36.8051 | 36.8051 | 36.8051 | 228.0997 | 290.8211 | 190.3421
2012-10-16 | 11.28 | 68.7924 | 96.6723 | 126.2724 | 43.0492 | 36.4244 | 83.2468 | 193.4119 | 7.24 | 115.4357 | 155.9451 | 187.7361 | 256.4429 | 13.7 | 40.9681 | 61.3141 | 89.6072 | 155.8118 | 36.1409 | 36.1409 | 36.1409 | 229.5528 | 292.5838 | 191.9527
2012-10-17 | 11.16 | 70.2598 | 98.5363 | 128.2077 | 42.8567 | 36.2615 | 83.1838 | 195.1964 | 7.08 | 117.363 | 158.3935 | 190.2776 | 258.849 | 13.57 | 42.5521 | 63.3262 | 91.6961 | 157.7537 | 35.5266 | 35.5266 | 35.5266 | 230.723 | 294.3756 | 193.2803
2012-10-18 | 11.03 | 71.6808 | 100.3418 | 130.0825 | 42.6644 | 36.0987 | 83.1211 | 196.9241 | 6.91 | 119.2438 | 160.7835 | 192.7585 | 261.1982 | 13.43 | 44.0897 | 65.2798 | 93.7243 | 159.6389 | 34.9091 | 34.9091 | 34.9091 | 231.8332 | 296.1074 | 194.548
2012-10-19 | 10.91 | 74.6374 | 101.0728 | 130.0126 | 41.926 | 35.4158 | 81.5394 | 195.8398 | 6.75 | 123.6198 | 161.9685 | 193.0651 | 260.4738 | 13.3 | 46.4961 | 66.0871 | 93.7878 | 158.7062 | 34.6293 | 34.6293 | 34.6293 | 230.4691 | 295.1032 | 193.3356
2012-10-20 | 10.78 | 77.5567 | 98.8764 | 125.9374 | 39.4509 | 32.9865 | 75.0235 | 188.0324 | 6.58 | 127.9557 | 158.865 | 187.8775 | 251.4495 | 13.17 | 49.3573 | 65.3113 | 91.2804 | 152.549 | 35.1569 | 35.1569 | 35.1569 | 223.1893 | 286.6064 | 187.7059
2012-10-21 | 10.68 | 79.3291 | 101.0447 | 127.9931 | 38.3379 | 32.0154 | 73.195 | 188.8418 | 6.42 | 130.8351 | 162.3179 | 191.1907 | 253.5212 | 13.03 | 51.158 | 67.5315 | 93.4272 | 153.4656 | 34.6597 | 34.6597 | 34.6597 | 223.5015 | 288.1808 | 188.1253
2012-10-22 | 10.58 | 76.8394 | 106.8976 | 136.8912 | 41.8932 | 35.4466 | 82.8684 | 203.1176 | 6.25 | 126.8185 | 170.4101 | 202.752 | 270.6574 | 12.91 | 50.2917 | 73.1612 | 101.9075 | 167.242 | 32.5354 | 32.5354 | 32.5354 | 235.653 | 303.1928 | 199.7774
2012-10-23 | 10.49 | 77.9513 | 108.3105 | 138.3595 | 41.6999 | 35.2831 | 82.8046 | 204.4233 | 6.07 | 128.9671 | 173.1405 | 205.5867 | 273.3642 | 12.79 | 51.52 | 74.722 | 103.5291 | 168.7051 | 31.9686 | 31.9686 | 31.9686 | 236.3919 | 305.3328 | 200.6737
2012-10-24 | 10.39 | 79.0761 | 109.7396 | 139.8437 | 41.5067 | 35.1199 | 82.7411 | 205.7489 | 5.91 | 130.7823 | 175.4471 | 207.9809 | 275.6229 | 12.68 | 52.6459 | 76.1525 | 105.0146 | 170.032 | 31.3994 | 31.3994 | 31.3994 | 237.1483 | 307.0223 | 201.4314
2012-10-25 | 10.29 | 80.2128 | 111.1833 | 141.343 | 41.3136 | 34.9566 | 82.6776 | 207.0894 | 5.74 | 132.7247 | 177.9149 | 210.5422 | 278.0525 | 12.58 | 53.8991 | 77.7442 | 106.6673 | 171.5299 | 30.8284 | 30.8284 | 30.8284 | 237.9178 | 308.8809 | 202.3583
2012-10-26 | 10.19 | 83.0163 | 111.4878 | 140.8142 | 40.597 | 34.2945 | 81.115 | 205.5558 | 5.57 | 137.3992 | 179.0984 | 210.8201 | 277.3172 | 12.47 | 56.0602 | 77.9752 | 106.1143 | 169.9858 | 30.6126 | 30.6126 | 30.6126 | 236.1684 | 307.9298 | 200.5984
2012-10-27 | 10.09 | 85.7795 | 108.6611 | 136.057 | 38.2307 | 31.9552 | 74.7311 | 197.1455 | 5.42 | 141.8022 | 175.3442 | 204.9099 | 267.6397 | 12.38 | 58.0681 | 75.6766 | 101.9991 | 162.2757 | 31.2125 | 31.2125 | 31.2125 | 228.358 | 298.8522 | 193.4883
2012-10-28 | 9.97 | 87.9668 | 111.3162 | 138.6026 | 37.1614 | 31.015 | 72.9015 | 198.4926 | 5.28 | 144.6554 | 178.7554 | 208.1607 | 269.6809 | 12.28 | 59.683 | 77.6685 | 103.8976 | 162.9743 | 30.6408 | 30.6408 | 30.6408 | 229.1334 | 300.3217 | 193.6151
2012-10-29 | 9.84 | 85.3873 | 117.7573 | 148.1682 | 40.5424 | 34.3044 | 82.425 | 213.2992 | 5.13 | 139.7369 | 186.8246 | 219.7901 | 286.7463 | 12.18 | 58.2703 | 83.2969 | 112.4333 | 176.6536 | 28.4627 | 28.4627 | 28.4627 | 241.7619 | 315.209 | 205.1164
2012-10-30 | 9.72 | 86.862 | 119.6317 | 150.1135 | 40.3498 | 34.1415 | 82.3621 | 215.0935 | 5.03 | 140.9785 | 188.403 | 221.4286 | 288.2259 | 12.07 | 59.5153 | 84.8794 | 114.0759 | 178.1375 | 27.8373 | 27.8373 | 27.8373 | 242.9308 | 316.0631 | 205.9748
2012-10-31 | 9.59 | 88.3298 | 121.4957 | 152.0481 | 40.1574 | 33.9788 | 82.2995 | 216.881 | 4.93 | 142.0979 | 189.8244 | 222.9043 | 289.5428 | 11.96 | 60.638 | 86.305 | 115.5557 | 179.4587 | 27.2226 | 27.2226 | 27.2226 | 244.1036 | 316.7654 | 206.6813
2012-11-01 | 9.45 | 89.9185 | 123.5143 | 154.1429 | 39.9653 | 33.8162 | 82.2371 | 218.8325 | 4.82 | 143.3383 | 191.4005 | 224.5403 | 291.0236 | 11.85 | 62.1126 | 88.1783 | 117.4997 | 181.2557 | 26.5783 | 26.5783 | 26.5783 | 245.4108 | 317.6019 | 207.834
2012-11-02 | 9.31 | 93.3669 | 124.3575 | 154.152 | 39.272 | 33.1759 | 80.6954 | 217.8685 | 4.75 | 147.0281 | 191.0715 | 223.2303 | 288.6785 | 11.72 | 64.8888 | 88.9523 | 117.4919 | 180.2895 | 26.294 | 26.294 | 26.294 | 244.1625 | 314.9725 | 206.5835
2012-11-03 | 9.17 | 96.8268 | 121.8153 | 149.6498 | 37.0163 | 30.9279 | 74.4455 | 209.8122 | 4.67 | 150.7946 | 186.053 | 215.9785 | 277.7214 | 11.59 | 67.9241 | 87.4124 | 114.1272 | 173.4431 | 26.8615 | 26.8615 | 26.8615 | 236.6737 | 304.5828 | 200.3046
2012-11-04 | 9.04 | 99.1982 | 124.68 | 152.3969 | 35.9903 | 30.0184 | 72.6144 | 211.4043 | 4.59 | 152.9703 | 188.6504 | 218.378 | 278.9311 | 11.45 | 69.8349 | 89.7479 | 116.3668 | 174.5301 | 26.2703 | 26.2703 | 26.2703 | 237.6746 | 305.2014 | 200.8003
2012-11-05 | 8.88 | 96.4265 | 131.7844 | 162.7259 | 39.1971 | 33.1661 | 81.9882 | 226.8463 | 4.48 | 147.1842 | 196.288 | 229.6162 | 295.4406 | 11.31 | 68.279 | 96.0141 | 125.6322 | 188.8077 | 24.0159 | 24.0159 | 24.0159 | 250.8623 | 319.4566 | 212.8236
2012-11-06 | 8.73 | 98.1883 | 134.0237 | 165.0497 | 39.0053 | 33.0037 | 81.9262 | 229.0307 | 4.37 | 148.4826 | 197.9385 | 231.3294 | 296.9988 | 11.17 | 70.042 | 98.2549 | 127.9574 | 190.9935 | 23.3636 | 23.3636 | 23.3636 | 252.3943 | 320.3624 | 214.3571
2012-11-07 | 8.58 | 99.9443 | 136.2545 | 167.3649 | 38.8134 | 32.8413 | 81.8642 | 231.2065 | 4.27 | 149.6598 | 199.4338 | 232.882 | 298.3925 | 11.02 | 71.4531 | 100.0474 | 129.8179 | 192.7031 | 22.7023 | 22.7023 | 22.7023 | 253.9088 | 321.0948 | 215.4054
2012-11-08 | 8.43 | 101.6989 | 138.484 | 169.6788 | 38.6215 | 32.679 | 81.8022 | 233.381 | 4.08 | 151.8736 | 202.2472 | 235.8016 | 301.1879 | 10.9 | 72.7475 | 101.6919 | 131.5253 | 194.2556 | 22.0512 | 22.0512 | 22.0512 | 255.4322 | 323.2391 | 216.3068
2012-11-09 | 8.26 | 105.7139 | 139.7074 | 170.0583 | 37.9511 | 32.0603 | 80.2809 | 232.8138 | 3.9 | 157.0068 | 203.4776 | 236.0893 | 300.4995 | 10.77 | 75.7147 | 102.4106 | 131.4392 | 193.227 | 21.7293 | 21.7293 | 21.7293 | 254.5431 | 322.2288 | 214.9563
2012-11-10 | 8.1 | 109.7042 | 137.1422 | 165.4872 | 35.8055 | 29.9032 | 74.1644 | 224.7758 | 3.71 | 162.3376 | 199.7922 | 230.1771 | 291.0065 | 10.65 | 78.2921 | 99.7521 | 126.8796 | 185.2486 | 22.3046 | 22.3046 | 22.3046 | 247.0803 | 313.3111 | 207.5531
2012-11-11 | 7.93 | 112.535 | 140.5422 | 168.77 | 34.8236 | 29.0249 | 72.3326 | 226.9567 | 3.48 | 166.2916 | 204.4947 | 234.7334 | 294.465 | 10.55 | 80.0394 | 101.8832 | 128.8954 | 186.1483 | 21.6527 | 21.6527 | 21.6527 | 248.6094 | 316.1176 | 207.801
2012-11-12 | 7.77 | 109.2715 | 148.1073 | 179.6657 | 37.8556 | 32.0305 | 81.556 | 242.8332 | 3.25 | 161.3985 | 214.3519 | 248.3622 | 313.2791 | 10.46 | 77.3264 | 107.5104 | 137.5663 | 199.6617 | 19.3661 | 19.3661 | 19.3661 | 262.1994 | 332.6453 | 219.0279
2012-11-13 | 7.6 | 111.2427 | 150.6122 | 182.2652 | 37.6642 | 31.8684 | 81.4946 | 245.3009 | 3.02 | 164.0594 | 217.7335 | 251.8709 | 316.6791 | 10.37 | 78.1457 | 108.5515 | 138.6476 | 200.5726 | 18.6898 | 18.6898 | 18.6898 | 263.9907 | 335.3689 | 219.2624
2012-11-14 | 7.42 | 113.2107 | 153.1135 | 184.861 | 37.7989 | 31.9769 | 81.606 | 248.0947 | 2.8 | 166.4866 | 220.8184 | 255.072 | 320.0937 | 10.29 | 78.962 | 109.589 | 139.7253 | 201.8096 | 17.9743 | 17.9743 | 17.9743 | 266.069 | 338.068 | 219.7839
2012-11-15 | 7.25 | 115.1973 | 155.6381 | 187.4808 | 37.9333 | 32.0851 | 81.717 | 250.9085 | 2.58 | 169.0476 | 224.073 | 258.4491 | 323.6842 | 10.22 | 79.7969 | 110.6498 | 140.8272 | 203.0668 | 17.2564 | 17.2564 | 17.2564 | 268.165 | 340.9406 | 220.3232
2012-11-16 | 7.08 | 119.5673 | 156.93 | 187.9042 | 37.5954 | 31.7436 | 80.3723 | 250.7096 | 2.39 | 174.7265 | 225.5078 | 258.9141 | 323.4989 | 10.15 | 82.7553 | 111.1627 | 140.5138 | 202.1317 | 16.9103 | 16.9103 | 16.9103 | 267.6199 | 340.4092 | 219.042
2012-11-17 | 6.95 | 123.3788 | 153.4186 | 182.3055 | 35.781 | 29.86 | 74.4304 | 241.9324 | 2.21 | 180.1921 | 221.0445 | 252.134 | 313.4244 | 10.08 | 85.2636 | 108.0493 | 135.4585 | 193.9694 | 17.5943 | 17.5943 | 17.5943 | 259.5267 | 331.0187 | 211.5637
2012-11-18 | 6.83 | 125.8282 | 156.3538 | 185.0908 | 35.0849 | 29.2193 | 72.7246 | 243.8816 | 2.03 | 183.7962 | 225.3171 | 256.2234 | 316.6804 | 10.01 | 86.8206 | 109.9472 | 137.2245 | 194.894 | 16.9902 | 16.9902 | 16.9902 | 260.8718 | 333.6707 | 211.8842
2012-11-19 | 6.7 | 121.5694 | 163.7345 | 195.8844 | 38.4678 | 32.5158 | 82.1573 | 260.038 | 1.9 | 176.9095 | 234.0634 | 268.8172 | 334.8287 | 9.93 | 83.7536 | 115.6765 | 146.0469 | 208.931 | 14.6801 | 14.6801 | 14.6801 | 274.7181 | 349.5088 | 223.6111
2012-11-20 | 6.57 | 122.9848 | 165.5331 | 197.7519 | 38.6012 | 32.6233 | 82.2672 | 262.0842 | 1.77 | 178.3227 | 235.8593 | 270.682 | 336.8722 | 9.85 | 85.2859 | 117.6235 | 148.0683 | 211.1348 | 14.0744 | 14.0744 | 14.0744 | 276.1585 | 350.9466 | 225.2092
2012-11-21 | 6.49 | 123.9847 | 166.8038 | 199.0723 | 38.7333 | 32.73 | 82.3756 | 263.5637 | 1.64 | 179.8966 | 237.8597 | 272.7592 | 339.1281 | 9.76 | 86.2873 | 118.8961 | 149.3905 | 212.6162 | 13.5367 | 13.5367 | 13.5367 | 277.1004 | 352.6648 | 226.1529
2012-11-22 | 6.4 | 124.9567 | 168.0381 | 200.3542 | 38.8657 | 32.8368 | 82.4843 | 265.0087 | 1.52 | 181.2122 | 239.5307 | 274.4942 | 341.0378 | 9.67 | 87.3762 | 120.2787 | 150.8263 | 214.2188 | 13.0132 | 13.0132 | 13.0132 | 278.0219 | 354.051 | 227.232
2012-11-23 | 6.32 | 128.5037 | 168.0397 | 199.4231 | 38.5116 | 32.4819 | 81.121 | 263.4015 | 1.4 | 186.3512 | 239.9606 | 273.8955 | 339.7409 | 9.58 | 90.1738 | 120.3847 | 150.0775 | 212.8189 | 12.8562 | 12.8562 | 12.8562 | 276.2577 | 352.5971 | 225.6751
2012-11-24 | 6.23 | 132.0216 | 163.7048 | 192.9412 | 36.6342 | 30.5445 | 75.0924 | 253.6439 | 1.29 | 191.215 | 234.1645 | 265.6965 | 328.1333 | 9.49 | 93.4381 | 117.7776 | 145.5177 | 205.0901 | 13.6779 | 13.6779 | 13.6779 | 267.3219 | 341.8112 | 218.7681
2012-11-25 | 6.18 | 133.6004 | 165.5978 | 194.6412 | 35.9063 | 29.8814 | 73.3733 | 254.4512 | 1.15 | 194.3285 | 237.8455 | 269.1624 | 330.7189 | 9.4 | 95.087 | 119.7787 | 147.3803 | 206.0827 | 13.241 | 13.241 | 13.241 | 267.6922 | 343.9599 | 219.3236
2012-11-26 | 6.13 | 128.0431 | 171.9603 | 204.4323 | 39.3929 | 33.2626 | 82.9164 | 269.7044 | 1.02 | 186.9403 | 246.8106 | 282.0549 | 349.3053 | 9.32 | 91.8519 | 125.9662 | 156.7346 | 220.7911 | 11.0693 | 11.0693 | 11.0693 | 280.7737 | 360.3746 | 231.8604
2012-11-27 | 6.09 | 128.5962 | 172.6626 | 205.1635 | 39.524 | 33.3685 | 83.0236 | 270.5794 | 0.88 | 188.6435 | 248.9747 | 284.3021 | 351.7351 | 9.23 | 92.7522 | 127.1097 | 157.9233 | 222.1352 | 10.6242 | 10.6242 | 10.6242 | 281.2036 | 362.3594 | 232.7594
2012-11-28 | 6.04 | 129.1545 | 173.372 | 205.902 | 39.6554 | 33.4746 | 83.1311 | 271.4655 | 0.76 | 190.0061 | 250.7064 | 286.1009 | 353.7087 | 9.15 | 93.5425 | 128.1138 | 158.9674 | 223.3346 | 10.1878 | 10.1878 | 10.1878 | 281.6534 | 363.8965 | 233.5224
2012-11-29 | 5.98 | 129.7857 | 174.1745 | 206.7365 | 39.787 | 33.5809 | 83.2389 | 272.4515 | 0.64 | 191.3262 | 252.3846 | 287.8437 | 355.6263 | 9.07 | 94.5209 | 129.3575 | 160.2593 | 224.7896 | 9.7394 | 9.7394 | 9.7394 | 282.191 | 365.3657 | 234.529
2012-11-30 | 5.93 | 133.0853 | 173.7357 | 205.3398 | 39.4184 | 33.2138 | 81.859 | 270.351 | 0.51 | 196.7933 | 252.9436 | 287.3587 | 354.427 | 8.99 | 97.1173 | 129.0168 | 159.0339 | 222.8837 | 9.6717 | 9.6717 | 9.6717 | 280.0226 | 364.0987 | 232.5553
2012-12-01 | 5.87 | 136.3137 | 168.8126 | 198.233 | 37.4781 | 31.2227 | 75.744 | 259.8853 | 0.41 | 201.719 | 246.6674 | 278.6251 | 342.1945 | 8.93 | 99.6579 | 125.1797 | 153.1782 | 213.756 | 10.6084 | 10.6084 | 10.6084 | 270.4938 | 352.8029 | 224.3645
2012-12-02 | 5.81 | 138.0408 | 170.8783 | 200.1051 | 36.7208 | 30.5386 | 74.014 | 260.8371 | 0.31 | 204.4241 | 249.8547 | 281.5676 | 344.2099 | 8.87 | 101.2282 | 127.0822 | 154.9304 | 214.6032 | 10.1741 | 10.1741 | 10.1741 | 271.0113 | 354.384 | 224.7773
2012-12-03 | 5.75 | 132.4042 | 177.5012 | 210.1965 | 40.3132 | 34.0059 | 83.6698 | 276.5137 | 0.21 | 196.2391 | 258.6277 | 294.3288 | 362.7912 | 8.8 | 96.9148 | 132.3984 | 163.4226 | 228.5472 | 7.9816 | 7.9816 | 7.9816 | 284.4953 | 370.7728 | 236.5288
2012-12-04 | 5.69 | 133.1331 | 178.4274 | 211.1596 | 40.4449 | 34.1122 | 83.7776 | 277.6283 | 0.12 | 197.311 | 259.99 | 295.7443 | 364.3699 | 8.77 | 97.4147 | 133.0335 | 164.0838 | 229.352 | 7.5478 | 7.5478 | 7.5478 | 285.1761 | 371.9176 | 236.8998
2012-12-05 | 5.63 | 133.8581 | 179.3477 | 212.1162 | 40.5765 | 34.2185 | 83.8854 | 278.7364 | 0.02 | 198.4942 | 261.4928 | 297.3051 | 366.0978 | 8.73 | 97.9107 | 133.6627 | 164.7384 | 230.1504 | 7.1147 | 7.1147 | 7.1147 | 285.8511 | 373.2125 | 237.2651
2012-12-06 | 5.57 | 134.5412 | 180.2154 | 213.0186 | 40.7081 | 34.3248 | 83.9931 | 279.7903 | -0.08 | 199.6355 | 262.9429 | 298.8117 | 367.7714 | 8.69 | 98.0192 | 133.8001 | 164.8834 | 230.4275 | 6.6882 | 6.6882 | 6.6882 | 286.4784 | 374.4595 | 237.1156
2012-12-07 | 5.5 | 137.9897 | 179.8312 | 211.6681 | 40.3265 | 33.9464 | 82.5982 | 277.7273 | -0.18 | 204.7345 | 262.8157 | 297.5986 | 365.814 | 8.67 | 100.387 | 133.0794 | 163.2566 | 228.1009 | 6.6459 | 6.6459 | 6.6459 | 284.3732 | 372.4599 | 234.7468
2012-12-08 | 5.44 | 141.3897 | 174.8522 | 204.4842 | 38.3241 | 31.9021 | 76.3976 | 267.1107 | -0.28 | 209.8898 | 256.3916 | 288.6818 | 353.3171 | 8.64 | 102.7087 | 128.8082 | 156.9391 | 218.4313 | 7.7508 | 7.7508 | 7.7508 | 274.8615 | 361.0679 | 226.182
2012-12-09 | 5.38 | 143.2269 | 177.0462 | 206.4821 | 37.537 | 31.1968 | 74.6564 | 268.1572 | -0.41 | 213.0902 | 260.1637 | 292.2171 | 355.9036 | 8.61 | 104.0117 | 130.3914 | 158.358 | 218.9041 | 7.6251 | 7.6251 | 7.6251 | 275.7824 | 363.5287 | 226.5292
2012-12-10 | 5.32 | 137.3867 | 183.832 | 216.7773 | 41.235 | 34.7502 | 84.4246 | 284.1589 | -0.54 | 204.8893 | 269.6209 | 305.7458 | 375.397 | 8.57 | 99.4885 | 135.6673 | 166.8274 | 232.9349 | 5.7035 | 5.7035 | 5.7035 | 289.8625 | 381.1005 | 238.6384
2012-12-11 | 5.25 | 138.1678 | 184.8254 | 217.8095 | 41.3669 | 34.8567 | 84.5327 | 285.3465 | -0.66 | 206.2435 | 271.3428 | 307.5337 | 377.3597 | 8.54 | 100.2711 | 136.6625 | 167.8615 | 234.1243 | 5.5609 | 5.5609 | 5.5609 | 290.9075 | 382.9207 | 239.6852
2012-12-12 | 5.18 | 138.9722 | 185.8479 | 218.872 | 41.4989 | 34.9631 | 84.6407 | 286.5645 | -0.8 | 207.8514 | 273.3866 | 309.6555 | 379.6641 | 8.47 | 100.962 | 137.5406 | 168.7741 | 235.1884 | 5.4147 | 5.4147 | 5.4147 | 291.9791 | 385.0788 | 240.6031
2012-12-13 | 5.11 | 139.7507 | 186.8377 | 219.9008 | 41.6308 | 35.0696 | 84.7488 | 287.7486 | -0.94 | 209.4333 | 275.3976 | 311.7435 | 381.9347 | 8.41 | 101.6268 | 138.3859 | 169.6529 | 236.2187 | 5.2725 | 5.2725 | 5.2725 | 293.0211 | 387.2071 | 241.4911
2012-12-14 | 5.04 | 143.3934 | 186.5482 | 218.6378 | 41.2354 | 34.6795 | 83.3381 | 285.7564 | -1.08 | 215.2878 | 275.9362 | 311.2002 | 380.6426 | 8.35 | 104.9792 | 138.787 | 169.1805 | 235.0575 | 5.5117 | 5.5117 | 5.5117 | 291.2681 | 386.1543 | 240.5692
2012-12-15 | 5 | 146.6678 | 181.1332 | 210.9832 | 39.1705 | 32.5816 | 77.0514 | 274.5875 | -1.2 | 220.8948 | 269.4903 | 302.2217 | 368.004 | 8.27 | 107.7586 | 134.817 | 163.1567 | 225.6193 | 6.8529 | 6.8529 | 6.8529 | 281.4405 | 374.8569 | 232.4722
2012-12-16 | 4.95 | 148.3051 | 183.0852 | 212.7255 | 38.3533 | 31.8549 | 75.2987 | 275.3437 | -1.33 | 224.0589 | 273.2116 | 305.6913 | 370.4916 | 8.2 | 109.4631 | 136.8738 | 165.0584 | 226.5577 | 6.7621 | 6.7621 | 6.7621 | 282.1058 | 377.2537 | 233.3198
2012-12-17 | 4.91 | 141.9896 | 189.6838 | 222.8612 | 42.1564 | 35.4941 | 85.1788 | 291.2996 | -1.45 | 215.2306 | 282.7668 | 319.3954 | 390.2975 | 8.13 | 105.1388 | 142.8495 | 174.2906 | 241.4894 | 4.8461 | 4.8461 | 4.8461 | 296.1457 | 395.1436 | 246.3354
2012-12-18 | 4.87 | 142.4858 | 190.3149 | 223.5183 | 42.2876 | 35.6 | 85.286 | 292.1005 | -1.57 | 216.645 | 284.5651 | 321.263 | 392.34 | 8.07 | 105.8668 | 143.7753 | 175.253 | 242.6033 | 4.7499 | 4.7499 | 4.7499 | 296.8504 | 397.0899 | 247.3532
2012-12-19 | 4.83 | 142.9068 | 190.8508 | 224.0767 | 42.4187 | 35.7059 | 85.3932 | 292.8026 | -1.69 | 217.9842 | 286.268 | 323.0319 | 394.2837 | 8.01 | 106.6348 | 144.752 | 176.2685 | 243.7742 | 4.6656 | 4.6656 | 4.6656 | 297.4682 | 398.9493 | 248.4398
2012-12-20 | 4.8 | 143.2749 | 191.3191 | 224.5648 | 42.5496 | 35.8117 | 85.5001 | 293.4307 | -1.81 | 219.3855 | 288.0496 | 324.8822 | 396.3089 | 7.95 | 107.0044 | 145.2221 | 176.7585 | 244.404 | 4.5901 | 4.5901 | 4.5901 | 298.0209 | 400.8991 | 248.9942
2012-12-21 | 4.76 | 144.2516 | 188.1638 | 216.5338 | 42.6807 | 35.9176 | 85.6073 | 285.5435 | -1.92 | 221.4292 | 284.3688 | 315.7432 | 387.3409 | 7.91 | 107.9735 | 142.9416 | 169.8994 | 237.6926 | 5.5373 | 5.5373 | 5.5373 | 291.0807 | 392.8781 | 243.2299
2012-12-22 | 4.73 | 145.8661 | 181.6498 | 206.6514 | 42.8116 | 36.0234 | 85.7142 | 275.8009 | -2.03 | 224.6189 | 276.1224 | 303.6304 | 375.399 | 7.87 | 109.2857 | 137.7676 | 161.6049 | 229.5379 | 6.7072 | 6.7072 | 6.7072 | 282.5082 | 382.1062 | 236.2451
2012-12-23 | 4.69 | 146.3252 | 182.2006 | 207.2184 | 42.9428 | 36.1294 | 85.8214 | 276.5118 | -2.14 | 225.8902 | 277.6477 | 305.1978 | 377.1374 | 7.83 | 109.6297 | 138.1804 | 162.0303 | 230.1032 | 6.6219 | 6.6219 | 6.6219 | 283.1336 | 383.7593 | 236.725
2012-12-24 | 4.65 | 149.1344 | 187.8678 | 212.8009 | 43.0739 | 36.2353 | 85.9286 | 282.238 | -2.25 | 230.8045 | 286.8697 | 314.3427 | 386.4532 | 7.8 | 111.6135 | 142.3843 | 166.1505 | 234.3594 | 5.9342 | 5.9342 | 5.9342 | 288.1722 | 392.3875 | 240.2936
2012-12-25 | 4.61 | 143.561 | 175.2915 | 197.8531 | 43.2051 | 36.3412 | 86.0358 | 267.434 | -2.36 | 222.7162 | 268.7295 | 293.5804 | 365.862 | 7.78 | 107.3336 | 132.5272 | 154.0411 | 222.386 | 7.712 | 7.712 | 7.712 | 275.146 | 373.5739 | 230.0979
2012-12-26 | 4.56 | 147.7842 | 183.9539 | 209.0249 | 43.3365 | 36.4473 | 86.1433 | 278.7535 | -2.46 | 229.5525 | 282.0444 | 309.7181 | 382.1668 | 7.75 | 110.511 | 139.2403 | 163.1249 | 231.6135 | 6.3527 | 6.3527 | 6.3527 | 285.1061 | 388.5194 | 237.9662
2012-12-27 | 4.51 | 150.7739 | 189.8574 | 214.8483 | 43.4679 | 36.5535 | 86.2507 | 284.7246 | -2.53 | 234.0908 | 290.8559 | 318.4382 | 391.0424 | 7.71 | 112.6659 | 143.662 | 167.4677 | 236.0962 | 5.6356 | 5.6356 | 5.6356 | 290.3602 | 396.678 | 241.7319
2012-12-28 | 4.45 | 151.4069 | 190.6253 | 215.6381 | 43.5996 | 36.6597 | 86.3585 | 285.6659 | -2.6 | 234.8386 | 291.7632 | 319.371 | 392.1307 | 7.67 | 113.1821 | 144.2883 | 168.1122 | 236.8883 | 5.5226 | 5.5226 | 5.5226 | 291.1884 | 397.6533 | 242.4109
2012-12-29 | 4.4 | 149.5735 | 186.1015 | 211.236 | 43.7311 | 36.7659 | 86.466 | 281.4114 | -2.67 | 231.914 | 284.8787 | 312.6344 | 385.5496 | 7.63 | 111.9555 | 140.9741 | 164.9111 | 233.8348 | 6.0335 | 6.0335 | 6.0335 | 287.4449 | 391.583 | 239.8683
2012-12-30 | 4.36 | 150.0428 | 186.6646 | 211.8162 | 43.8622 | 36.8718 | 86.5732 | 282.1355 | -2.72 | 232.4963 | 285.5776 | 313.3542 | 386.417 | 7.59 | 112.3099 | 141.3993 | 165.3498 | 234.4134 | 5.9465 | 5.9465 | 5.9465 | 288.082 | 392.3636 | 240.3599
2012-12-31 | 4.32 | 152.8963 | 192.4326 | 217.4982 | 43.9934 | 36.9777 | 86.6804 | 287.9612 | -2.77 | 236.791 | 294.1322 | 321.8074 | 395.018 | 7.56 | 114.5579 | 145.9578 | 169.8308 | 239.0382 | 5.247 | 5.247 | 5.247 | 293.2081 | 400.265 | 244.2851
2013-01-01 | 4.29 | 151.6313 | 188.5609 | 214.0981 | 44.2483 | 37.1879 | 87.0327 | 284.8263 | -2.8 | 234.5794 | 288.0499 | 316.2189 | 389.6963 | 7.53 | 113.4915 | 142.8156 | 167.1427 | 236.6069 | 5.6234 | 5.6234 | 5.6234 | 290.4497 | 395.3197 | 242.2303
2013-01-02 | 4.25 | 150.7478 | 198.9943 | 229.5289 | 44.3798 | 37.2942 | 87.1402 | 300.4015 | -2.84 | 233.0042 | 302.7289 | 336.6229 | 410.2447 | 7.51 | 113.1581 | 151.5895 | 180.5889 | 250.2051 | 3.7531 | 3.7531 | 3.7531 | 304.1545 | 413.9977 | 253.9582
2013-01-03 | 4.25 | 150.2742 | 200.2011 | 234.1459 | 44.5102 | 37.3997 | 87.2465 | 305.1473 | -2.88 | 232.7113 | 304.9496 | 342.7694 | 416.5356 | 7.49 | 112.929 | 152.7484 | 184.9378 | 254.6867 | 3.1832 | 3.1832 | 3.1832 | 308.3305 | 419.7188 | 257.8698
2013-01-04 | 4.24 | 153.316 | 198.8752 | 231.7866 | 44.0712 | 36.9724 | 85.7829 | 301.9893 | -2.92 | 237.7525 | 303.8372 | 340.468 | 413.3925 | 7.47 | 115.461 | 151.8182 | 183.0621 | 252.0446 | 3.5624 | 3.5624 | 3.5624 | 305.5517 | 416.9549 | 255.607
2013-01-05 | 4.24 | 156.3145 | 192.6113 | 223.2156 | 41.8124 | 34.7078 | 79.2193 | 289.6762 | -2.97 | 242.9685 | 295.7452 | 329.7046 | 398.7012 | 7.45 | 117.855 | 146.8375 | 175.9528 | 241.2878 | 5.041 | 5.041 | 5.041 | 294.7172 | 403.7422 | 246.3288
2013-01-06 | 4.24 | 157.4965 | 194.0157 | 224.3812 | 40.902 | 33.9145 | 77.4266 | 289.7443 | -3.01 | 245.2929 | 298.4531 | 332.1018 | 399.9874 | 7.44 | 118.9872 | 148.2073 | 177.1327 | 241.3894 | 5.0328 | 5.0328 | 5.0328 | 294.7771 | 405.0202 | 246.4222
2013-01-07 | 4.25 | 150.1925 | 200.0914 | 234.0391 | 45.032 | 37.8218 | 87.6719 | 305.5559 | -3.07 | 234.8201 | 307.6222 | 345.5482 | 419.9038 | 7.43 | 113.6592 | 153.6709 | 185.9014 | 256.1926 | 3.1341 | 3.1341 | 3.1341 | 308.69 | 423.0379 | 259.3267
2013-01-08 | 4.26 | 150.0804 | 199.9486 | 233.893 | 45.1622 | 37.9272 | 87.7779 | 305.5347 | -3.13 | 235.5157 | 308.5055 | 346.466 | 420.9738 | 7.42 | 113.7791 | 153.8229 | 186.0608 | 256.4848 | 3.1366 | 3.1366 | 3.1366 | 308.6713 | 424.1105 | 259.6214
2013-01-09 | 4.27 | 149.9615 | 199.7975 | 233.7385 | 45.2923 | 38.0326 | 87.8839 | 305.5052 | -3.18 | 236.0889 | 309.2335 | 347.2232 | 421.8794 | 7.41 | 113.7764 | 153.8197 | 186.0596 | 256.6124 | 3.1402 | 3.1402 | 3.1402 | 308.6454 | 425.0195 | 259.7526
2013-01-10 | 4.28 | 149.8478 | 199.6524 | 233.5899 | 45.4225 | 38.1379 | 87.99 | 305.4815 | -3.24 | 236.7829 | 310.1144 | 348.1386 | 422.9469 | 7.41 | 113.6634 | 153.6756 | 185.912 | 256.5897 | 3.143 | 3.143 | 3.143 | 308.6246 | 426.0899 | 259.7327
2013-01-11 | 4.28 | 152.8701 | 198.3176 | 231.2225 | 44.9697 | 37.6989 | 86.5106 | 302.2986 | -3.29 | 242.1301 | 309.2739 | 346.1111 | 420.0653 | 7.41 | 115.9633 | 152.44 | 183.7191 | 253.6051 | 3.5252 | 3.5252 | 3.5252 | 305.8239 | 423.5906 | 257.1304
2013-01-12 | 4.28 | 155.8325 | 192.0388 | 222.6382 | 42.6486 | 35.381 | 79.8611 | 289.9114 | -3.35 | 247.5225 | 301.1651 | 335.3147 | 405.2723 | 7.41 | 118.099 | 147.1297 | 176.268 | 242.4365 | 5.0128 | 5.0128 | 5.0128 | 294.9242 | 410.2851 | 247.4493
2013-01-13 | 4.28 | 157.028 | 193.4581 | 223.82 | 41.7084 | 34.5665 | 78.0574 | 289.9662 | -3.37 | 249.6564 | 303.642 | 337.4682 | 406.2766 | 7.42 | 118.8869 | 148.0883 | 177.0236 | 242.0736 | 5.0062 | 5.0062 | 5.0062 | 294.9723 | 411.2828 | 247.0798
2013-01-14 | 4.28 | 149.8669 | 199.6721 | 233.6183 | 45.9442 | 38.5601 | 88.4153 | 306.0253 | -3.4 | 238.6451 | 312.4749 | 350.5947 | 425.9808 | 7.43 | 113.5696 | 153.5522 | 185.7919 | 256.981 | 3.0777 | 3.0777 | 3.0777 | 309.103 | 429.0585 | 260.0587
2013-01-15 | 4.3 | 149.7061 | 199.4673 | 233.4082 | 46.0741 | 38.6653 | 88.521 | 305.9364 | -3.42 | 238.945 | 312.8553 | 350.9916 | 426.5143 | 7.44 | 113.525 | 153.4953 | 185.7352 | 257.0492 | 3.0884 | 3.0884 | 3.0884 | 309.0248 | 429.6028 | 260.1376
2013-01-16 | 4.31 | 149.5679 | 199.2907 | 233.2275 | 46.2043 | 38.7706 | 88.6271 | 305.8806 | -3.41 | 238.8052 | 312.6763 | 350.8084 | 426.4563 | 7.44 | 113.5031 | 153.4665 | 185.7078 | 257.1506 | 3.0951 | 3.0951 | 3.0951 | 308.9757 | 429.5514 | 260.2457
2013-01-17 | 4.32 | 149.4061 | 199.0846 | 233.0161 | 46.3344 | 38.876 | 88.7331 | 305.7941 | -3.41 | 238.7573 | 312.6146 | 350.7469 | 426.5237 | 7.44 | 113.342 | 153.2613 | 185.4973 | 257.065 | 3.1055 | 3.1055 | 3.1055 | 308.8996 | 429.6292 | 260.1705
2013-01-18 | 4.33 | 152.2541 | 197.5444 | 230.437 | 45.8679 | 38.4253 | 87.2379 | 302.3827 | -3.41 | 243.507 | 310.976 | 347.889 | 422.778 | 7.45 | 115.8237 | 152.2597 | 183.5473 | 254.3179 | 3.5152 | 3.5152 | 3.5152 | 305.8978 | 426.2932 | 257.833
2013-01-19 | 4.34 | 155.0963 | 191.1527 | 221.737 | 43.4842 | 36.0538 | 80.5024 | 289.8159 | -3.39 | 247.976 | 301.6935 | 335.8744 | 406.6734 | 7.43 | 118.3289 | 147.394 | 176.5546 | 243.5566 | 5.0242 | 5.0242 | 5.0242 | 294.8401 | 411.6977 | 248.5808
2013-01-20 | 4.35 | 156.2083 | 192.4714 | 222.8171 | 42.514 | 35.218 | 78.6873 | 289.7359 | -3.37 | 249.6722 | 303.6478 | 337.4894 | 407.0956 | 7.41 | 119.4038 | 148.6921 | 177.6611 | 243.5218 | 5.0338 | 5.0338 | 5.0338 | 294.7698 | 412.1294 | 248.5556
2013-01-21 | 4.36 | 148.9426 | 198.4928 | 232.4116 | 46.855 | 39.2974 | 89.1573 | 305.6895 | -3.36 | 238.1717 | 311.8665 | 349.9806 | 426.2537 | 7.4 | 114.1525 | 154.2888 | 186.5719 | 258.682 | 3.118 | 3.118 | 3.118 | 308.8076 | 429.3717 | 261.8001
2013-01-22 | 4.37 | 148.8549 | 198.3803 | 232.297 | 46.9852 | 39.4028 | 89.2633 | 305.6999 | -3.33 | 237.8512 | 311.4579 | 349.559 | 425.9494 | 7.38 | 114.181 | 154.3241 | 186.6105 | 258.8495 | 3.1168 | 3.1168 | 3.1168 | 308.8167 | 429.0662 | 261.9663
2013-01-23 | 4.36 | 148.8952 | 198.43 | 232.3506 | 47.1159 | 39.5085 | 89.37 | 305.8863 | -3.31 | 237.5431 | 311.0647 | 349.1534 | 425.665 | 7.36 | 114.222 | 154.3746 | 186.6651 | 259.0367 | 3.0944 | 3.0944 | 3.0944 | 308.9807 | 428.7594 | 262.1311
2013-01-24 | 4.36 | 148.9342 | 198.4789 | 232.4036 | 47.2463 | 39.614 | 89.4763 | 306.0681 | -3.3 | 237.4649 | 310.9644 | 349.0517 | 425.6883 | 7.36 | 114.2616 | 154.4245 | 186.719 | 259.2194 | 3.0726 | 3.0726 | 3.0726 | 309.1407 | 428.7609 | 262.292
2013-01-25 | 4.35 | 152.0028 | 197.2267 | 230.1237 | 46.7669 | 39.1521 | 87.9662 | 302.9503 | -3.29 | 242.0651 | 309.1765 | 346.0417 | 421.7743 | 7.35 | 116.6381 | 153.2674 | 184.6062 | 256.2917 | 3.447 | 3.447 | 3.447 | 306.3973 | 425.2213 | 259.7386
2013-01-26 | 4.35 | 154.9878 | 191.0203 | 221.6159 | 44.3212 | 36.7275 | 81.1452 | 290.5179 | -3.28 | 246.6542 | 300.1155 | 334.2609 | 405.8486 | 7.35 | 118.8259 | 147.9827 | 177.1779 | 245.0204 | 4.9399 | 4.9399 | 4.9399 | 295.4578 | 410.7885 | 249.9604
2013-01-27 | 4.37 | 155.8996 | 192.1034 | 222.4533 | 43.3209 | 35.8704 | 79.3187 | 290.1622 | -3.25 | 248.141 | 301.8241 | 335.6247 | 405.9867 | 7.38 | 119.3419 | 148.6183 | 177.6005 | 244.258 | 4.9826 | 4.9826 | 4.9826 | 295.1448 | 410.9693 | 249.2406
2013-01-28 | 4.39 | 148.54 | 197.9753 | 231.8901 | 47.7672 | 40.0357 | 89.9007 | 306.0584 | -3.22 | 236.4863 | 309.7173 | 347.7674 | 424.8887 | 7.41 | 113.5232 | 153.4841 | 185.7524 | 258.7448 | 3.0738 | 3.0738 | 3.0738 | 309.1321 | 427.9625 | 261.8186
2013-01-29 | 4.41 | 148.2866 | 197.6524 | 231.5573 | 47.8971 | 40.1409 | 90.0065 | 305.8466 | -3.18 | 236.0001 | 309.0984 | 347.1277 | 424.3624 | 7.44 | 112.9238 | 152.7217 | 184.9637 | 258.0655 | 3.0992 | 3.0992 | 3.0992 | 308.9458 | 427.4616 | 261.1647
2013-01-30 | 4.44 | 148.0449 | 197.3443 | 231.2397 | 48.0267 | 40.2459 | 90.112 | 305.6462 | -3.14 | 235.6413 | 308.6411 | 346.6555 | 424.0036 | 7.5 | 112.6828 | 152.4144 | 184.647 | 257.866 | 3.1233 | 3.1233 | 3.1233 | 308.7694 | 427.1268 | 260.9893
2013-01-31 | 4.49 | 147.436 | 196.5711 | 230.4401 | 48.1557 | 40.3506 | 90.2169 | 304.956 | -3.09 | 235.0308 | 307.8656 | 345.8535 | 423.3112 | 7.55 | 111.959 | 151.4954 | 183.6961 | 257.0206 | 3.2061 | 3.2061 | 3.2061 | 308.1622 | 426.5173 | 260.2268
2013-02-01 | 4.54 | 149.7648 | 194.4451 | 227.2583 | 47.6611 | 39.8761 | 88.6896 | 300.9011 | -3.05 | 239.2261 | 305.6461 | 342.4013 | 418.9317 | 7.61 | 113.8153 | 149.7597 | 180.9887 | 253.4712 | 3.6931 | 3.6931 | 3.6931 | 304.5942 | 422.6247 | 257.1642
2013-02-02 | 4.6 | 152.0237 | 187.4985 | 217.9934 | 45.1515 | 37.3972 | 81.7811 | 287.6341 | -3.02 | 243.5581 | 296.4352 | 330.4751 | 402.7986 | 7.65 | 115.506 | 144.0381 | 173.1189 | 241.6892 | 5.2862 | 5.2862 | 5.2862 | 292.9204 | 408.0849 | 246.9755
2013-02-03 | 4.65 | 152.504 | 188.0699 | 218.307 | 44.1206 | 36.5184 | 79.9428 | 286.7154 | -2.99 | 244.9756 | 298.063 | 331.7598 | 402.8289 | 7.69 | 115.588 | 144.1591 | 173.0149 | 240.3611 | 5.3966 | 5.3966 | 5.3966 | 292.1119 | 408.2255 | 245.7577
2013-02-04 | 4.68 | 145.179 | 193.7025 | 227.4733 | 48.672 | 40.7694 | 90.6367 | 302.4309 | -2.97 | 233.5763 | 306.0154 | 343.9431 | 421.8699 | 7.73 | 110.2824 | 149.3646 | 181.4944 | 255.2798 | 3.5094 | 3.5094 | 3.5094 | 305.9403 | 425.3793 | 258.7892
2013-02-05 | 4.72 | 144.794 | 193.2116 | 226.9665 | 48.8013 | 40.8743 | 90.7419 | 302.0374 | -2.97 | 233.6517 | 306.1094 | 344.0429 | 422.0986 | 7.74 | 110.129 | 149.1683 | 181.293 | 255.1995 | 3.5566 | 3.5566 | 3.5566 | 305.594 | 425.6552 | 258.7561
2013-02-06 | 4.75 | 144.406 | 192.7186 | 226.4575 | 48.9308 | 40.9793 | 90.8473 | 301.6456 | -2.98 | 233.7244 | 306.2012 | 344.1405 | 422.329 | 7.75 | 109.8573 | 148.8229 | 180.9371 | 254.9647 | 3.6037 | 3.6037 | 3.6037 | 305.2492 | 425.9327 | 258.5683
2013-02-07 | 4.78 | 143.977 | 192.1739 | 225.8951 | 49.0604 | 41.0843 | 90.9528 | 301.2003 | -2.99 | 233.7559 | 306.2415 | 344.1846 | 422.5059 | 7.77 | 109.0822 | 147.8388 | 179.9189 | 254.052 | 3.6571 | 3.6571 | 3.6571 | 304.8575 | 426.1631 | 257.7091
2013-02-08 | 4.75 | 147.2647 | 191.336 | 224.0537 | 48.5548 | 40.5997 | 89.4125 | 298.5052 | -3.03 | 238.9537 | 305.304 | 342.0624 | 419.4742 | 7.77 | 111.4377 | 146.8035 | 177.9424 | 251.237 | 3.9808 | 3.9808 | 3.9808 | 302.4859 | 423.455 | 255.2178
2013-02-09 | 4.72 | 150.5027 | 185.6881 | 216.1387 | 45.9854 | 38.069 | 82.4207 | 286.5638 | -3.07 | 244.0671 | 297.0394 | 331.1137 | 404.2822 | 7.76 | 113.6294 | 141.8051 | 170.8276 | 240.1716 | 5.4148 | 5.4148 | 5.4148 | 291.9785 | 409.6969 | 245.5863
2013-02-10 | 4.69 | 152.0289 | 187.5032 | 217.7371 | 44.927 | 37.1704 | 80.5736 | 286.9286 | -3.11 | 246.4249 | 299.7839 | 333.5501 | 405.4586 | 7.76 | 114.5126 | 142.8788 | 171.7089 | 239.8205 | 5.3709 | 5.3709 | 5.3709 | 292.2996 | 410.8296 | 245.1915
2013-02-11 | 4.66 | 145.4655 | 194.0608 | 227.8602 | 49.5856 | 41.5085 | 91.3816 | 303.7274 | -3.13 | 235.4688 | 308.4123 | 346.4446 | 425.336 | 7.76 | 109.1869 | 147.9679 | 180.0611 | 254.7093 | 3.3537 | 3.3537 | 3.3537 | 307.0811 | 428.6896 | 258.063
2013-02-12 | 4.62 | 145.885 | 194.5926 | 228.4131 | 49.7171 | 41.6148 | 91.4891 | 304.4248 | -3.16 | 235.7711 | 308.795 | 346.8429 | 425.8749 | 7.76 | 109.2604 | 148.0603 | 180.1583 | 254.9393 | 3.2699 | 3.2699 | 3.2699 | 307.6947 | 429.1448 | 258.2092
2013-02-13 | 4.59 | 146.3041 | 195.1248 | 228.9672 | 49.8484 | 41.7208 | 91.5963 | 305.1193 | -3.19 | 236.1886 | 309.3248 | 347.3946 | 426.5672 | 7.76 | 109.2181 | 148.0063 | 180.1045 | 255.0104 | 3.1865 | 3.1865 | 3.1865 | 308.3059 | 429.7537 | 258.1969
2013-02-14 | 4.55 | 146.7022 | 195.6283 | 229.491 | 49.9528 | 41.8242 | 91.5849 | 305.7603 | -3.18 | 236.0073 | 309.092 | 347.1549 | 426.4249 | 7.76 | 109.0392 | 147.7769 | 179.8682 | 254.8719 | 3.1096 | 3.1096 | 3.1096 | 308.8698 | 429.5344 | 257.9815
2013-02-15 | 4.51 | 150.1034 | 194.8596 | 227.7142 | 49.4085 | 41.327 | 89.9098 | 303.093 | -3.16 | 240.4844 | 307.2 | 344.0379 | 422.3351 | 7.77 | 111.9243 | 147.4043 | 178.5762 | 252.7222 | 3.4299 | 3.4299 | 3.4299 | 306.5228 | 425.7649 | 256.152
2013-02-16 | 4.54 | 152.7117 | 188.3121 | 218.8576 | 46.7541 | 38.7463 | 82.7363 | 290.0992 | -3.1 | 244.4627 | 297.5037 | 331.6029 | 405.5347 | 7.78 | 113.8016 | 142.0057 | 171.0441 | 241.1449 | 4.9902 | 4.9902 | 4.9902 | 295.0894 | 410.5249 | 246.1351
2013-02-17 | 4.56 | 153.5419 | 189.2958 | 219.5948 | 45.6416 | 37.8237 | 80.7651 | 289.5322 | -3.03 | 245.3846 | 298.5381 | 332.2742 | 404.8547 | 7.8 | 114.4573 | 142.8067 | 171.643 | 240.4555 | 5.0583 | 5.0583 | 5.0583 | 294.5905 | 409.913 | 245.5138
2013-02-18 | 4.59 | 146.2687 | 195.0747 | 228.9185 | 50.3645 | 42.2342 | 91.5337 | 305.5788 | -2.97 | 233.6034 | 306.0338 | 343.9854 | 423.5793 | 7.82 | 108.8395 | 147.5208 | 179.6042 | 255.0072 | 3.1313 | 3.1313 | 3.1313 | 308.7102 | 426.7106 | 258.1385
2013-02-19 | 4.61 | 145.9698 | 194.6942 | 228.5245 | 50.4672 | 42.3366 | 91.5206 | 305.2787 | -2.87 | 232.3787 | 304.4768 | 342.3714 | 422.0279 | 7.85 | 109.1189 | 147.8751 | 179.9722 | 255.4886 | 3.1674 | 3.1674 | 3.1674 | 308.4461 | 425.1953 | 258.656
2013-02-20 | 4.69 | 145.1026 | 193.592 | 227.3829 | 50.5681 | 42.4379 | 91.5058 | 304.2076 | -2.77 | 231.2789 | 303.0788 | 340.923 | 420.6421 | 7.88 | 108.7145 | 147.361 | 179.4403 | 255.0429 | 3.296 | 3.296 | 3.296 | 307.5036 | 423.9381 | 258.3389
2013-02-21 | 4.76 | 144.2639 | 192.527 | 226.2798 | 50.6693 | 42.5393 | 91.4912 | 303.179 | -2.67 | 230.0921 | 301.5712 | 339.3611 | 419.1427 | 7.91 | 108.3385 | 146.8839 | 178.947 | 254.6397 | 3.4195 | 3.4195 | 3.4195 | 306.5986 | 422.5622 | 258.0593
2013-02-22 | 4.84 | 146.2877 | 190.1136 | 222.8054 | 50.115 | 42.0344 | 89.7951 | 298.7635 | -2.54 | 233.2401 | 298.1907 | 334.715 | 413.4793 | 7.95 | 109.9986 | 145.0083 | 176.1006 | 250.8875 | 3.9498 | 3.9498 | 3.9498 | 302.7132 | 417.4291 | 254.8372
2013-02-23 | 4.91 | 148.2297 | 182.9772 | 213.3551 | 47.4094 | 39.4147 | 82.5929 | 285.1216 | -2.41 | 236.1264 | 287.5805 | 321.363 | 395.7052 | 7.99 | 111.9663 | 139.8212 | 168.7945 | 239.4983 | 5.5879 | 5.5879 | 5.5879 | 290.7095 | 401.2932 | 245.0863
2013-02-24 | 5.01 | 148.1832 | 182.922 | 213.0287 | 46.2679 | 38.4662 | 80.6076 | 283.4378 | -2.28 | 236.3844 | 287.8316 | 321.2395 | 394.1855 | 8.03 | 112.1284 | 140.0372 | 168.7944 | 238.1664 | 5.7901 | 5.7901 | 5.7901 | 289.2279 | 399.9757 | 243.9566
2013-02-25 | 5.1 | 140.3349 | 187.5349 | 221.1081 | 51.0725 | 42.9442 | 91.4314 | 298.2821 | -2.14 | 223.9621 | 293.7817 | 331.2888 | 411.2703 | 8.08 | 106.6068 | 144.6839 | 176.6707 | 252.7123 | 4.0076 | 4.0076 | 4.0076 | 302.2897 | 415.2779 | 256.7198
2013-02-26 | 5.2 | 139.2177 | 186.1167 | 219.639 | 51.1729 | 43.0451 | 91.416 | 296.8758 | -2 | 222.3814 | 291.7744 | 329.2086 | 409.2373 | 8.12 | 106.2987 | 144.2939 | 176.2676 | 252.3994 | 4.1764 | 4.1764 | 4.1764 | 301.0522 | 413.4137 | 256.5758
2013-02-27 | 5.32 | 137.8086 | 184.3262 | 217.7837 | 51.2727 | 43.1457 | 91.4001 | 295.0756 | -1.86 | 220.7397 | 289.6882 | 327.0467 | 407.1225 | 8.17 | 105.4677 | 143.238 | 175.1741 | 251.3805 | 4.3926 | 4.3926 | 4.3926 | 299.4682 | 411.5151 | 255.7731
2013-02-28 | 5.44 | 136.4318 | 182.5784 | 215.9726 | 51.3725 | 43.2464 | 91.3841 | 293.3197 | -1.71 | 219.0149 | 287.4979 | 324.7769 | 404.896 | 8.24 | 103.976 | 141.3443 | 173.2117 | 249.4694 | 4.6035 | 4.6035 | 4.6035 | 297.9232 | 409.4994 | 254.0729
2013-03-01 | 5.56 | 137.7701 | 179.5274 | 211.4272 | 50.8107 | 42.7353 | 89.6697 | 287.8165 | -1.42 | 219.999 | 281.7317 | 317.2562 | 396.2979 | 8.38 | 104.5486 | 138.2357 | 168.671 | 243.9887 | 5.2643 | 5.2643 | 5.2643 | 293.0808 | 401.5622 | 249.2531
2013-03-02 | 5.68 | 138.991 | 171.9853 | 201.5884 | 48.0535 | 40.0763 | 82.4384 | 273.7393 | -1.28 | 222.5541 | 271.43 | 304.2701 | 378.8683 | 8.45 | 105.7338 | 132.4074 | 160.7223 | 231.8992 | 6.9548 | 6.9548 | 6.9548 | 280.6941 | 385.8231 | 238.8539
2013-03-03 | 5.81 | 138.4209 | 171.3177 | 200.6433 | 46.8846 | 39.1027 | 80.4404 | 271.4025 | -1.11 | 222.1348 | 270.8885 | 303.3478 | 376.5136 | 8.55 | 105.2741 | 131.8923 | 159.9771 | 229.7834 | 7.2354 | 7.2354 | 7.2354 | 278.6379 | 383.749 | 237.0188
2013-03-04 | 5.94 | 130.561 | 175.1196 | 207.8162 | 51.7713 | 43.6484 | 91.3198 | 285.3762 | -0.95 | 210.1352 | 276.2154 | 312.6555 | 392.8856 | 8.65 | 99.2625 | 135.3562 | 166.5804 | 243.0902 | 5.5574 | 5.5574 | 5.5574 | 290.9336 | 398.443 | 248.6476
2013-03-05 | 6.08 | 128.9808 | 173.1119 | 205.7354 | 51.8706 | 43.7487 | 91.3033 | 283.3429 | -0.78 | 208.2071 | 273.7654 | 310.1161 | 390.3818 | 8.75 | 98.145 | 133.9362 | 165.1091 | 241.682 | 5.8015 | 5.8015 | 5.8015 | 289.1444 | 396.1834 | 247.4835
2013-03-06 | 6.21 | 127.4358 | 171.1499 | 203.7022 | 51.9701 | 43.8491 | 91.2871 | 281.3609 | -0.57 | 205.7367 | 270.6276 | 306.8635 | 387.1493 | 8.88 | 96.6005 | 131.9751 | 163.0767 | 239.7009 | 6.0395 | 6.0395 | 6.0395 | 287.4005 | 393.1888 | 245.7405
2013-03-07 | 6.33 | 126.1179 | 169.4754 | 201.6682 | 52.07 | 43.9497 | 91.2712 | 279.3821 | -0.37 | 203.4935 | 267.7772 | 303.6101 | 383.9199 | 9.01 | 95.1677 | 130.1547 | 160.8914 | 237.567 | 6.2772 | 6.2772 | 6.2772 | 285.6593 | 390.1971 | 243.8442
2013-03-08 | 6.44 | 127.3263 | 166.5455 | 197.6943 | 51.5022 | 43.4334 | 89.5398 | 274.4544 | -0.16 | 205.0686 | 263.1716 | 297.7476 | 377.0142 | 9.14 | 95.5227 | 127.0166 | 156.7634 | 232.4982 | 6.8989 | 6.8989 | 6.8989 | 281.3534 | 383.9131 | 239.3971
2013-03-09 | 6.55 | 128.4181 | 159.4014 | 188.304 | 48.6951 | 40.7362 | 82.2813 | 260.8045 | 0.07 | 206.2082 | 251.9747 | 283.8908 | 358.6684 | 9.28 | 95.6454 | 120.4006 | 148.0336 | 219.5748 | 8.8181 | 8.8181 | 8.8181 | 269.6226 | 367.4864 | 228.3929
2013-03-10 | 6.67 | 128.0145 | 158.9402 | 187.586 | 47.4999 | 39.7383 | 80.2717 | 258.6749 | 0.29 | 205.1858 | 250.728 | 282.2629 | 355.5691 | 9.42 | 94.751 | 119.3765 | 146.777 | 216.9102 | 9.3738 | 9.3738 | 9.3738 | 268.0487 | 364.9429 | 226.284
2013-03-11 | 6.74 | 121.2772 | 163.3251 | 195.2938 | 52.4714 | 44.3533 | 91.2095 | 273.2558 | 0.51 | 193.2196 | 254.7235 | 290.0769 | 370.4517 | 9.55 | 88.8281 | 122.1004 | 152.5425 | 229.4162 | 7.9229 | 7.9229 | 7.9229 | 281.1786 | 378.3745 | 237.339
2013-03-12 | 6.82 | 120.3468 | 162.1422 | 194.0681 | 52.5724 | 44.4546 | 91.1948 | 272.1009 | 0.73 | 190.6713 | 251.4848 | 286.7194 | 367.1105 | 9.67 | 87.4364 | 120.3316 | 150.7092 | 227.6382 | 8.3615 | 8.3615 | 8.3615 | 280.4624 | 375.472 | 235.9998
2013-03-13 | 6.9 | 119.452 | 161.006 | 192.891 | 52.6734 | 44.5559 | 91.18 | 270.9945 | 0.95 | 188.1585 | 248.2929 | 283.4105 | 363.8179 | 9.79 | 86.0802 | 118.6095 | 148.9244 | 225.9088 | 8.8044 | 8.8044 | 8.8044 | 279.7989 | 372.6223 | 234.7132
2013-03-14 | 6.98 | 118.5495 | 159.8591 | 191.7026 | 52.7744 | 44.6572 | 91.1652 | 269.8768 | 1.14 | 185.9846 | 245.5305 | 280.5469 | 360.9822 | 9.88 | 85.0629 | 117.3167 | 147.5848 | 224.6362 | 9.2486 | 9.2486 | 9.2486 | 279.1255 | 370.2308 | 233.8848
2013-03-15 | 7.04 | 120.1854 | 157.6675 | 188.5086 | 52.2016 | 44.1362 | 89.418 | 265.7463 | 1.33 | 187.4356 | 241.2516 | 275.0576 | 354.4622 | 9.97 | 85.677 | 114.7776 | 144.0972 | 220.223 | 10.0646 | 10.0646 | 10.0646 | 275.8109 | 364.5269 | 230.2876
2013-03-16 | 7.11 | 121.7313 | 151.4397 | 180.0893 | 49.3455 | 41.4013 | 82.133 | 253.0487 | 1.52 | 188.8286 | 231.2871 | 262.5361 | 337.4585 | 10.05 | 86.4422 | 109.4448 | 136.7273 | 208.6543 | 11.9094 | 11.9094 | 11.9094 | 264.9581 | 349.3679 | 220.5637
2013-03-17 | 7.17 | 121.856 | 151.6156 | 180.0385 | 48.1253 | 40.3798 | 80.1131 | 251.5826 | 1.68 | 188.2534 | 230.588 | 261.4969 | 334.9476 | 10.1 | 86.4198 | 109.4683 | 136.5643 | 207.0908 | 12.4055 | 12.4055 | 12.4055 | 263.988 | 347.3531 | 219.4963
2013-03-18 | 7.23 | 115.5566 | 156.0573 | 187.7639 | 53.1805 | 45.0636 | 91.1082 | 266.2482 | 1.84 | 177.7909 | 235.1207 | 269.7556 | 350.326 | 10.15 | 81.8416 | 113.2252 | 143.3454 | 220.6996 | 10.9744 | 10.9744 | 10.9744 | 277.2226 | 361.3004 | 231.6739
2013-03-19 | 7.32 | 114.5656 | 154.7988 | 186.4596 | 53.2812 | 45.1647 | 91.0932 | 265.0108 | 1.99 | 176.106 | 232.9805 | 267.5369 | 348.1509 | 10.21 | 81.1975 | 112.4076 | 142.4983 | 219.9311 | 11.4629 | 11.4629 | 11.4629 | 276.4738 | 359.6138 | 231.3941
2013-03-20 | 7.41 | 113.5588 | 153.5197 | 185.1339 | 53.3819 | 45.2658 | 91.0781 | 263.752 | 2.14 | 174.4053 | 230.8197 | 265.2969 | 345.9544 | 10.25 | 80.7686 | 111.8628 | 141.9341 | 219.4533 | 11.9541 | 11.9541 | 11.9541 | 275.7061 | 357.9085 | 231.4074
2013-03-21 | 7.49 | 112.5931 | 152.294 | 183.8636 | 53.483 | 45.3671 | 91.0634 | 262.5525 | 2.28 | 172.7457 | 228.7123 | 263.1123 | 343.8171 | 10.29 | 80.2653 | 111.2247 | 141.2731 | 218.8786 | 12.4382 | 12.4382 | 12.4382 | 274.9907 | 356.2553 | 231.3168
2013-03-22 | 7.58 | 113.8719 | 149.8208 | 180.389 | 52.9028 | 44.8401 | 89.2979 | 258.1273 | 2.43 | 174.5188 | 225.1965 | 258.4387 | 338.1302 | 10.36 | 81.1344 | 109.1326 | 138.2572 | 214.9412 | 13.3096 | 13.3096 | 13.3096 | 271.4368 | 351.4397 | 228.2508
2013-03-23 | 7.67 | 114.9253 | 143.3442 | 171.7351 | 49.9961 | 42.0665 | 81.9847 | 245.1537 | 2.57 | 176.1332 | 216.1821 | 246.9444 | 322.1527 | 10.43 | 81.801 | 103.926 | 131.0336 | 203.4837 | 15.2175 | 15.2175 | 15.2175 | 260.3712 | 337.3701 | 218.7011
2013-03-24 | 7.77 | 114.6022 | 142.9952 | 171.1522 | 48.748 | 41.0197 | 79.9518 | 243.117 | 2.71 | 175.7912 | 215.7717 | 246.2202 | 319.941 | 10.5 | 81.5891 | 103.7303 | 130.6512 | 201.6684 | 15.8221 | 15.8221 | 15.8221 | 258.939 | 335.7631 | 217.4905
2013-03-25 | 7.86 | 108.2529 | 146.781 | 178.148 | 53.8857 | 45.7714 | 91.003 | 257.1008 | 2.85 | 166.0922 | 220.2596 | 254.3484 | 335.2389 | 10.6 | 76.6203 | 106.595 | 136.4735 | 214.3666 | 14.4928 | 14.4928 | 14.4928 | 271.5936 | 349.7317 | 228.8594
2013-03-26 | 7.96 | 107.1438 | 145.3715 | 176.6869 | 53.9862 | 45.8723 | 90.9877 | 255.7028 | 2.99 | 164.5202 | 218.262 | 252.2773 | 333.2153 | 10.71 | 75.3963 | 105.0398 | 134.8612 | 212.8135 | 15.0207 | 15.0207 | 15.0207 | 270.7235 | 348.236 | 227.8342
2013-03-27 | 8.05 | 106.4529 | 143.7507 | 174.504 | 54.087 | 45.9734 | 90.9727 | 253.5868 | 3.12 | 163.5234 | 215.9763 | 249.3332 | 330.3225 | 10.82 | 74.3869 | 103.1696 | 132.4599 | 210.4716 | 15.6448 | 15.6448 | 15.6448 | 269.2316 | 345.9673 | 226.1164
2013-03-28 | 8.13 | 105.4376 | 142.4663 | 173.1741 | 54.188 | 46.0747 | 90.9579 | 252.3277 | 3.25 | 161.9282 | 213.9579 | 247.2429 | 328.2835 | 10.95 | 72.7934 | 101.1536 | 130.372 | 208.4353 | 16.156 | 16.156 | 16.156 | 268.4837 | 344.4395 | 224.5913
2013-03-29 | 8.22 | 108.3957 | 141.3343 | 169.6216 | 54.2888 | 46.1758 | 90.9429 | 248.8422 | 3.37 | 166.639 | 213.0106 | 243.5535 | 324.6492 | 11.08 | 74.0501 | 99.0674 | 126.0247 | 204.1395 | 16.9445 | 16.9445 | 16.9445 | 265.7868 | 341.5938 | 221.0841
2013-03-30 | 8.31 | 99.2961 | 124.6058 | 152.278 | 54.3896 | 46.2769 | 90.9279 | 231.5656 | 3.49 | 152.8995 | 188.5422 | 218.3921 | 299.5431 | 11.2 | 67.1563 | 86.2705 | 112.637 | 190.8074 | 19.3892 | 19.3892 | 19.3892 | 250.9548 | 318.9323 | 210.1966
2013-03-31 | 8.36 | 98.6703 | 123.8591 | 151.5062 | 54.4915 | 46.3788 | 90.914 | 230.8762 | 3.6 | 151.6054 | 186.9983 | 216.796 | 298.006 | 11.31 | 65.8638 | 84.7287 | 111.043 | 189.2727 | 19.852 | 19.852 | 19.852 | 250.7282 | 317.858 | 209.1247
2013-04-01 | 8.42 | 106.0145 | 138.4008 | 165.9477 | 54.5931 | 46.4804 | 90.8999 | 245.3054 | 3.72 | 162.4534 | 207.856 | 237.5885 | 318.7629 | 11.42 | 69.9897 | 94.0677 | 120.2194 | 198.4176 | 18.4993 | 18.4993 | 18.4993 | 263.8046 | 337.2622 | 216.9168
2013-04-02 | 8.48 | 101.5107 | 137.4945 | 167.3777 | 54.6947 | 46.582 | 90.8857 | 246.814 | 3.82 | 155.4497 | 205.756 | 238.1002 | 319.3375 | 11.51 | 66.4388 | 93.1099 | 121.393 | 199.6582 | 18.6981 | 18.6981 | 18.6981 | 265.5121 | 338.0356 | 218.3563
2013-04-03 | 8.53 | 100.8537 | 136.6619 | 166.517 | 54.7967 | 46.6838 | 90.8718 | 246.0357 | 3.93 | 154.0971 | 204.043 | 236.3274 | 317.6238 | 11.6 | 65.3194 | 91.6923 | 119.9261 | 198.2584 | 19.1716 | 19.1716 | 19.1716 | 265.2073 | 336.7954 | 217.43
2013-04-04 | 8.59 | 100.1881 | 135.8195 | 165.6461 | 54.8983 | 46.7855 | 90.8577 | 245.2434 | 4.03 | 152.9676 | 202.6133 | 234.848 | 316.2074 | 11.69 | 64.3073 | 90.4114 | 118.6009 | 197.0003 | 19.6567 | 19.6567 | 19.6567 | 264.9001 | 335.8642 | 216.6571
2013-04-05 | 8.65 | 99.465 | 134.9036 | 164.6991 | 54.9999 | 46.8871 | 90.8435 | 244.375 | 4.13 | 151.7805 | 201.1101 | 233.2926 | 314.715 | 11.79 | 63.1218 | 88.9105 | 117.0478 | 195.5106 | 20.141 | 20.141 | 20.141 | 264.516 | 334.856 | 215.6515
2013-04-06 | 8.71 | 102.4786 | 128.5397 | 155.8131 | 51.2999 | 43.398 | 81.6908 | 230.0879 | 4.23 | 156.2317 | 192.5046 | 221.8608 | 297.7056 | 11.9 | 64.2036 | 82.9933 | 108.7836 | 181.9405 | 22.2467 | 22.2467 | 22.2467 | 252.3346 | 319.9523 | 204.1872
2013-04-07 | 8.77 | 102.5273 | 128.6354 | 155.7511 | 49.9994 | 42.3027 | 79.6351 | 228.5365 | 4.33 | 156.205 | 192.4766 | 221.6029 | 295.9271 | 12 | 63.478 | 82.1924 | 107.8454 | 179.5113 | 22.823 | 22.823 | 22.823 | 251.3594 | 318.75 | 202.3343
2013-04-08 | 8.87 | 96.7219 | 132.1274 | 162.3199 | 55.3037 | 47.1913 | 90.7999 | 242.2163 | 4.43 | 147.9674 | 197.2272 | 229.8316 | 311.4429 | 12.14 | 58.9803 | 84.1824 | 112.5985 | 191.2318 | 21.5802 | 21.5802 | 21.5802 | 263.7965 | 333.0232 | 212.812
2013-04-09 | 8.97 | 95.5737 | 130.6692 | 160.8102 | 55.4043 | 47.2922 | 90.7847 | 240.7697 | 4.53 | 146.8182 | 195.7675 | 228.3205 | 309.9949 | 12.29 | 57.2556 | 81.992 | 110.3296 | 189.0068 | 22.1439 | 22.1439 | 22.1439 | 262.9137 | 332.1388 | 211.1507
2013-04-10 | 9.06 | 94.4484 | 129.2394 | 159.329 | 55.5051 | 47.3933 | 90.7697 | 239.3556 | 4.62 | 145.692 | 194.3363 | 226.8379 | 308.5792 | 12.43 | 55.554 | 79.8302 | 108.0892 | 186.8142 | 22.7138 | 22.7138 | 22.7138 | 262.0693 | 331.2929 | 209.528
2013-04-11 | 9.16 | 93.317 | 127.8016 | 157.84 | 55.6056 | 47.4943 | 90.7544 | 237.9298 | 4.72 | 144.5597 | 192.8972 | 225.3476 | 307.1518 | 12.58 | 53.8463 | 77.6604 | 105.841 | 184.6101 | 23.285 | 23.285 | 23.285 | 261.2147 | 330.4368 | 207.895
2013-04-12 | 9.3 | 93.5926 | 124.6219 | 153.674 | 55.0047 | 46.9498 | 88.9355 | 232.787 | 4.82 | 146.3291 | 190.1628 | 221.5408 | 302.3495 | 12.73 | 53.2163 | 74.4422 | 101.7135 | 179.5282 | 24.3025 | 24.3025 | 24.3025 | 257.0895 | 326.652 | 203.8307
2013-04-13 | 9.44 | 93.789 | 118.2026 | 145.1546 | 51.9463 | 44.0602 | 81.5382 | 219.8299 | 4.92 | 148.015 | 182.7294 | 211.7827 | 288.0408 | 12.89 | 52.3996 | 68.9509 | 94.2991 | 167.7662 | 26.2585 | 26.2585 | 26.2585 | 246.0884 | 314.2993 | 194.0247
2013-04-14 | 9.57 | 92.8424 | 117.1233 | 143.8918 | 50.6173 | 42.9391 | 79.4687 | 217.0294 | 5.04 | 147.6011 | 182.2493 | 211.0691 | 285.7757 | 13.01 | 51.2596 | 67.6678 | 92.8785 | 164.8247 | 26.9948 | 26.9948 | 26.9948 | 244.0242 | 312.7704 | 191.8195
2013-04-15 | 9.71 | 87.0407 | 119.8303 | 149.5832 | 56.0037 | 47.8954 | 90.6892 | 229.8678 | 5.15 | 139.6645 | 186.6797 | 218.9096 | 300.9544 | 13.14 | 47.4575 | 69.5466 | 97.4363 | 176.3969 | 25.8631 | 25.8631 | 25.8631 | 255.7309 | 326.8175 | 202.26
2013-04-16 | 9.85 | 85.4366 | 117.7934 | 147.4728 | 56.1031 | 47.9956 | 90.6728 | 227.8052 | 5.26 | 138.4055 | 185.0812 | 217.2539 | 299.3579 | 13.27 | 45.9695 | 67.6575 | 95.479 | 174.4914 | 26.5108 | 26.5108 | 26.5108 | 254.316 | 325.8687 | 201.0022
2013-04-17 | 9.99 | 83.8333 | 115.7566 | 145.3628 | 56.2026 | 48.0958 | 90.6565 | 225.7429 | 5.39 | 136.9167 | 183.1896 | 215.2944 | 297.45 | 13.34 | 45.1748 | 66.6479 | 94.4342 | 173.5215 | 27.1684 | 27.1684 | 27.1684 | 252.9114 | 324.6184 | 200.69
2013-04-18 | 10.13 | 82.2426 | 113.7361 | 143.2689 | 56.3021 | 48.1961 | 90.6401 | 223.6969 | 5.51 | 135.5559 | 181.4608 | 213.5032 | 295.7141 | 13.41 | 44.3926 | 65.6545 | 93.4056 | 172.5678 | 27.8141 | 27.8141 | 27.8141 | 251.511 | 323.5282 | 200.3819
2013-04-19 | 10.26 | 82.273 | 110.5577 | 139.126 | 55.6952 | 47.6464 | 88.8044 | 218.5818 | 5.63 | 136.7681 | 178.2831 | 209.2552 | 290.4623 | 13.48 | 44.3735 | 63.457 | 90.3537 | 168.5915 | 28.8384 | 28.8384 | 28.8384 | 247.4202 | 319.3006 | 197.4299
2013-04-20 | 10.38 | 82.4208 | 104.6825 | 131.2088 | 52.5872 | 44.7188 | 81.38 | 206.2113 | 5.76 | 137.8394 | 170.6275 | 199.3014 | 275.9207 | 13.53 | 44.6355 | 59.72 | 84.782 | 158.6821 | 30.7339 | 30.7339 | 30.7339 | 236.9452 | 306.6546 | 189.416
2013-04-21 | 10.5 | 81.649 | 103.8194 | 130.1834 | 51.2319 | 43.5733 | 79.299 | 203.6286 | 5.88 | 137.4884 | 170.2298 | 198.6859 | 273.7301 | 13.58 | 44.4227 | 59.5457 | 84.515 | 156.8942 | 31.454 | 31.454 | 31.454 | 235.0826 | 305.1842 | 188.3482
2013-04-22 | 10.61 | 76.5653 | 106.5243 | 135.7972 | 56.7022 | 48.5984 | 90.577 | 216.4474 | 6.01 | 129.6438 | 173.9502 | 205.7217 | 288.1464 | 13.63 | 41.7181 | 62.2578 | 89.8902 | 169.3754 | 30.3247 | 30.3247 | 30.3247 | 246.772 | 318.4711 | 199.7001
2013-04-23 | 10.73 | 75.2429 | 104.8433 | 134.0558 | 56.8023 | 48.699 | 90.5612 | 214.7616 | 6.13 | 128.3203 | 172.2677 | 203.9788 | 286.4589 | 13.7 | 40.9734 | 61.3106 | 88.9099 | 168.47 | 30.9271 | 30.9271 | 30.9271 | 245.6887 | 317.386 | 199.3971
2013-04-24 | 10.84 | 73.9729 | 103.2313 | 132.3861 | 56.9026 | 48.7997 | 90.5457 | 213.1512 | 6.25 | 126.9336 | 170.5073 | 202.1553 | 284.6908 | 13.76 | 40.2811 | 60.4326 | 88.0012 | 167.6402 | 31.5305 | 31.5305 | 31.5305 | 244.6817 | 316.2213 | 199.1707
2013-04-25 | 10.95 | 72.7305 | 101.6528 | 130.7512 | 57.0029 | 48.9005 | 90.5302 | 211.5758 | 6.37 | 125.5742 | 168.7803 | 200.3664 | 282.9573 | 13.85 | 39.2704 | 59.1486 | 86.6717 | 166.3779 | 32.1297 | 32.1297 | 32.1297 | 243.7055 | 315.087 | 198.5076
2013-04-26 | 11.06 | 72.9014 | 98.9103 | 127.0778 | 56.3903 | 48.3457 | 88.6778 | 206.9374 | 6.49 | 126.6814 | 165.7463 | 196.2862 | 277.8733 | 13.94 | 39.0095 | 56.7904 | 83.4629 | 162.2338 | 33.0967 | 33.0967 | 33.0967 | 240.0341 | 310.9699 | 195.3305
2013-04-27 | 11.17 | 73.0106 | 93.4859 | 119.6606 | 53.2324 | 45.3799 | 81.226 | 195.0433 | 6.62 | 127.5792 | 158.4192 | 186.7088 | 263.6827 | 14.04 | 38.5905 | 52.528 | 77.3686 | 151.7477 | 34.935 | 34.935 | 34.935 | 229.9783 | 298.6177 | 186.6827
2013-04-28 | 11.27 | 72.322 | 92.7282 | 118.7564 | 51.851 | 44.2102 | 79.1337 | 192.565 | 6.75 | 126.9411 | 157.6873 | 185.7623 | 261.1342 | 14.15 | 37.5205 | 51.3384 | 76.0624 | 148.8749 | 35.6326 | 35.6326 | 35.6326 | 228.1976 | 296.7667 | 184.5075
2013-04-29 | 11.37 | 67.8557 | 95.4607 | 124.3378 | 57.4048 | 49.3038 | 90.4688 | 205.408 | 6.89 | 119.5372 | 161.1123 | 192.4228 | 275.22 | 14.26 | 34.5165 | 53.1096 | 80.417 | 160.3731 | 34.5003 | 34.5003 | 34.5003 | 239.9084 | 309.7204 | 194.8734
2013-04-30 | 11.47 | 66.6875 | 93.977 | 122.8016 | 57.5055 | 49.4048 | 90.4536 | 203.9351 | 7.02 | 118.0205 | 159.1863 | 190.4278 | 273.2766 | 14.38 | 33.1191 | 51.3346 | 78.5786 | 158.5904 | 35.0772 | 35.0772 | 35.0772 | 239.0123 | 308.3539 | 193.6676
2013-05-01 | 11.58 | 65.3788 | 92.3153 | 121.2446 | 57.6058 | 49.5055 | 90.4381 | 202.4376 | 7.17 | 116.2481 | 156.9356 | 188.2601 | 271.1529 | 14.49 | 31.812 | 49.6748 | 77.0235 | 157.0949 | 35.667 | 35.667 | 35.667 | 238.1047 | 306.82 | 192.7619
2013-05-02 | 11.7 | 64.0679 | 90.6502 | 119.5203 | 57.7059 | 49.6061 | 90.4223 | 200.769 | 7.31 | 114.7041 | 154.9746 | 186.2291 | 269.1697 | 14.59 | 30.7333 | 48.3045 | 75.605 | 155.7398 | 36.2674 | 36.2674 | 36.2674 | 237.0364 | 305.4371 | 192.0072
2013-05-03 | 11.81 | 64.0552 | 87.9188 | 115.8768 | 57.0869 | 49.0459 | 88.5527 | 196.1594 | 7.45 | 115.3478 | 151.6648 | 181.8859 | 263.8156 | 14.7 | 30.0562 | 45.6652 | 72.123 | 151.3139 | 37.231 | 37.231 | 37.231 | 233.3904 | 301.0465 | 188.5449
2013-05-04 | 11.92 | 61.9062 | 79.8998 | 106.6071 | 57.9066 | 49.8076 | 90.3914 | 187.9748 | 7.6 | 112.1144 | 139.539 | 168.3244 | 251.3567 | 14.78 | 28.6666 | 40.4164 | 65.7479 | 146.0136 | 38.6138 | 38.6138 | 38.6138 | 226.5886 | 289.9705 | 184.6274
2013-05-05 | 12.04 | 60.5054 | 78.2357 | 104.8874 | 58.0068 | 49.9082 | 90.3756 | 186.3107 | 7.75 | 110.3623 | 137.458 | 166.1733 | 249.2495 | 14.87 | 27.616 | 39.1683 | 64.4587 | 144.7917 | 39.2136 | 39.2136 | 39.2136 | 225.5244 | 288.4631 | 184.0053
2013-05-06 | 12.16 | 59.1273 | 76.5994 | 103.1963 | 58.1069 | 50.0087 | 90.3599 | 184.6753 | 7.9 | 108.6332 | 135.4048 | 164.0508 | 247.171 | 14.95 | 26.7045 | 38.0861 | 63.3409 | 143.7451 | 39.81 | 39.81 | 39.81 | 224.4854 | 286.981 | 183.5551
2013-05-07 | 12.28 | 55.9516 | 79.1459 | 107.6089 | 58.207 | 50.1093 | 90.3441 | 189.1436 | 8.03 | 103.7423 | 139.3686 | 170.1226 | 253.2945 | 15.02 | 25.1407 | 40.3199 | 67.3059 | 147.7851 | 39.6635 | 39.6635 | 39.6635 | 228.807 | 292.9579 | 187.4486
2013-05-08 | 12.4 | 54.6282 | 77.478 | 105.88 | 58.3071 | 50.2099 | 90.3284 | 187.4704 | 8.17 | 102.1915 | 137.4146 | 168.0967 | 251.3164 | 15.09 | 24.381 | 39.3623 | 66.3143 | 146.8686 | 40.2644 | 40.2644 | 40.2644 | 227.7348 | 291.5808 | 187.1329
2013-05-09 | 12.51 | 53.3773 | 75.9016 | 104.246 | 58.4075 | 50.3106 | 90.313 | 185.8959 | 8.3 | 100.7134 | 135.552 | 166.1657 | 249.4371 | 15.15 | 23.6938 | 38.4961 | 65.4175 | 146.0506 | 40.8434 | 40.8434 | 40.8434 | 226.7394 | 290.2806 | 186.8941
2013-05-10 | 12.62 | 52.1257 | 74.3223 | 102.6087 | 58.5079 | 50.4114 | 90.2975 | 184.3182 | 8.42 | 99.347 | 133.8282 | 164.3786 | 247.7055 | 15.2 | 23.1184 | 37.7686 | 64.6643 | 145.3803 | 41.4229 | 41.4229 | 41.4229 | 225.7411 | 289.1284 | 186.8032
2013-05-11 | 12.73 | 52.488 | 68.7134 | 95.0478 | 58.6083 | 50.5121 | 90.2821 | 176.8169 | 8.53 | 101.2843 | 126.6768 | 155.0314 | 238.4178 | 15.24 | 23.3264 | 34.0733 | 59.2005 | 140.0031 | 42.7137 | 42.7137 | 42.7137 | 219.5306 | 281.1315 | 182.7168
2013-05-12 | 12.84 | 51.1852 | 67.1661 | 93.449 | 58.7087 | 50.6129 | 90.2666 | 175.2777 | 8.64 | 99.9791 | 125.1268 | 153.4298 | 236.8756 | 15.29 | 22.7222 | 33.3556 | 58.4603 | 139.3456 | 43.2885 | 43.2885 | 43.2885 | 218.5662 | 280.1641 | 182.6341
2013-05-13 | 12.94 | 49.7598 | 72.4737 | 100.6967 | 58.8094 | 50.7138 | 90.2514 | 182.5888 | 8.73 | 98.2932 | 134.1295 | 164.6389 | 248.1519 | 15.31 | 22.4382 | 37.7648 | 64.7008 | 145.6804 | 42.8006 | 42.8006 | 42.8006 | 225.3894 | 290.9524 | 188.481
2013-05-14 | 13.03 | 48.681 | 71.1033 | 99.2778 | 58.9103 | 50.8149 | 90.2365 | 181.2372 | 8.81 | 97.3272 | 132.9028 | 163.369 | 246.9529 | 15.33 | 22.1677 | 37.4212 | 64.3466 | 145.4206 | 43.3429 | 43.3429 | 43.3429 | 224.5801 | 290.2958 | 188.7634
2013-05-15 | 13.12 | 47.5863 | 69.712 | 97.8364 | 58.9365 | 50.7931 | 90.2022 | 179.7883 | 8.9 | 96.23 | 131.5086 | 161.9247 | 245.5011 | 15.36 | 21.7659 | 36.91 | 63.8179 | 144.9076 | 43.8969 | 43.8969 | 43.8969 | 223.6852 | 289.398 | 188.8044
2013-05-16 | 13.22 | 46.5043 | 68.3375 | 96.4132 | 58.9625 | 50.7711 | 90.1677 | 178.3538 | 8.99 | 95.2609 | 130.2778 | 160.6505 | 244.2194 | 15.36 | 21.8379 | 37.0014 | 63.9149 | 145.0317 | 44.4491 | 44.4491 | 44.4491 | 222.8029 | 288.6686 | 189.4809
2013-05-17 | 13.3 | 46.5006 | 66.1009 | 93.3155 | 58.2575 | 50.0799 | 88.265 | 174.2257 | 9.08 | 96.1113 | 127.7599 | 157.1646 | 239.6671 | 15.37 | 22.1655 | 35.8558 | 61.9962 | 142.1253 | 45.3149 | 45.3149 | 45.3149 | 219.5406 | 284.982 | 187.4401
2013-05-18 | 13.38 | 46.4428 | 61.8785 | 87.235 | 54.8968 | 46.9036 | 80.7528 | 163.5396 | 9.19 | 96.6424 | 121.6166 | 148.9198 | 226.6872 | 15.38 | 22.4812 | 33.3639 | 57.7911 | 133.3975 | 46.9781 | 46.9781 | 46.9781 | 210.5177 | 273.6653 | 180.3756
2013-05-19 | 13.46 | 45.8326 | 61.2355 | 86.4833 | 53.3782 | 45.5608 | 78.6284 | 161.0912 | 9.29 | 96.1703 | 121.1065 | 148.2422 | 224.2899 | 15.38 | 22.6556 | 33.669 | 58.0476 | 131.9925 | 47.6421 | 47.6421 | 47.6421 | 208.7333 | 271.9321 | 179.6346
2013-05-20 | 13.54 | 42.8386 | 63.6795 | 91.5894 | 59.0683 | 50.6846 | 90.0315 | 173.5157 | 9.4 | 90.5482 | 124.2907 | 154.4486 | 237.9684 | 15.39 | 21.5191 | 36.5948 | 63.5002 | 144.7143 | 46.5101 | 46.5101 | 46.5101 | 220.0258 | 284.4786 | 191.2244
2013-05-21 | 13.61 | 42.0005 | 62.6144 | 90.4869 | 59.0951 | 50.6631 | 89.9978 | 172.4134 | 9.53 | 89.0163 | 122.3445 | 152.4324 | 235.9293 | 15.41 | 21.2583 | 36.263 | 63.158 | 144.3917 | 47.0025 | 47.0025 | 47.0025 | 219.4159 | 282.9318 | 191.3942
2013-05-22 | 13.68 | 41.2087 | 61.6086 | 89.446 | 59.1218 | 50.6417 | 89.964 | 171.3727 | 9.66 | 87.5307 | 120.4576 | 150.4778 | 233.9518 | 15.43 | 21.0436 | 35.9903 | 62.8774 | 144.1306 | 47.4875 | 47.4875 | 47.4875 | 218.8602 | 281.4393 | 191.6181
2013-05-23 | 13.75 | 40.3996 | 60.5807 | 88.3817 | 59.1485 | 50.6202 | 89.9303 | 170.3087 | 9.79 | 86.028 | 118.5487 | 148.4999 | 231.9511 | 15.45 | 20.8117 | 35.6955 | 62.5734 | 143.8461 | 47.9752 | 47.9752 | 47.9752 | 218.284 | 279.9263 | 191.8213
2013-05-24 | 13.82 | 40.3623 | 58.4712 | 85.4283 | 58.4391 | 49.9292 | 88.0573 | 166.3277 | 9.92 | 86.1949 | 115.4362 | 144.4169 | 226.7878 | 15.49 | 20.7365 | 34.0785 | 60.169 | 140.4384 | 48.8033 | 48.8033 | 48.8033 | 215.131 | 275.5911 | 189.2417
2013-05-25 | 13.89 | 40.3231 | 54.5956 | 79.7276 | 55.0656 | 46.7608 | 80.5778 | 156.027 | 10.05 | 86.3131 | 109.3256 | 136.2415 | 213.8813 | 15.52 | 20.8013 | 31.3638 | 55.7386 | 131.4691 | 50.3903 | 50.3903 | 50.3903 | 206.4173 | 264.2716 | 181.8593
2013-05-26 | 13.96 | 39.6659 | 53.5956 | 79.0543 | 59.2287 | 50.5558 | 89.829 | 160.982 | 10.17 | 85.3904 | 107.9457 | 135.1898 | 218.5762 | 15.56 | 20.3627 | 30.651 | 55.3559 | 136.6679 | 50.1452 | 50.1452 | 50.1452 | 211.1273 | 268.7215 | 186.8131
2013-05-27 | 14.03 | 38.8506 | 52.624 | 78.0527 | 59.2555 | 50.5344 | 89.7953 | 159.9807 | 10.28 | 84.0903 | 106.3981 | 133.5932 | 216.9645 | 15.6 | 19.9103 | 30.1107 | 54.7997 | 136.1235 | 50.6055 | 50.6055 | 50.6055 | 210.5862 | 267.57 | 186.729
2013-05-28 | 14.09 | 37.1299 | 54.5983 | 81.6151 | 59.2825 | 50.5131 | 89.7618 | 163.5472 | 10.38 | 80.802 | 108.9821 | 137.9365 | 221.2965 | 15.64 | 18.8842 | 31.8773 | 58.0846 | 139.4202 | 50.5172 | 50.5172 | 50.5172 | 214.0644 | 271.8137 | 189.9374
2013-05-29 | 14.16 | 36.4004 | 53.6888 | 80.6751 | 59.3092 | 50.4916 | 89.728 | 162.6076 | 10.49 | 79.5994 | 107.4839 | 136.3869 | 219.7317 | 15.69 | 18.391 | 31.262 | 57.4493 | 138.7929 | 50.96 | 50.96 | 50.96 | 213.5676 | 270.6917 | 189.7529
2013-05-30 | 14.22 | 35.7102 | 52.8294 | 79.7873 | 59.3362 | 50.4703 | 89.6945 | 161.7239 | 10.57 | 78.6717 | 106.3289 | 135.193 | 218.5342 | 15.73 | 17.9371 | 30.6967 | 56.8661 | 138.2215 | 51.3961 | 51.3961 | 51.3961 | 213.12 | 269.9304 | 189.6176
2013-05-31 | 14.28 | 34.987 | 51.9279 | 78.8558 | 59.3632 | 50.4491 | 89.661 | 160.7964 | 10.66 | 77.5932 | 104.9853 | 133.8037 | 217.1374 | 15.77 | 17.4502 | 30.0894 | 56.2391 | 137.6063 | 51.8375 | 51.8375 | 51.8375 | 212.6339 | 268.9749 | 189.4438
2013-06-01 | 14.33 | 35.2014 | 48.2853 | 73.5685 | 59.3905 | 50.4279 | 89.6278 | 155.5171 | 10.75 | 78.3793 | 99.6099 | 126.5401 | 209.8663 | 15.81 | 17.3514 | 27.0673 | 51.6696 | 133.0487 | 52.7915 | 52.7915 | 52.7915 | 208.3086 | 262.6578 | 185.8402
2013-06-02 | 14.38 | 34.6868 | 47.978 | 72.826 | 53.6973 | 45.2712 | 78.277 | 147.4405 | 10.86 | 77.1482 | 98.484 | 124.8955 | 200.7252 | 15.85 | 16.9544 | 26.886 | 51.081 | 125.1881 | 54.0814 | 54.0814 | 54.0814 | 201.5218 | 254.8065 | 179.2694
2013-06-03 | 14.43 | 32.5152 | 50.5628 | 78.003 | 59.445 | 50.3857 | 89.5614 | 159.9676 | 10.96 | 72.4755 | 101.3332 | 130.6192 | 213.919 | 15.88 | 15.8171 | 29.3474 | 56.0165 | 137.423 | 52.8871 | 52.8871 | 52.8871 | 212.8546 | 266.806 | 190.3101
2013-06-04 | 14.49 | 31.9039 | 49.7872 | 77.2017 | 59.472 | 50.3644 | 89.5279 | 159.1704 | 11.07 | 71.2864 | 99.824 | 129.0576 | 212.3422 | 15.91 | 15.5521 | 29.0116 | 55.6709 | 137.0932 | 53.2928 | 53.2928 | 53.2928 | 212.4632 | 265.635 | 190.3859
2013-06-05 | 14.53 | 31.4516 | 49.212 | 76.6077 | 59.4995 | 50.3435 | 89.495 | 158.5882 | 11.2 | 69.7957 | 97.93 | 127.0969 | 210.3587 | 15.93 | 15.3309 | 28.73 | 55.3811 | 136.8228 | 53.6627 | 53.6627 | 53.6627 | 212.2509 | 264.0214 | 190.4855
2013-06-06 | 14.56 | 31.0129 | 48.6554 | 76.0331 | 59.5273 | 50.3227 | 89.4623 | 158.0292 | 11.32 | 68.3188 | 96.0547 | 125.1557 | 208.3985 | 15.95 | 15.0082 | 28.3205 | 54.9589 | 136.4201 | 54.0298 | 54.0298 | 54.0298 | 212.059 | 262.4283 | 190.45
2013-06-07 | 14.6 | 31.2336 | 47.1246 | 73.6976 | 58.8091 | 49.632 | 87.6489 | 154.6737 | 11.45 | 68.2262 | 93.1063 | 121.2789 | 203.4432 | 15.97 | 15.1448 | 27.1262 | 53.0035 | 133.4629 | 54.7228 | 54.7228 | 54.7228 | 209.3965 | 258.1659 | 188.1857
2013-06-08 | 14.64 | 31.3546 | 43.9208 | 68.7236 | 55.4104 | 46.4796 | 80.2351 | 145.107 | 11.57 | 68.0968 | 87.6488 | 113.8436 | 191.2984 | 15.98 | 15.3174 | 24.8343 | 49.0296 | 124.9453 | 56.1616 | 56.1616 | 56.1616 | 201.2686 | 247.4599 | 181.1069
2013-06-09 | 14.68 | 31.0944 | 43.7028 | 68.4321 | 53.861 | 45.1291 | 78.1056 | 143.1053 | 11.7 | 67.0291 | 86.4475 | 112.5004 | 188.2022 | 15.98 | 15.4182 | 25.0557 | 49.2077 | 123.4321 | 56.682 | 56.682 | 56.682 | 199.7872 | 244.8841 | 180.1141
2013-06-10 | 14.72 | 29.2285 | 46.3891 | 73.6917 | 59.6375 | 50.239 | 89.3306 | 155.7351 | 11.82 | 62.6129 | 88.8073 | 117.6524 | 200.8115 | 15.98 | 14.7235 | 27.9591 | 54.5916 | 136.1502 | 55.4453 | 55.4453 | 55.4453 | 211.1804 | 256.2568 | 191.5955
2013-06-11 | 14.76 | 28.8039 | 45.8491 | 73.1338 | 59.665 | 50.2181 | 89.2977 | 155.189 | 11.94 | 61.2658 | 87.0954 | 115.88 | 199.0202 | 15.98 | 14.7602 | 28.0049 | 54.6408 | 136.2266 | 55.7909 | 55.7909 | 55.7909 | 210.9799 | 254.8111 | 192.0175
2013-06-12 | 14.8 | 28.3457 | 45.268 | 72.5333 | 59.6925 | 50.1971 | 89.2647 | 154.6003 | 12.06 | 59.885 | 85.3426 | 114.0651 | 197.1863 | 15.98 | 14.763 | 28.0096 | 54.6473 | 136.2603 | 56.1216 | 56.1216 | 56.1216 | 210.7219 | 253.3079 | 192.3819
2013-06-13 | 14.84 | 27.8641 | 44.6569 | 71.902 | 59.7201 | 50.1762 | 89.2318 | 153.9808 | 12.17 | 58.5962 | 83.7061 | 112.3712 | 195.4773 | 15.97 | 14.8577 | 28.1305 | 54.7746 | 136.4187 | 56.466 | 56.466 | 56.466 | 210.4468 | 251.9433 | 192.8846
2013-06-14 | 14.88 | 27.961 | 43.0605 | 69.5048 | 58.9969 | 49.4853 | 87.4477 | 150.5609 | 12.27 | 58.6012 | 81.1484 | 108.9179 | 190.9583 | 15.97 | 15.1649 | 27.1541 | 53.0449 | 133.6899 | 57.1267 | 57.1267 | 57.1267 | 207.6875 | 248.085 | 190.8166
2013-06-15 | 14.92 | 27.9878 | 39.9187 | 64.6062 | 55.5853 | 46.3406 | 80.0662 | 141.0647 | 12.37 | 58.4958 | 76.2289 | 102.0725 | 179.4208 | 15.97 | 15.4258 | 24.9674 | 49.1789 | 125.271 | 58.527 | 58.527 | 58.527 | 199.5917 | 237.9478 | 183.798
2013-06-16 | 14.96 | 27.7152 | 39.6875 | 64.3045 | 54.0251 | 44.9874 | 77.9347 | 139.0432 | 12.47 | 57.7306 | 75.3929 | 101.1156 | 176.7137 | 15.97 | 15.5403 | 25.2046 | 49.373 | 123.7632 | 59.0098 | 59.0098 | 59.0098 | 198.0529 | 235.7235 | 182.7729
2013-06-17 | 15 | 26.0522 | 42.3555 | 69.5236 | 59.8302 | 50.0924 | 89.1001 | 151.6497 | 12.56 | 54.1312 | 78.035 | 106.5007 | 189.5655 | 15.98 | 14.7746 | 28.0252 | 54.6721 | 136.4212 | 57.7359 | 57.7359 | 57.7359 | 209.3856 | 247.3014 | 194.1571
2013-06-18 | 15.03 | 25.6454 | 41.8393 | 68.9906 | 59.858 | 50.0717 | 89.0674 | 151.1324 | 12.66 | 52.9175 | 76.4938 | 104.9055 | 187.959 | 15.98 | 14.7135 | 27.9483 | 54.5944 | 136.3707 | 58.038 | 58.038 | 58.038 | 209.1704 | 245.997 | 194.4087
2013-06-19 | 15.07 | 25.2211 | 41.2997 | 68.4331 | 59.8855 | 50.0507 | 89.0345 | 150.5867 | 12.75 | 51.9165 | 75.2217 | 103.5889 | 186.635 | 15.99 | 14.635 | 27.8478 | 54.492 | 136.2917 | 58.3335 | 58.3335 | 58.3335 | 208.9203 | 244.9685 | 194.6252
2013-06-20 | 15.11 | 24.8038 | 40.7698 | 67.886 | 59.913 | 50.0298 | 89.0015 | 150.0514 | 12.83 | 51.0376 | 74.1055 | 102.4342 | 185.4767 | 15.99 | 14.6784 | 27.9033 | 54.5516 | 136.3784 | 58.6178 | 58.6178 | 58.6178 | 208.6692 | 244.0946 | 194.9963
2013-06-21 | 15.13 | 25.0011 | 39.3861 | 65.7151 | 59.1855 | 49.3391 | 87.2472 | 146.8624 | 12.91 | 51.0536 | 71.7732 | 99.2293 | 181.2137 | 16 | 14.7913 | 26.6939 | 52.5812 | 133.4005 | 59.2208 | 59.2208 | 59.2208 | 206.0832 | 240.4345 | 192.6212
2013-06-22 | 15.16 | 25.2129 | 36.6224 | 61.2175 | 55.7612 | 46.2023 | 79.8985 | 137.7651 | 12.99 | 51.1654 | 67.5122 | 93.091 | 170.3958 | 16.01 | 15.0472 | 24.5227 | 48.7325 | 124.9836 | 60.5232 | 60.5232 | 60.5232 | 198.2884 | 230.919 | 185.5068
2013-06-23 | 15.18 | 25.1217 | 36.608 | 61.1416 | 54.1909 | 44.8466 | 77.7654 | 135.9666 | 13.07 | 50.5475 | 66.8551 | 92.3257 | 167.8788 | 16.01 | 15.1201 | 24.7098 | 48.8749 | 123.4135 | 60.9392 | 60.9392 | 60.9392 | 196.9058 | 228.818 | 184.3527
2013-06-24 | 15.2 | 23.7045 | 39.3747 | 66.4463 | 60.025 | 49.9473 | 88.8717 | 148.686 | 13.14 | 47.4022 | 69.4889 | 97.6559 | 180.6879 | 16.02 | 14.2714 | 27.3875 | 54.0231 | 135.9473 | 59.6118 | 59.6118 | 59.6118 | 208.2978 | 240.2997 | 195.5591
2013-06-25 | 15.22 | 23.4566 | 39.0607 | 66.1228 | 60.0531 | 49.9267 | 88.8393 | 148.382 | 13.21 | 46.5779 | 68.4427 | 96.5736 | 179.6059 | 16.02 | 14.2541 | 27.3663 | 54.0031 | 135.9545 | 59.8483 | 59.8483 | 59.8483 | 208.2303 | 239.4542 | 195.8028
2013-06-26 | 15.25 | 23.2238 | 38.7642 | 65.8169 | 60.0809 | 49.9059 | 88.8067 | 148.0917 | 13.28 | 45.8839 | 67.5603 | 95.6605 | 178.6931 | 16.03 | 14.2518 | 27.3627 | 54.0007 | 135.9755 | 60.0632 | 60.0632 | 60.0632 | 208.1549 | 238.7562 | 196.0386
2013-06-27 | 15.27 | 22.9667 | 38.4375 | 65.4807 | 60.109 | 49.8853 | 88.7743 | 147.7757 | 13.34 | 45.1655 | 66.6478 | 94.7172 | 177.7546 | 16.04 | 14.1101 | 27.1827 | 53.8164 | 135.8153 | 60.2811 | 60.2811 | 60.2811 | 208.0568 | 238.0357 | 196.0964
2013-06-28 | 15.29 | 23.1776 | 37.1234 | 63.3861 | 59.3766 | 49.1945 | 87.0492 | 144.6601 | 13.4 | 45.3497 | 64.6879 | 91.9101 | 173.8967 | 16.05 | 14.2619 | 26.0392 | 51.9162 | 132.9035 | 60.8352 | 60.8352 | 60.8352 | 205.4953 | 234.732 | 193.7388
2013-06-29 | 15.32 | 23.2769 | 34.3219 | 58.8561 | 55.9392 | 46.0654 | 79.7329 | 135.5228 | 13.46 | 45.514 | 60.7908 | 86.168 | 163.4837 | 16.05 | 14.5494 | 23.9336 | 48.1369 | 124.5489 | 62.0925 | 62.0925 | 62.0925 | 197.6153 | 225.5762 | 186.6414
2013-06-30 | 15.35 | 23.1214 | 34.2305 | 58.7034 | 54.3579 | 44.7068 | 77.5974 | 133.6345 | 13.51 | 45.2858 | 60.5991 | 85.889 | 161.4551 | 16.06 | 14.5688 | 24.0557 | 48.2134 | 122.8994 | 62.4792 | 62.4792 | 62.4792 | 196.1138 | 223.9344 | 185.3787
2013-07-01 | 15.37 | 21.7662 | 36.9128 | 63.9088 | 60.2207 | 49.8026 | 88.6442 | 146.2771 | 13.56 | 42.5806 | 63.3647 | 91.323 | 174.3876 | 16.07 | 13.7164 | 26.6828 | 53.3066 | 135.4056 | 61.1211 | 61.1211 | 61.1211 | 207.3981 | 235.5087 | 196.5267
2013-07-02 | 15.4 | 21.46 | 36.5241 | 63.508 | 60.2485 | 49.7819 | 88.6115 | 145.8927 | 13.61 | 42.0434 | 62.6826 | 90.6182 | 173.6916 | 16.07 | 13.7556 | 26.7329 | 53.3605 | 135.4875 | 61.3172 | 61.3172 | 61.3172 | 207.2099 | 235.0088 | 196.8047
2013-07-03 | 15.43 | 21.1844 | 36.1735 | 63.1458 | 60.2763 | 49.7611 | 88.5789 | 145.5484 | 13.65 | 41.6518 | 62.1848 | 90.1036 | 173.191 | 16.08 | 13.7104 | 26.675 | 53.3017 | 135.4542 | 61.4986 | 61.4986 | 61.4986 | 207.047 | 234.6895 | 196.9528
2013-07-04 | 15.45 | 20.8683 | 35.7729 | 62.7318 | 60.3044 | 49.7405 | 88.5465 | 145.1561 | 13.7 | 40.9897 | 61.3447 | 89.2341 | 172.3317 | 16.09 | 13.5096 | 26.4209 | 53.0395 | 135.2176 | 61.6757 | 61.6757 | 61.6757 | 206.8318 | 234.0074 | 196.8933
2013-07-05 | 15.48 | 20.9725 | 34.3862 | 60.5649 | 59.5667 | 49.0493 | 86.8504 | 141.9621 | 13.74 | 41.3776 | 59.7556 | 86.8175 | 168.871 | 16.09 | 13.819 | 25.4924 | 51.3613 | 132.5285 | 62.1892 | 62.1892 | 62.1892 | 204.1513 | 231.0602 | 194.7178
2013-07-06 | 15.5 | 21.1082 | 31.747 | 56.2087 | 56.1167 | 45.9281 | 79.5667 | 132.996 | 13.78 | 41.6643 | 56.2162 | 81.4574 | 158.8449 | 16.09 | 14.057 | 23.3535 | 47.5478 | 124.1292 | 63.3859 | 63.3859 | 63.3859 | 196.3819 | 222.2308 | 187.5152
2013-07-07 | 15.52 | 21.0235 | 31.7392 | 56.1433 | 54.5249 | 44.5669 | 77.4295 | 131.1899 | 13.83 | 41.3738 | 55.9507 | 81.1052 | 156.7352 | 16.09 | 14.1598 | 23.5731 | 47.7242 | 122.574 | 63.7228 | 63.7228 | 63.7228 | 194.9127 | 220.458 | 186.2968
2013-07-08 | 15.54 | 19.8702 | 34.506 | 61.4225 | 60.4163 | 49.658 | 88.4167 | 143.9299 | 13.87 | 39.0679 | 58.9048 | 86.7093 | 169.8592 | 16.09 | 13.5476 | 26.4705 | 53.0946 | 135.3903 | 62.3029 | 62.3029 | 62.3029 | 206.2328 | 232.1622 | 197.6932
2013-07-09 | 15.56 | 19.6219 | 34.1911 | 61.0975 | 60.4444 | 49.6374 | 88.3843 | 143.6266 | 13.91 | 38.5887 | 58.2967 | 86.0804 | 169.2444 | 16.09 | 13.5296 | 26.4481 | 53.0726 | 135.3978 | 62.4394 | 62.4394 | 62.4394 | 206.0659 | 231.6837 | 197.8372
2013-07-10 | 15.58 | 19.4837 | 34.016 | 60.9171 | 60.4725 | 49.6168 | 88.3519 | 143.4679 | 13.96 | 38.1048 | 57.6824 | 85.4448 | 168.619 | 16.09 | 13.6216 | 26.5655 | 53.1954 | 135.55 | 62.5484 | 62.5484 | 62.5484 | 206.0163 | 231.1674 | 198.0984
2013-07-11 | 15.59 | 19.304 | 33.7869 | 60.6807 | 60.5008 | 49.5964 | 88.3198 | 143.2571 | 14 | 37.5792 | 57.014 | 84.7532 | 167.9414 | 16.08 | 13.672 | 26.6288 | 53.2621 | 135.65 | 62.6637 | 62.6637 | 62.6637 | 205.9208 | 230.6052 | 198.3137
2013-07-12 | 15.6 | 19.5477 | 32.6193 | 58.744 | 59.7588 | 48.9053 | 86.6534 | 140.2969 | 14.04 | 37.8355 | 55.3575 | 82.2741 | 164.4155 | 16.08 | 13.9206 | 25.6229 | 51.504 | 132.8758 | 63.0992 | 63.0992 | 63.0992 | 203.3961 | 227.5147 | 195.975
2013-07-13 | 15.61 | 19.7557 | 30.1414 | 54.5594 | 56.296 | 45.792 | 79.4024 | 131.4962 | 14.08 | 38.0346 | 51.9009 | 77.0123 | 154.4831 | 16.07 | 14.2601 | 23.5993 | 47.8089 | 124.5852 | 64.226 | 64.226 | 64.226 | 195.7223 | 218.7092 | 188.8112
2013-07-14 | 15.62 | 19.8076 | 30.2972 | 54.6645 | 54.6938 | 44.4282 | 77.2634 | 129.8538 | 14.12 | 37.8636 | 51.7802 | 76.8135 | 152.5206 | 16.07 | 14.3908 | 23.8523 | 48.0198 | 123.0537 | 64.4933 | 64.4933 | 64.4933 | 194.347 | 217.0139 | 187.547
2013-07-15 | 15.63 | 18.801 | 33.1506 | 60.0264 | 60.6142 | 49.5147 | 88.1914 | 142.7051 | 14.16 | 35.6936 | 54.6211 | 82.2786 | 165.523 | 16.06 | 13.8596 | 26.87 | 53.5173 | 136.0305 | 63.01 | 63.01 | 63.01 | 205.7152 | 228.533 | 199.0405
2013-07-16 | 15.64 | 18.7282 | 33.0585 | 59.9325 | 60.6425 | 49.4943 | 88.1593 | 142.6368 | 14.19 | 35.3901 | 54.2361 | 81.881 | 165.1433 | 16.06 | 13.902 | 26.9243 | 53.575 | 136.1176 | 63.0682 | 63.0682 | 63.0682 | 205.705 | 228.2116 | 199.1858
2013-07-17 | 15.65 | 18.6212 | 32.9221 | 59.792 | 60.6709 | 49.4739 | 88.1272 | 142.5218 | 14.22 | 35.0525 | 53.8068 | 81.4369 | 164.7171 | 16.05 | 14.0251 | 27.0803 | 53.7375 | 136.3134 | 63.132 | 63.132 | 63.132 | 205.6539 | 227.8491 | 199.4454
2013-07-18 | 15.66 | 18.5339 | 32.8128 | 59.6799 | 60.6992 | 49.4535 | 88.095 | 142.4353 | 14.24 | 34.8494 | 53.5505 | 81.1726 | 164.4746 | 16.05 | 14.0528 | 27.1172 | 53.777 | 136.3823 | 63.1824 | 63.1824 | 63.1824 | 205.6177 | 227.657 | 199.5647
2013-07-19 | 15.66 | 18.8142 | 31.7103 | 57.8117 | 59.9524 | 48.7624 | 86.4581 | 139.5429 | 14.26 | 35.2205 | 52.1104 | 78.9224 | 161.1818 | 16.04 | 14.361 | 26.1731 | 52.0817 | 133.6695 | 63.5597 | 63.5597 | 63.5597 | 203.1027 | 224.7416 | 197.2293
2013-07-20 | 15.67 | 19.0883 | 29.3483 | 53.7489 | 56.4767 | 45.6568 | 79.2395 | 130.8527 | 14.28 | 35.6888 | 49.1107 | 74.1411 | 151.7302 | 16.04 | 14.6695 | 24.0878 | 48.3207 | 125.2954 | 64.6233 | 64.6233 | 64.6233 | 195.476 | 216.3535 | 189.9187
2013-07-21 | 15.68 | 19.0986 | 29.4544 | 53.803 | 54.8637 | 44.2901 | 77.0984 | 129.1487 | 14.3 | 35.7042 | 49.2127 | 74.174 | 149.9963 | 16.04 | 14.7667 | 24.3 | 48.4889 | 123.7102 | 64.8479 | 64.8479 | 64.8479 | 193.9966 | 214.8442 | 188.5582
2013-07-22 | 15.69 | 18.1684 | 32.3499 | 59.2046 | 60.8128 | 49.372 | 87.9669 | 142.0662 | 14.32 | 33.9062 | 52.3541 | 79.9372 | 163.3261 | 16.04 | 14.1477 | 27.2393 | 53.908 | 136.6348 | 63.3067 | 63.3067 | 63.3067 | 205.3729 | 226.6329 | 199.9416
2013-07-23 | 15.7 | 18.06 | 32.2125 | 59.0633 | 60.8412 | 49.3516 | 87.9348 | 141.9504 | 14.34 | 33.6822 | 52.0699 | 79.6437 | 163.0544 | 16.04 | 14.1545 | 27.2482 | 53.9182 | 136.6744 | 63.3206 | 63.3206 | 63.3206 | 205.2711 | 226.375 | 199.9951
2013-07-24 | 15.71 | 17.9438 | 32.0652 | 58.5675 | 60.8695 | 49.3312 | 87.9027 | 141.4802 | 14.36 | 33.4503 | 51.7757 | 78.9958 | 162.4282 | 16.04 | 14.1533 | 27.2471 | 53.5739 | 136.3596 | 63.3771 | 63.3771 | 63.3771 | 204.8573 | 225.8053 | 199.7367
2013-07-25 | 15.72 | 17.8575 | 31.9558 | 58.4545 | 60.8978 | 49.3108 | 87.8706 | 141.3928 | 14.38 | 33.2484 | 51.5195 | 78.7307 | 162.1848 | 16.04 | 14.1821 | 27.2838 | 53.6124 | 136.4275 | 63.3876 | 63.3876 | 63.3876 | 204.7804 | 225.5724 | 199.8151
2013-07-26 | 15.72 | 18.1319 | 30.8654 | 56.6002 | 60.1461 | 48.6194 | 86.2628 | 138.5097 | 14.4 | 33.5953 | 50.094 | 76.4989 | 158.9065 | 16.05 | 14.2661 | 26.0582 | 51.6256 | 133.4105 | 63.7138 | 63.7138 | 63.7138 | 202.2235 | 222.6203 | 197.1244
2013-07-27 | 15.73 | 18.4138 | 28.5495 | 52.5863 | 56.6574 | 45.5216 | 79.0766 | 129.857 | 14.42 | 34.0533 | 47.1688 | 71.7991 | 149.5273 | 16.05 | 14.5934 | 24.0013 | 47.893 | 125.0521 | 64.7329 | 64.7329 | 64.7329 | 194.5899 | 214.2602 | 189.7849
2013-07-28 | 15.73 | 18.5149 | 28.7637 | 52.7526 | 55.0339 | 44.1523 | 76.9336 | 128.2581 | 14.43 | 34.1523 | 47.3709 | 71.9369 | 147.8915 | 16.06 | 14.5453 | 24.0403 | 47.8827 | 123.2743 | 64.8949 | 64.8949 | 64.8949 | 193.153 | 212.7864 | 188.1691
2013-07-29 | 15.74 | 17.5994 | 31.6296 | 58.1208 | 61.0117 | 49.2295 | 87.7427 | 141.1691 | 14.43 | 32.6427 | 50.7522 | 77.9399 | 161.4925 | 16.06 | 13.9248 | 26.9584 | 53.2795 | 136.2046 | 63.3145 | 63.3145 | 63.3145 | 204.4836 | 224.807 | 199.5191
2013-07-30 | 15.74 | 17.6001 | 31.631 | 58.1235 | 61.0404 | 49.2092 | 87.7108 | 141.2012 | 14.44 | 32.5278 | 50.6068 | 77.7904 | 161.3686 | 16.07 | 13.8107 | 26.814 | 53.1311 | 136.0817 | 63.2706 | 63.2706 | 63.2706 | 204.4718 | 224.6393 | 199.3523
2013-07-31 | 15.74 | 17.5992 | 31.6303 | 58.1238 | 61.069 | 49.189 | 87.679 | 141.231 | 14.43 | 32.641 | 50.7513 | 77.9413 | 161.5528 | 16.07 | 13.81 | 26.8135 | 53.1317 | 136.1117 | 63.217 | 63.217 | 63.217 | 204.448 | 224.7698 | 199.3288
2013-08-01 | 15.74 | 17.5909 | 31.6202 | 58.1146 | 61.0976 | 49.1687 | 87.6472 | 141.2512 | 14.43 | 32.6319 | 50.7404 | 77.9313 | 161.5722 | 16.07 | 13.802 | 26.8037 | 53.1226 | 136.1321 | 63.1546 | 63.1546 | 63.1546 | 204.4058 | 224.7268 | 199.2867
2013-08-02 | 15.74 | 17.9351 | 30.624 | 56.3577 | 60.3408 | 48.4772 | 86.0686 | 138.4606 | 14.42 | 33.393 | 49.847 | 76.2506 | 158.8517 | 16.07 | 14.0706 | 25.8183 | 51.3845 | 133.3628 | 63.4297 | 63.4297 | 63.4297 | 201.8903 | 222.2814 | 196.7925
2013-08-03 | 15.73 | 18.3609 | 28.4891 | 52.5308 | 56.8397 | 45.3874 | 78.9154 | 129.9895 | 14.4 | 34.2335 | 47.3869 | 72.0312 | 149.9544 | 16.07 | 14.3032 | 23.6581 | 47.5458 | 124.8857 | 64.377 | 64.377 | 64.377 | 194.3665 | 214.3313 | 189.2627
2013-08-04 | 15.72 | 18.5947 | 28.86 | 52.8593 | 55.2057 | 44.0154 | 76.7705 | 128.5455 | 14.39 | 34.5873 | 47.8908 | 72.4806 | 148.6262 | 16.07 | 14.3861 | 23.8519 | 47.6958 | 123.2611 | 64.4704 | 64.4704 | 64.4704 | 193.0158 | 213.0965 | 187.7314
2013-08-05 | 15.72 | 17.8364 | 31.9342 | 58.445 | 61.2126 | 49.0881 | 87.5204 | 141.7069 | 14.37 | 33.3335 | 51.635 | 78.8635 | 162.6453 | 16.07 | 13.8186 | 26.8266 | 53.1513 | 136.2785 | 62.8099 | 62.8099 | 62.8099 | 204.5168 | 225.4551 | 199.0884
2013-08-06 | 15.71 | 17.8884 | 32.0017 | 58.7781 | 61.2415 | 49.0681 | 87.4889 | 142.0734 | 14.36 | 33.3848 | 51.7016 | 79.1958 | 163.0109 | 16.07 | 13.7561 | 26.7484 | 53.3334 | 136.49 | 62.6759 | 62.6759 | 62.6759 | 204.7492 | 225.6868 | 199.1659
2013-08-07 | 15.71 | 17.9292 | 32.0541 | 58.8334 | 61.2701 | 49.0478 | 87.457 | 142.158 | 14.34 | 33.6544 | 52.0451 | 79.5527 | 163.4049 | 16.06 | 13.9119 | 26.947 | 53.5401 | 136.73 | 62.5657 | 62.5657 | 62.5657 | 204.7237 | 225.9706 | 199.2957
2013-08-08 | 15.71 | 17.9578 | 32.0901 | 58.8714 | 61.2987 | 49.0276 | 87.4252 | 142.2255 | 14.33 | 33.7969 | 52.2262 | 79.7411 | 163.6266 | 16.06 | 13.9406 | 26.9832 | 53.5783 | 136.7976 | 62.4476 | 62.4476 | 62.4476 | 204.6731 | 226.0742 | 199.2452
2013-08-09 | 15.7 | 18.3169 | 31.1008 | 57.1206 | 60.5372 | 48.3359 | 85.876 | 139.4395 | 14.32 | 34.4717 | 51.1916 | 77.9118 | 160.7516 | 16.05 | 14.2197 | 26.0053 | 51.8475 | 134.0342 | 62.6722 | 62.6722 | 62.6722 | 202.1117 | 223.4238 | 196.7064
2013-08-10 | 15.7 | 18.6755 | 28.8642 | 53.1869 | 57.0228 | 45.2537 | 78.7549 | 130.844 | 14.31 | 35.2583 | 48.6085 | 73.5609 | 151.7035 | 16.05 | 14.5 | 23.8927 | 48.0568 | 125.5916 | 63.5844 | 63.5844 | 63.5844 | 194.4283 | 215.2879 | 189.1759
2013-08-11 | 15.7 | 18.8578 | 29.1757 | 53.4535 | 55.3778 | 43.8788 | 76.6076 | 129.3237 | 14.3 | 35.6863 | 49.202 | 74.1013 | 150.4552 | 16.05 | 14.6507 | 24.1691 | 48.2916 | 124.0408 | 63.6469 | 63.6469 | 63.6469 | 192.9706 | 214.1022 | 187.6877
2013-08-12 | 15.7 | 18.0624 | 32.2263 | 59.0173 | 61.4134 | 48.9468 | 87.2982 | 142.4929 | 14.28 | 34.3573 | 52.9425 | 80.4886 | 164.511 | 16.04 | 14.1608 | 27.266 | 53.8763 | 137.221 | 61.9355 | 61.9355 | 61.9355 | 204.4284 | 226.4465 | 199.1565
2013-08-13 | 15.69 | 18.0999 | 32.2745 | 59.0684 | 61.4423 | 48.9268 | 87.2666 | 142.5773 | 14.27 | 34.394 | 52.9899 | 80.5388 | 164.5945 | 16.04 | 14.0838 | 27.1686 | 53.7764 | 137.1505 | 61.7854 | 61.7854 | 61.7854 | 204.3626 | 226.3799 | 198.9359
2013-08-14 | 15.69 | 18.113 | 32.2915 | 59.0872 | 61.2927 | 48.784 | 87.2432 | 142.4472 | 14.25 | 34.6357 | 53.2978 | 80.8591 | 164.7737 | 16.04 | 14.097 | 27.1858 | 53.7954 | 137.0206 | 61.651 | 61.651 | 61.651 | 204.0982 | 226.4246 | 198.6716
2013-08-15 | 15.68 | 18.2304 | 32.4417 | 59.1629 | 61.1433 | 48.6414 | 87.2201 | 142.3779 | 14.23 | 34.8671 | 53.593 | 81.0851 | 164.8585 | 16.04 | 14.1 | 27.1903 | 53.7201 | 136.7965 | 61.5093 | 61.5093 | 61.5093 | 203.8872 | 226.3678 | 198.3058
2013-08-16 | 15.67 | 18.7171 | 31.6024 | 57.5662 | 60.206 | 47.8312 | 85.6991 | 139.57 | 14.2 | 35.9194 | 52.9971 | 79.7069 | 162.2657 | 16.04 | 14.3873 | 26.2173 | 51.9933 | 133.8575 | 61.6965 | 61.6965 | 61.6965 | 201.2665 | 223.9621 | 195.554
2013-08-17 | 15.66 | 19.1674 | 29.452 | 53.7195 | 56.5478 | 44.6601 | 78.6277 | 130.92 | 14.16 | 37.0562 | 50.7523 | 75.6992 | 153.4237 | 16.04 | 14.6356 | 24.056 | 48.1513 | 125.2191 | 62.5652 | 62.5652 | 62.5652 | 193.4852 | 215.9889 | 187.7843
2013-08-18 | 15.65 | 19.4074 | 29.8319 | 54.0564 | 54.7686 | 43.1962 | 76.5 | 129.339 | 14.12 | 37.792 | 51.7112 | 76.6148 | 152.4259 | 16.04 | 14.7212 | 24.2549 | 48.3062 | 123.4541 | 62.5851 | 62.5851 | 62.5851 | 191.9241 | 215.011 | 186.0392
2013-08-19 | 15.63 | 18.8025 | 33.171 | 59.9231 | 60.5461 | 48.0713 | 87.1278 | 142.562 | 14.09 | 36.4683 | 55.6314 | 83.2023 | 166.4341 | 16.04 | 14.0993 | 27.1913 | 53.7254 | 136.2064 | 60.8172 | 60.8172 | 60.8172 | 203.3792 | 227.2513 | 197.0236
2013-08-20 | 15.61 | 19.0308 | 33.4626 | 60.2265 | 60.397 | 47.929 | 87.105 | 142.7242 | 14.04 | 37.0397 | 56.3596 | 83.9582 | 167.0604 | 16.04 | 14.0984 | 27.1914 | 53.7267 | 136.0589 | 60.6177 | 60.6177 | 60.6177 | 203.3419 | 227.6781 | 196.6766
2013-08-21 | 15.59 | 19.2867 | 33.7885 | 60.5655 | 60.2479 | 47.7866 | 87.0821 | 142.9221 | 14 | 37.5241 | 56.9763 | 84.5986 | 167.5673 | 16.04 | 14.1252 | 27.2259 | 53.7637 | 135.9471 | 60.404 | 60.404 | 60.404 | 203.3261 | 227.9713 | 196.351
2013-08-22 | 15.56 | 19.5238 | 34.0896 | 60.8788 | 60.0991 | 47.6443 | 87.0596 | 143.0981 | 13.96 | 37.875 | 57.4223 | 85.0621 | 167.8974 | 16.04 | 14.0185 | 27.0899 | 53.6239 | 135.6584 | 60.1828 | 60.1828 | 60.1828 | 203.281 | 228.0802 | 195.8412
2013-08-23 | 15.54 | 20.2008 | 33.4492 | 59.4846 | 59.1744 | 46.8436 | 85.5464 | 140.5081 | 13.91 | 39.2687 | 57.1656 | 84.0282 | 165.6668 | 16.03 | 14.4688 | 26.3197 | 52.1065 | 132.945 | 60.2938 | 60.2938 | 60.2938 | 200.8019 | 225.9606 | 193.2389
2013-08-24 | 15.52 | 20.8619 | 31.4686 | 55.8071 | 55.5817 | 43.7232 | 78.528 | 132.0923 | 13.85 | 40.7711 | 55.1756 | 80.2706 | 157.1388 | 16.03 | 14.7819 | 24.2288 | 48.3362 | 124.4433 | 61.0945 | 61.0945 | 61.0945 | 193.1867 | 218.2333 | 185.5378
2013-08-25 | 15.49 | 21.294 | 32.0763 | 56.3774 | 53.8496 | 42.2969 | 76.4172 | 130.7975 | 13.8 | 41.5939 | 56.2361 | 81.2874 | 156.2912 | 16.03 | 14.8076 | 24.3566 | 48.418 | 122.6516 | 61.0399 | 61.0399 | 61.0399 | 191.8375 | 217.3311 | 183.6916
2013-08-26 | 15.47 | 20.6291 | 35.4976 | 62.3426 | 59.5029 | 47.0749 | 86.9684 | 144.0012 | 13.74 | 40.4673 | 60.7218 | 88.4866 | 170.811 | 16.02 | 14.3221 | 27.4783 | 54.031 | 135.4778 | 59.2344 | 59.2344 | 59.2344 | 203.2355 | 230.0454 | 194.7122
2013-08-27 | 15.44 | 20.9005 | 35.8436 | 62.7026 | 59.3541 | 46.9327 | 86.9459 | 144.2238 | 13.68 | 41.0817 | 61.5042 | 89.2988 | 171.4975 | 16.02 | 14.2499 | 27.3873 | 53.9379 | 135.2359 | 58.9776 | 58.9776 | 58.9776 | 203.2014 | 230.4751 | 194.2135
2013-08-28 | 15.42 | 21.1695 | 36.1866 | 63.0589 | 59.205 | 46.7903 | 86.923 | 144.4389 | 13.62 | 41.8083 | 62.4293 | 90.2585 | 172.3313 | 16.01 | 14.4046 | 27.5848 | 54.1434 | 135.2964 | 58.7218 | 58.7218 | 58.7218 | 203.1607 | 231.0531 | 194.0182
2013-08-29 | 15.4 | 21.4273 | 36.515 | 63.4006 | 59.0559 | 46.6479 | 86.9002 | 144.6396 | 13.54 | 42.753 | 63.6313 | 91.5058 | 173.4605 | 15.99 | 14.6627 | 27.9136 | 54.4856 | 135.4974 | 58.4577 | 58.4577 | 58.4577 | 203.0973 | 231.9183 | 193.9551
2013-08-30 | 15.37 | 22.1412 | 35.8642 | 61.9916 | 58.1439 | 45.8568 | 85.3948 | 142.0497 | 13.46 | 44.4766 | 63.6463 | 90.743 | 171.5216 | 15.98 | 15.0079 | 26.9914 | 52.8092 | 132.6372 | 58.5287 | 58.5287 | 58.5287 | 200.5784 | 230.0504 | 191.1659
2013-08-31 | 15.35 | 22.8297 | 33.8122 | 58.2326 | 54.6163 | 42.7868 | 78.4292 | 133.6128 | 13.37 | 46.4262 | 61.9113 | 87.2285 | 163.2999 | 15.97 | 15.4408 | 25.0135 | 49.1531 | 124.3169 | 59.2919 | 59.2919 | 59.2919 | 192.9047 | 222.5917 | 183.6087
2013-09-01 | 15.32 | 23.2923 | 34.4553 | 58.8381 | 52.9308 | 41.3977 | 76.3347 | 132.3992 | 13.27 | 47.9078 | 63.7527 | 89.0454 | 163.3142 | 15.95 | 15.7276 | 25.4518 | 49.5549 | 122.8985 | 59.1876 | 59.1876 | 59.1876 | 191.5868 | 222.5018 | 182.0861
2013-09-02 | 15.3 | 22.5276 | 37.9162 | 64.8581 | 58.46 | 46.0787 | 86.8094 | 145.5401 | 13.16 | 47.0587 | 69.1094 | 97.189 | 178.6945 | 15.94 | 15.1912 | 28.5874 | 55.1891 | 135.6248 | 57.3496 | 57.3496 | 57.3496 | 202.8897 | 236.044 | 192.9744
2013-09-03 | 15.26 | 22.9457 | 38.4493 | 65.4125 | 58.3114 | 45.9367 | 86.7871 | 145.961 | 13.06 | 48.1633 | 70.5158 | 98.6485 | 180.0435 | 15.92 | 15.3804 | 28.8294 | 55.4417 | 135.7363 | 57.029 | 57.029 | 57.029 | 202.9901 | 237.0726 | 192.7653
2013-09-04 | 15.22 | 23.3702 | 38.9891 | 65.9734 | 58.1629 | 45.7946 | 86.7648 | 146.3885 | 12.93 | 49.618 | 72.3659 | 100.5676 | 181.8638 | 15.91 | 15.4614 | 28.9323 | 55.5498 | 135.6994 | 56.7077 | 56.7077 | 56.7077 | 203.0962 | 238.5715 | 192.4071
2013-09-05 | 15.19 | 23.7635 | 39.4907 | 66.4947 | 58.014 | 45.6524 | 86.7423 | 146.7725 | 12.81 | 51.0415 | 74.1779 | 102.4472 | 183.6406 | 15.9 | 15.6259 | 29.1429 | 55.7694 | 135.774 | 56.3816 | 56.3816 | 56.3816 | 203.1541 | 240.0222 | 192.1556
2013-09-06 | 15.15 | 24.6995 | 39.0483 | 65.2965 | 57.1147 | 44.8708 | 85.2446 | 144.4081 | 12.69 | 53.4564 | 74.8198 | 102.3164 | 182.3557 | 15.88 | 16.166 | 28.4331 | 54.3109 | 133.1472 | 56.3855 | 56.3855 | 56.3855 | 200.7936 | 238.7413 | 189.5327
2013-09-07 | 15.09 | 25.8503 | 37.4062 | 61.9499 | 53.6534 | 41.852 | 78.3329 | 136.4565 | 12.56 | 55.9908 | 73.2996 | 98.9891 | 174.3785 | 15.87 | 16.558 | 26.3403 | 50.5306 | 124.7651 | 57.0604 | 57.0604 | 57.0604 | 193.5168 | 231.4389 | 181.8255
2013-09-08 | 15.03 | 26.7412 | 38.5598 | 63.0783 | 52.0151 | 40.5006 | 76.2555 | 135.8218 | 12.43 | 57.9497 | 75.7061 | 101.3786 | 175.0194 | 15.85 | 16.8985 | 26.8444 | 50.999 | 123.4595 | 56.8466 | 56.8466 | 56.8466 | 192.6684 | 231.866 | 180.3061
2013-09-09 | 14.97 | 26.176 | 42.5616 | 69.6825 | 57.4214 | 45.0853 | 86.6549 | 149.4494 | 12.31 | 56.657 | 81.3232 | 109.8581 | 190.6484 | 15.82 | 16.4358 | 30.1754 | 56.8444 | 136.2844 | 54.9101 | 54.9101 | 54.9101 | 204.3596 | 245.5585 | 191.1945
2013-09-10 | 14.92 | 26.8221 | 43.3849 | 70.5371 | 57.2731 | 44.9435 | 86.6329 | 150.1744 | 12.18 | 58.2183 | 83.3105 | 111.9194 | 192.6107 | 15.8 | 16.7386 | 30.562 | 57.2464 | 136.5453 | 54.5231 | 54.5231 | 54.5231 | 204.6975 | 247.1338 | 191.0683
2013-09-11 | 14.85 | 27.4934 | 44.2389 | 71.4229 | 57.1253 | 44.802 | 86.6115 | 150.9383 | 12.06 | 59.4609 | 84.8915 | 113.5587 | 194.1472 | 15.77 | 16.9522 | 30.8338 | 57.5287 | 136.6902 | 54.1213 | 54.1213 | 54.1213 | 205.0596 | 248.2686 | 190.8115
2013-09-12 | 14.79 | 28.206 | 45.1462 | 72.3641 | 56.9773 | 44.6603 | 86.5898 | 151.7538 | 11.95 | 60.7448 | 86.5256 | 115.2533 | 195.7353 | 15.73 | 17.4362 | 31.4502 | 58.1684 | 137.1965 | 53.7134 | 53.7134 | 53.7134 | 205.4672 | 249.4487 | 190.9099
2013-09-13 | 14.73 | 29.4833 | 44.9998 | 71.4616 | 56.0908 | 43.8883 | 85.1001 | 149.702 | 11.83 | 63.3717 | 87.157 | 115.0904 | 194.4242 | 15.69 | 18.265 | 31.0443 | 57.019 | 134.8974 | 53.6498 | 53.6498 | 53.6498 | 203.3518 | 248.074 | 188.5472
2013-09-14 | 14.67 | 30.8001 | 43.2974 | 68.0343 | 52.6947 | 40.9199 | 78.2411 | 141.723 | 11.72 | 65.9317 | 85.1365 | 111.2094 | 185.9272 | 15.65 | 19.1293 | 29.3983 | 53.6914 | 127.0383 | 54.2879 | 54.2879 | 54.2879 | 196.011 | 240.2152 | 181.3262
2013-09-15 | 14.61 | 31.7275 | 44.4931 | 69.3626 | 51.1029 | 39.6058 | 76.18 | 141.3332 | 11.62 | 67.6046 | 87.1983 | 113.3948 | 186.3969 | 15.61 | 19.7285 | 30.2105 | 54.6361 | 126.2617 | 54.0148 | 54.0148 | 54.0148 | 195.3479 | 240.4117 | 180.2765
2013-09-16 | 14.55 | 30.9617 | 48.6537 | 76.1647 | 56.3852 | 44.0935 | 86.5031 | 155.0512 | 11.51 | 65.7849 | 92.9398 | 122.0669 | 202.1224 | 15.56 | 19.3922 | 33.9402 | 60.9143 | 139.4124 | 52.0374 | 52.0374 | 52.0374 | 207.0886 | 254.1598 | 191.4498
2013-09-17 | 14.49 | 31.6531 | 49.5344 | 77.0787 | 56.2371 | 43.9518 | 86.4814 | 155.8394 | 11.41 | 66.9327 | 94.4013 | 123.583 | 203.5281 | 15.51 | 19.9697 | 34.6759 | 61.678 | 140.0464 | 51.6128 | 51.6128 | 51.6128 | 207.4522 | 255.1409 | 191.6592
2013-09-18 | 14.43 | 32.3528 | 50.4245 | 78.0021 | 56.0891 | 43.8102 | 86.4597 | 156.637 | 11.31 | 68.0887 | 95.8722 | 125.1085 | 204.9431 | 15.46 | 20.5554 | 35.4209 | 62.451 | 140.6898 | 51.177 | 51.177 | 51.177 | 207.814 | 256.1201 | 191.8668
2013-09-19 | 14.37 | 33.0116 | 51.2629 | 78.8729 | 55.941 | 43.6685 | 86.438 | 157.3819 | 11.21 | 69.2039 | 97.2914 | 126.5812 | 206.3054 | 15.42 | 20.9857 | 35.9686 | 63.0204 | 141.1257 | 50.7475 | 50.7475 | 50.7475 | 208.1295 | 257.0529 | 191.8733
2013-09-20 | 14.31 | 34.3926 | 51.1068 | 77.9508 | 55.0667 | 42.9058 | 84.9556 | 155.32 | 11.09 | 72.0071 | 97.902 | 126.3799 | 204.9627 | 15.38 | 21.8934 | 35.5569 | 61.8579 | 138.8238 | 50.6552 | 50.6552 | 50.6552 | 205.9751 | 255.6179 | 189.4789
2013-09-21 | 14.25 | 35.7497 | 49.1873 | 74.2815 | 51.7359 | 39.9878 | 78.1494 | 147.1523 | 10.98 | 74.6783 | 95.5507 | 122.1257 | 196.1368 | 15.34 | 22.7735 | 33.7329 | 58.3334 | 130.8241 | 51.286 | 51.286 | 51.286 | 198.4382 | 247.4227 | 182.1101
2013-09-22 | 14.19 | 36.7173 | 50.4282 | 75.4905 | 50.1905 | 38.7109 | 76.1046 | 146.6881 | 10.87 | 76.54 | 97.8321 | 124.3678 | 196.7105 | 15.3 | 23.4031 | 34.5793 | 59.1489 | 129.9637 | 50.9917 | 50.9917 | 50.9917 | 197.6798 | 247.7022 | 180.9555
2013-09-23 | 14.12 | 35.8496 | 54.8751 | 82.6236 | 55.3491 | 43.1019 | 86.3516 | 160.6334 | 10.74 | 74.5538 | 104.1 | 133.6453 | 212.9544 | 15.27 | 22.6811 | 38.127 | 65.2642 | 142.8318 | 48.9571 | 48.9571 | 48.9571 | 209.5905 | 261.9115 | 191.7889
2013-09-24 | 14.04 | 36.6827 | 55.9352 | 84.1512 | 55.2016 | 42.9606 | 86.3305 | 162.0428 | 10.62 | 75.8429 | 105.7405 | 135.7746 | 214.9809 | 15.25 | 22.8278 | 38.314 | 65.8868 | 143.3132 | 48.4378 | 48.4378 | 48.4378 | 210.4806 | 263.4188 | 191.7511
2013-09-25 | 13.97 | 37.5449 | 57.0333 | 85.291 | 55.0538 | 42.8191 | 86.3092 | 163.0607 | 10.5 | 77.2755 | 107.5646 | 137.667 | 216.7706 | 15.22 | 23.2327 | 38.8303 | 66.4236 | 143.7127 | 47.9456 | 47.9456 | 47.9456 | 211.0063 | 264.7162 | 191.6583
2013-09-26 | 13.9 | 38.3682 | 58.0808 | 86.3784 | 54.906 | 42.6775 | 86.2878 | 164.026 | 10.37 | 78.7838 | 109.4838 | 139.6579 | 218.6625 | 15.2 | 23.4843 | 39.1505 | 66.757 | 143.905 | 47.4697 | 47.4697 | 47.4697 | 211.4957 | 266.1321 | 191.3747
2013-09-27 | 13.79 | 40.3346 | 58.4988 | 86.0376 | 54.0453 | 41.925 | 84.8141 | 162.573 | 10.24 | 81.7892 | 110.0744 | 139.4145 | 217.2876 | 15.17 | 24.2198 | 38.4496 | 65.2882 | 141.3037 | 47.2742 | 47.2742 | 47.2742 | 209.8472 | 264.5618 | 188.5779
2013-09-28 | 13.69 | 42.3478 | 57.0394 | 82.8188 | 50.7806 | 39.0581 | 78.0617 | 154.9203 | 10.12 | 84.8327 | 107.6408 | 135.0367 | 208.3828 | 15.15 | 24.973 | 36.3453 | 61.4635 | 133.0561 | 47.8231 | 47.8231 | 47.8231 | 202.7435 | 256.2059 | 180.8793
2013-09-29 | 13.59 | 43.8942 | 58.9659 | 84.7279 | 49.2827 | 37.8191 | 76.0343 | 155.2146 | 9.99 | 87.06 | 110.352 | 137.7117 | 209.4395 | 15.13 | 25.4287 | 36.9841 | 62.0627 | 132.0183 | 47.4178 | 47.4178 | 47.4178 | 202.6324 | 256.8573 | 179.4362
2013-09-30 | 13.49 | 43.0423 | 64.028 | 92.5461 | 54.3184 | 42.1138 | 86.206 | 169.7558 | 9.86 | 84.5944 | 116.8784 | 147.3261 | 225.931 | 15.1 | 24.6129 | 40.5875 | 68.2497 | 144.8406 | 45.2916 | 45.2916 | 45.2916 | 215.0474 | 271.2226 | 190.1323

## 2011_2012 Description
Seasonal Normal Demand Forecasts
This spreadsheet contains total LDZ and national seasonal normal demand forecasts for the 2011/12 gas supply year.
The total LDZ figures are National Grid Transmission's forecasts and not the sum of the forecasts produced by the Networks.
Units are GWh for energy and mcm for volume.
The forecasts are produced in energy units. The volume figures are converted from the energy figures using a calorific value of 39.6 MJ/m3 for all values.
Daily seasonal normal demands are the demands that are forecast to occur in the average weather conditions expected between October 2010 and September 2015.
Seasonal normal demand forecasts are produced each year as part of the annual demand forecasting process.
The methodology for producing these forecasts is published on National Grid’s website at
http://www.nationalgrid.com/uk/Gas/OperationalInfo/operationaldocuments/Gas+Demand+and+Supply+Forecasting+Methodology/
Cold and warm profiles give an indication of the variation in weather that could be expected throughout the year.
Cold and warm demand profiles are calculated from the demand models and cold and warm CWVs calculated from weather data from October 1928 to September 2010.
They do not show historical maximums and minimums.
The cold/warm curves are 1 in 20 weekly values.
The highest demand on the cold curve will always be less than the 1 in 20 peak day demand.
Adding all the cold demand values will produce an annual demand far in excess of a 1 in 20 year because even in the coldest year there will be days warmer than normal.
Exports to Europe and storage injection are shown separately.
Exports to Europe and storage injection depend on the supply demand balance and the price of gas in the UK and on ther continent. The figures in this spreadsheet are therefore
not detailed forecasts but typical values for the time of year for graphical comparison with actual demands in the daily summary report.
http://marketinformation.natgrid.co.uk/gas/ReportExplorer.aspx
Power generation is a large element of gas demand. To produce power generation demand forecasts assumptions have to be made about the relative merits of different types of generation.
These assumptions are made for 3 month periods starting 1st October, 1st January, 1st April and 1st July. The key decision is whether coal or gas is the preferred fuel.
A change in these assumptions can result in step changes in seasonal normal demand.
The power generation values shown in this spreadsheet are for NTS power stations. Large LDZ power stations and NTS industrial CHP plants are excluded from this definition and would
add approximately 7.5 mcm.
Storage injection has been calculated based on the average seen over the last 3 years; this has then been applied inversely to demand. The actual injection profile may well differ from this
due to commercial and physical constraints at the storage facilities
The forecasts were produced in July 2011.
November 2011 Update
Forecasts for the 0-73 MWh load band and total NDM added
The 0-73 MWh load band is normally taken as a proxy for domestic demand although it will contain some small commercial premises whilst some large domestic properties may be in a higher band.
The total NDM load band includes the 0-73 MWh figures. The difference between total NDM and total LDZ is DM and LDZ shrinkage.
All other figures unchanged.
Definitions
0-73 MWh load band: Gas customers consuming between zero and 73.2 MWh in a year under seasonal normal weather conditions
NDM: Non daily metered demand
DM: Daily metered demand in the distribution networks
NTS power stations: Power stations connected directly to the gas National Transmission System
NTS industrial CHP plants: Combined heat and power loads connected directly to the gas National Transmission System and categorised as industrial loads
Large LDZ power stations: Power stations connected to the gas distribution networks and the electricity transmission network.

## 2011_2012 Energy
| Excludes IUK exports and storage injection | [17 empty] | IUK exports and storage injection |  |  | Includes IUK exports and storage injection
GWh |  | 0-73 MWh | Total NDM | LDZ | NTS power generation |  |  | Total | Cold | 0-73 MWh | Total NDM | LDZ | Total | Warm | 0-73 MWh | Total NDM | LDZ | Total | Total | Total | Total | Total | Total | Total
| SNCWV | SND | SND | SND | SND | Low | High | SND | CWV | Cold demand | Cold demand | Cold demand | Cold demand | CWV | Warm demand | Warm demand | Warm demand | Warm demand | SND | Cold demand | Warm demand | SND | Cold demand | Warm demand
2011-10-01 | 13.34 | 555.3523 | 727.7339 | 1028.3535 | 635.0352 | 385.89 | 880.7097 | 1927.2636 | 9.76 | 1056.9058 | 1323.3321 | 1643.099 | 2560.6478 | 14.88 | 339.6002 | 471.5269 | 763.9099 | 1654.8022 | 713.3381 | 713.3381 | 713.3381 | 2640.6017 | 3273.9858 | 2368.1403
2011-10-02 | 13.23 | 565.6046 | 747.3099 | 1051.929 | 640.271 | 389.239 | 884.4209 | 1952.8331 | 9.61 | 1067.4072 | 1346.7452 | 1671.1294 | 2590.4721 | 14.82 | 345.1997 | 484.022 | 779.9597 | 1672.7651 | 701.2292 | 701.2292 | 701.2292 | 2654.0623 | 3291.7013 | 2373.9943
2011-10-03 | 13.11 | 560.2647 | 810.7524 | 1150.0573 | 679.4804 | 412.4884 | 953.944 | 2111.6794 | 9.46 | 1047.7674 | 1431.8963 | 1794.7887 | 2776.9268 | 14.76 | 339.8868 | 529.9613 | 858.6034 | 1810.9512 | 657.5151 | 657.5151 | 657.5151 | 2769.1945 | 3434.4418 | 2468.4663
2011-10-04 | 13 | 575.6037 | 830.2896 | 1170.3242 | 679.5901 | 412.5981 | 954.0537 | 2132.5499 | 9.3 | 1069.7677 | 1459.923 | 1823.8685 | 2806.8894 | 14.7 | 348.5554 | 540.9985 | 870.0471 | 1822.7183 | 646.4376 | 646.4376 | 646.4376 | 2778.9875 | 3453.327 | 2469.1558
2011-10-05 | 12.86 | 593.2163 | 852.745 | 1193.618 | 679.7298 | 412.7378 | 954.1934 | 2156.6159 | 9.14 | 1090.0345 | 1485.7626 | 1850.6758 | 2834.5795 | 14.65 | 354.1559 | 548.1479 | 877.4531 | 1830.3914 | 634.6278 | 634.6278 | 634.6278 | 2791.2436 | 3469.2073 | 2465.0192
2011-10-06 | 12.73 | 610.691 | 875.024 | 1216.7371 | 679.8595 | 412.8676 | 954.3231 | 2180.4507 | 8.98 | 1111.4988 | 1513.127 | 1879.0744 | 2863.8607 | 14.59 | 362.2903 | 558.5249 | 888.2178 | 1841.4794 | 622.7628 | 622.7628 | 622.7628 | 2803.2135 | 3486.6235 | 2464.2422
2011-10-07 | 12.6 | 639.2028 | 886.1973 | 1214.7336 | 668.8904 | 406.6786 | 931.8615 | 2163.2211 | 8.82 | 1152.5294 | 1527.5521 | 1879.1431 | 2848.3642 | 14.53 | 377.1075 | 558.7331 | 875.4981 | 1813.3994 | 620.6439 | 620.6439 | 620.6439 | 2783.8651 | 3469.0082 | 2434.0433
2011-10-08 | 12.47 | 677.5636 | 872.838 | 1178.0374 | 635.8946 | 386.7494 | 881.5691 | 2081.3845 | 8.66 | 1211.2129 | 1506.5622 | 1832.1407 | 2755.3125 | 14.47 | 397.4328 | 540.1744 | 834.6761 | 1727.6165 | 633.8847 | 633.8847 | 633.8847 | 2715.2692 | 3389.1972 | 2361.5013
2011-10-09 | 12.32 | 690.8678 | 896.9365 | 1206.4081 | 641.1518 | 390.1198 | 885.3017 | 2111.8573 | 8.5 | 1220.2681 | 1529.3521 | 1859.6825 | 2784.5776 | 14.41 | 401.2221 | 550.9291 | 848.9884 | 1743.7982 | 620.3605 | 620.3605 | 620.3605 | 2732.2177 | 3404.9381 | 2364.1587
2011-10-10 | 12.18 | 684.8839 | 969.6013 | 1314.8617 | 680.4083 | 413.4164 | 954.8719 | 2281.6057 | 8.32 | 1200.3119 | 1626.3418 | 1996.5481 | 2984.9756 | 14.33 | 397.7932 | 603.8003 | 935.166 | 1889.8324 | 573.7811 | 573.7811 | 573.7811 | 2855.3868 | 3558.7567 | 2463.6135
2011-10-11 | 12.03 | 704.2906 | 994.3361 | 1340.5211 | 680.558 | 413.566 | 955.0216 | 2308.0926 | 8.13 | 1225.0421 | 1657.8618 | 2029.2515 | 3018.7293 | 14.25 | 407.8629 | 616.6368 | 948.4746 | 1903.5763 | 561.2289 | 561.2289 | 561.2289 | 2869.3215 | 3579.9582 | 2464.8052
2011-10-12 | 11.88 | 724.0498 | 1019.5355 | 1366.667 | 680.7077 | 413.7157 | 955.1713 | 2335.0658 | 7.94 | 1250.1244 | 1689.8462 | 2062.441 | 3052.9689 | 14.17 | 418.2856 | 629.9387 | 962.2704 | 1917.8074 | 548.4513 | 548.4513 | 548.4513 | 2883.5172 | 3601.4203 | 2466.2588
2011-10-13 | 11.73 | 743.9533 | 1044.9119 | 1393.0049 | 680.8574 | 413.8654 | 955.321 | 2362.2309 | 7.77 | 1272.6803 | 1718.6046 | 2092.2903 | 3083.7559 | 14.06 | 432.8588 | 648.522 | 981.5566 | 1937.6973 | 535.6282 | 535.6282 | 535.6282 | 2897.8591 | 3619.3841 | 2473.3255
2011-10-14 | 11.58 | 777.4025 | 1058.917 | 1393.5853 | 669.9082 | 407.6964 | 932.8793 | 2347.5644 | 7.59 | 1319.1181 | 1735.7565 | 2094.7618 | 3070.6135 | 13.95 | 455.6316 | 656.8846 | 977.0969 | 1918.0841 | 532.7332 | 532.7332 | 532.7332 | 2880.2976 | 3603.3467 | 2450.8173
2011-10-15 | 11.43 | 822.1534 | 1044.5495 | 1355.2058 | 636.922 | 387.7768 | 882.5965 | 2263.8687 | 7.41 | 1385.0823 | 1713.0571 | 2045.2176 | 2974.7856 | 13.84 | 484.6761 | 643.7776 | 941.542 | 1837.6723 | 546.2214 | 546.2214 | 546.2214 | 2810.0901 | 3521.007 | 2383.8936
2011-10-16 | 11.28 | 834.0817 | 1068.0498 | 1383.106 | 642.1584 | 391.1264 | 886.3083 | 2293.7561 | 7.24 | 1393.8377 | 1736.7415 | 2073.8596 | 3005.0636 | 13.7 | 498.7823 | 667.4969 | 969.3377 | 1867.6759 | 532.7782 | 532.7782 | 532.7782 | 2826.5344 | 3537.8418 | 2400.4541
2011-10-17 | 11.16 | 820.351 | 1142.3078 | 1494.0663 | 681.4261 | 414.4341 | 955.8897 | 2466.4312 | 7.08 | 1365.0259 | 1836.3306 | 2214.4581 | 3209.7288 | 13.57 | 498.619 | 732.358 | 1068.5407 | 2027.3756 | 485.3365 | 485.3365 | 485.3365 | 2951.7677 | 3695.0653 | 2512.712
2011-10-18 | 11.03 | 836.7926 | 1163.2571 | 1515.8014 | 681.5558 | 414.5639 | 956.0194 | 2488.8806 | 6.92 | 1385.4538 | 1862.3616 | 2241.4691 | 3237.6205 | 13.43 | 516.4066 | 755.0209 | 1092.0538 | 2051.6602 | 473.5487 | 473.5487 | 473.5487 | 2962.4293 | 3711.1691 | 2525.2089
2011-10-19 | 10.91 | 853.6037 | 1184.6857 | 1538.0392 | 681.6756 | 414.6836 | 956.1392 | 2511.7764 | 6.75 | 1408.9207 | 1892.2735 | 2272.5136 | 3269.6016 | 13.3 | 534.5634 | 778.1629 | 1116.0696 | 2076.3912 | 461.6549 | 461.6549 | 461.6549 | 2973.4313 | 3731.2565 | 2538.0461
2011-10-20 | 10.78 | 870.06 | 1205.6607 | 1559.8025 | 681.8053 | 414.8133 | 956.2689 | 2534.2536 | 6.59 | 1429.3626 | 1918.3296 | 2299.552 | 3297.5204 | 13.17 | 551.0306 | 799.1503 | 1137.8452 | 2098.8819 | 449.8605 | 449.8605 | 449.8605 | 2984.1141 | 3747.3809 | 2548.7424
2011-10-21 | 10.68 | 898.6834 | 1210.4686 | 1550.5337 | 670.8063 | 408.5944 | 933.7774 | 2509.3405 | 6.42 | 1476.9186 | 1932.9531 | 2299.0039 | 3281.1495 | 13.04 | 578.3465 | 810.2189 | 1135.8882 | 2081.7655 | 449.3135 | 449.3135 | 449.3135 | 2958.654 | 3730.463 | 2531.079
2011-10-22 | 10.58 | 940.5768 | 1185.1283 | 1500.2573 | 637.7617 | 388.6164 | 883.4362 | 2413.2422 | 6.25 | 1546.7713 | 1905.0299 | 2243.3233 | 3178.8123 | 12.92 | 612.9798 | 796.0823 | 1098.6928 | 1999.5161 | 465.6874 | 465.6874 | 465.6874 | 2878.9296 | 3644.4997 | 2465.2035
2011-10-23 | 10.49 | 944.0826 | 1199.3833 | 1518.7295 | 642.9231 | 391.891 | 887.0729 | 2433.3032 | 6.08 | 1554.9578 | 1929.1575 | 2272.5881 | 3209.5851 | 12.8 | 624.1004 | 817.1206 | 1123.8511 | 2026.6794 | 454.3565 | 454.3565 | 454.3565 | 2887.6597 | 3663.9415 | 2481.0359
2011-10-24 | 10.39 | 922.3525 | 1272.2912 | 1628.9443 | 682.1945 | 415.2025 | 956.6581 | 2605.5207 | 5.91 | 1520.2844 | 2034.1924 | 2419.8013 | 3421.5141 | 12.69 | 615.3786 | 881.1365 | 1222.924 | 2186.5955 | 407.0233 | 407.0233 | 407.0233 | 3012.544 | 3828.5375 | 2593.6188
2011-10-25 | 10.29 | 935.5217 | 1289.0608 | 1646.3411 | 682.2942 | 415.3023 | 956.7578 | 2623.4626 | 5.74 | 1542.7756 | 2062.8431 | 2449.5318 | 3452.1803 | 12.58 | 629.8928 | 899.6188 | 1242.0978 | 2206.3717 | 396.3053 | 396.3053 | 396.3053 | 3019.7679 | 3848.4856 | 2602.677
2011-10-26 | 10.19 | 948.6783 | 1305.821 | 1663.73 | 682.394 | 415.402 | 956.8576 | 2641.3966 | 5.57 | 1565.2535 | 2091.4836 | 2479.2537 | 3482.8378 | 12.48 | 643.0598 | 916.3908 | 1259.4986 | 2224.3186 | 385.6152 | 385.6152 | 385.6152 | 3027.0118 | 3868.4531 | 2609.9338
2011-10-27 | 10.09 | 961.6175 | 1322.3022 | 1680.8285 | 682.4938 | 415.5018 | 956.9574 | 2659.04 | 5.42 | 1584.8444 | 2116.4433 | 2505.1542 | 3509.5615 | 12.38 | 656.0094 | 932.8839 | 1276.6089 | 2241.9748 | 374.8581 | 374.8581 | 374.8581 | 3033.898 | 3884.4195 | 2616.8329
2011-10-28 | 9.97 | 995.7788 | 1331.7397 | 1676.108 | 671.5147 | 409.3029 | 934.4858 | 2638.6963 | 5.27 | 1633.5857 | 2128.6749 | 2501.7146 | 3490.0372 | 12.28 | 682.3034 | 940.0545 | 1270.3311 | 2220.2713 | 373.2266 | 373.2266 | 373.2266 | 3011.9229 | 3863.2638 | 2593.4979
2011-10-29 | 9.84 | 1044.461 | 1308.4587 | 1627.4964 | 638.4927 | 389.3474 | 884.1672 | 2544.2268 | 5.13 | 1703.698 | 2091.3672 | 2435.6044 | 3376.7996 | 12.18 | 716.942 | 919.4978 | 1226.0159 | 2130.5919 | 389.1617 | 389.1617 | 389.1617 | 2933.3885 | 3765.9613 | 2519.7536
2011-10-30 | 9.72 | 1051.2299 | 1327.347 | 1650.8422 | 643.6684 | 392.6363 | 887.8182 | 2569.2333 | 5.03 | 1700.736 | 2103.287 | 2452.3978 | 3394.6219 | 12.06 | 727.1692 | 940.2042 | 1250.9189 | 2157.419 | 376.877 | 376.877 | 376.877 | 2946.1103 | 3771.4989 | 2534.296
2011-10-31 | 9.59 | 1029.5758 | 1408.8274 | 1770.5809 | 682.9927 | 416.0007 | 957.4563 | 2751.5319 | 4.93 | 1651.3835 | 2201.1711 | 2593.0454 | 3600.1273 | 11.94 | 716.0033 | 1009.2549 | 1355.8188 | 2323.5922 | 327.1513 | 327.1513 | 327.1513 | 3078.6831 | 3927.2785 | 2650.7434
2011-11-01 | 9.45 | 1047.9736 | 1432.2631 | 1794.8894 | 683.1324 | 416.1404 | 957.596 | 2776.6091 | 4.82 | 1665.7572 | 2219.4818 | 2612.0352 | 3619.7153 | 11.83 | 730.4089 | 1027.602 | 1374.8447 | 2343.2197 | 314.7137 | 314.7137 | 314.7137 | 3091.3227 | 3934.429 | 2657.9333
2011-11-02 | 9.31 | 1066.3187 | 1455.6363 | 1819.1341 | 683.2721 | 416.2801 | 957.7357 | 2801.6223 | 4.75 | 1674.7414 | 2230.9296 | 2623.9022 | 3631.9562 | 11.69 | 748.7648 | 1050.9876 | 1399.1017 | 2368.2463 | 302.4013 | 302.4013 | 302.4013 | 3104.0236 | 3934.3574 | 2670.6476
2011-11-03 | 9.17 | 1084.7668 | 1479.1417 | 1843.5172 | 683.4118 | 416.4198 | 957.8754 | 2826.7738 | 4.67 | 1685.1635 | 2244.2104 | 2637.673 | 3646.1569 | 11.55 | 767.2237 | 1074.5055 | 1423.497 | 2393.4112 | 290.056 | 290.056 | 290.056 | 3116.8298 | 3936.2129 | 2683.4672
2011-11-04 | 9.04 | 1122.0495 | 1489.507 | 1839.4491 | 672.4427 | 410.2308 | 935.4138 | 2807.0181 | 4.59 | 1725.7866 | 2243.889 | 2620.9791 | 3612.8992 | 11.41 | 800.5086 | 1087.7349 | 1423.2185 | 2377.8185 | 288.3689 | 288.3689 | 288.3689 | 3095.387 | 3901.2681 | 2666.1874
2011-11-05 | 8.88 | 1178.5804 | 1467.7455 | 1791.8174 | 639.441 | 390.2958 | 885.1155 | 2713.4308 | 4.49 | 1792.8822 | 2197.303 | 2544.8643 | 3489.267 | 11.27 | 844.1428 | 1070.5605 | 1381.8442 | 2291.0508 | 304.1785 | 304.1785 | 304.1785 | 3017.6094 | 3793.4456 | 2595.2293
2011-11-06 | 8.73 | 1187.3523 | 1489.9476 | 1818.7131 | 644.6266 | 393.5945 | 888.7764 | 2742.0343 | 4.39 | 1788.2446 | 2207.8252 | 2560.2965 | 3505.6593 | 11.12 | 856.4462 | 1094.6188 | 1410.3296 | 2321.5128 | 291.0979 | 291.0979 | 291.0979 | 3033.1323 | 3796.7572 | 2612.6107
2011-11-07 | 8.58 | 1164.0371 | 1580.1423 | 1948.2998 | 684.0005 | 417.0086 | 958.4641 | 2934.7969 | 4.28 | 1737.6713 | 2311.1184 | 2707.0713 | 3717.6662 | 10.98 | 843.8692 | 1172.1556 | 1524.7995 | 2497.8466 | 239.0565 | 239.0565 | 239.0565 | 3173.8533 | 3956.7226 | 2736.903
2011-11-08 | 8.43 | 1184.3444 | 1606.0192 | 1975.1495 | 684.1502 | 417.1582 | 958.6138 | 2962.4703 | 4.11 | 1760.627 | 2340.3728 | 2737.4279 | 3748.9566 | 10.86 | 860.1854 | 1192.9453 | 1546.3679 | 2520.0718 | 226.1705 | 226.1705 | 226.1705 | 3188.6408 | 3975.1271 | 2746.2423
2011-11-09 | 8.26 | 1206.4473 | 1634.1871 | 2004.3732 | 684.3198 | 417.3279 | 958.7834 | 2992.6297 | 3.94 | 1782.7103 | 2368.5183 | 2766.6293 | 3779.0917 | 10.75 | 874.2957 | 1210.9268 | 1565.0172 | 2539.3218 | 212.8045 | 212.8045 | 212.8045 | 3205.4342 | 3991.8961 | 2752.1263
2011-11-10 | 8.1 | 1228.1098 | 1661.795 | 2033.0176 | 684.4795 | 417.4875 | 958.9431 | 3022.1536 | 3.77 | 1805.6871 | 2397.8034 | 2797.0159 | 3810.4117 | 10.63 | 890.6339 | 1231.7484 | 1586.6168 | 2561.5779 | 199.5632 | 199.5632 | 199.5632 | 3221.7168 | 4009.9749 | 2761.1411
2011-11-11 | 7.93 | 1271.8492 | 1676.6897 | 2033.2807 | 673.5503 | 411.3384 | 936.5214 | 3006.8089 | 3.56 | 1864.5911 | 2417.3497 | 2800.6024 | 3798.0298 | 10.54 | 917.8317 | 1234.3275 | 1574.9948 | 2534.2491 | 197.107 | 197.107 | 197.107 | 3203.9159 | 3995.1368 | 2731.356
2011-11-12 | 7.77 | 1334.5284 | 1652.9409 | 1982.8886 | 640.5375 | 391.3923 | 886.212 | 2910.1576 | 3.35 | 1952.8808 | 2387.323 | 2740.9228 | 3691.1234 | 10.45 | 959.5998 | 1207.6593 | 1523.2661 | 2436.6308 | 213.7855 | 213.7855 | 213.7855 | 3123.9431 | 3904.9089 | 2650.4163
2011-11-13 | 7.6 | 1344.1623 | 1677.2708 | 2012.1392 | 645.7203 | 394.6883 | 889.8702 | 2941.0953 | 3.14 | 1961.5219 | 2414.8367 | 2774.0684 | 3725.6622 | 10.37 | 960.735 | 1219.1862 | 1538.9231 | 2453.8194 | 200.4287 | 200.4287 | 200.4287 | 3141.524 | 3926.0909 | 2654.2481
2011-11-14 | 7.42 | 1317.5539 | 1775.7949 | 2151.3024 | 685.158 | 418.166 | 959.6216 | 3144.1789 | 2.94 | 1915.0582 | 2537.207 | 2941.6748 | 3959.643 | 10.3 | 933.444 | 1286.3157 | 1643.2058 | 2619.952 | 146.0532 | 146.0532 | 146.0532 | 3290.2322 | 4105.6963 | 2766.0052
2011-11-15 | 7.25 | 1340.5572 | 1805.1038 | 2181.7089 | 685.3276 | 418.3357 | 959.7912 | 3175.5202 | 2.74 | 1942.0421 | 2571.5912 | 2977.3508 | 3996.4197 | 10.23 | 943.1237 | 1298.6442 | 1655.9855 | 2633.1077 | 132.6845 | 132.6845 | 132.6845 | 3308.2047 | 4129.1042 | 2765.7922
2011-11-16 | 7.08 | 1363.6417 | 1834.5136 | 2212.2217 | 685.4973 | 418.5053 | 959.9609 | 3206.9676 | 2.58 | 1963.7725 | 2599.2781 | 3006.0763 | 4026.0215 | 10.16 | 952.8855 | 1311.0748 | 1668.8724 | 2646.3706 | 119.1284 | 119.1284 | 119.1284 | 3326.096 | 4145.1499 | 2765.499
2011-11-17 | 6.95 | 1380.3519 | 1855.8037 | 2234.3088 | 685.627 | 418.635 | 960.0906 | 3229.7651 | 2.43 | 1983.1294 | 2623.9437 | 3031.6684 | 4052.4339 | 10.09 | 961.6082 | 1322.1844 | 1680.3909 | 2658.2651 | 107.8452 | 107.8452 | 107.8452 | 3337.6103 | 4160.2791 | 2766.1103
2011-11-18 | 6.83 | 1421.2299 | 1863.3449 | 2226.5586 | 674.6479 | 412.436 | 937.619 | 3205.9842 | 2.27 | 2039.5957 | 2636.0406 | 3027.0769 | 4031.4259 | 10.02 | 988.645 | 1322.7969 | 1666.547 | 2628.537 | 107.6168 | 107.6168 | 107.6168 | 3313.601 | 4139.0427 | 2736.1538
2011-11-19 | 6.7 | 1483.9465 | 1830.3711 | 2165.9402 | 641.5945 | 392.4493 | 887.269 | 3098.6505 | 2.16 | 2118.9354 | 2584.526 | 2944.3913 | 3900.642 | 9.94 | 1030.7827 | 1292.1637 | 1610.3936 | 2526.3041 | 127.1923 | 127.1923 | 127.1923 | 3225.8428 | 4027.8343 | 2653.4964
2011-11-20 | 6.57 | 1485.3208 | 1845.8727 | 2186.2238 | 646.7172 | 395.6852 | 890.8671 | 3120.3007 | 2.06 | 2109.4525 | 2591.5446 | 2956.5341 | 3913.4891 | 9.86 | 1030.0229 | 1301.9125 | 1624.29 | 2541.6776 | 116.2392 | 116.2392 | 116.2392 | 3236.5399 | 4029.7284 | 2657.9168
2011-11-21 | 6.49 | 1442.3504 | 1934.784 | 2316.2468 | 686.086 | 419.094 | 960.5496 | 3314.2077 | 1.96 | 2046.3791 | 2704.5292 | 3115.277 | 4138.5946 | 9.77 | 1004.9962 | 1377.4409 | 1737.6995 | 2717.3006 | 64.2784 | 64.2784 | 64.2784 | 3378.4861 | 4202.873 | 2781.579
2011-11-22 | 6.4 | 1453.6118 | 1949.124 | 2331.1162 | 686.1758 | 419.1838 | 960.6394 | 3329.5631 | 1.88 | 2056.2866 | 2717.1465 | 3128.3594 | 4152.1047 | 9.68 | 1016.2726 | 1391.798 | 1752.5858 | 2732.6745 | 54.144 | 54.144 | 54.144 | 3383.7071 | 4206.2487 | 2786.8185
2011-11-23 | 6.32 | 1465.1787 | 1963.8646 | 2346.4131 | 686.2556 | 419.2637 | 960.7192 | 3345.2898 | 1.8 | 2067.833 | 2731.8635 | 3143.6329 | 4167.806 | 9.59 | 1029.1877 | 1408.2547 | 1769.6634 | 2750.2394 | 50.4115 | 50.4115 | 50.4115 | 3395.7014 | 4218.2176 | 2800.6509
2011-11-24 | 6.23 | 1476.6639 | 1978.4994 | 2361.5981 | 686.3454 | 419.3535 | 960.809 | 3360.9607 | 1.71 | 2079.2976 | 2746.4749 | 3158.7947 | 4183.4514 | 9.5 | 1040.6877 | 1422.9065 | 1784.8652 | 2765.9286 | 46.6923 | 46.6923 | 46.6923 | 3407.6529 | 4230.1437 | 2812.6209
2011-11-25 | 6.18 | 1508.6332 | 1972.5467 | 2339.6341 | 675.2965 | 413.0846 | 938.2676 | 3322.4918 | 1.62 | 2126.8514 | 2745.0753 | 3139.9871 | 4147.7535 | 9.42 | 1069.3729 | 1423.6447 | 1770.9623 | 2736.1216 | 55.8223 | 55.8223 | 55.8223 | 3378.3141 | 4203.5758 | 2791.9439
2011-11-26 | 6.13 | 1562.6513 | 1923.8222 | 2262.3572 | 642.1576 | 393.0124 | 887.8321 | 3197.9113 | 1.53 | 2205.8787 | 2687.7764 | 3050.9309 | 4010.3225 | 9.33 | 1115.1888 | 1392.3757 | 1713.7843 | 2632.7557 | 85.3897 | 85.3897 | 85.3897 | 3283.301 | 4095.7122 | 2718.1454
2011-11-27 | 6.09 | 1552.8211 | 1926.4768 | 2269.4487 | 647.1818 | 396.1498 | 891.3317 | 3205.852 | 1.43 | 2197.5573 | 2696.7814 | 3065.2132 | 4025.2416 | 9.24 | 1117.0016 | 1405.7774 | 1731.5393 | 2651.9727 | 83.5051 | 83.5051 | 83.5051 | 3289.3571 | 4108.7468 | 2735.4778
2011-11-28 | 6.04 | 1502.2705 | 2011.1197 | 2395.4471 | 686.535 | 419.543 | 960.9986 | 3395.8009 | 1.34 | 2128.8174 | 2809.5806 | 3224.2936 | 4250.9399 | 9.16 | 1086.35 | 1481.0777 | 1845.2341 | 2828.1341 | 38.4234 | 38.4234 | 38.4234 | 3434.2243 | 4289.3634 | 2866.5575
2011-11-29 | 5.98 | 1509.5781 | 2020.4412 | 2405.113 | 686.5949 | 419.6029 | 961.0585 | 3405.7845 | 1.25 | 2140.1028 | 2823.974 | 3239.2257 | 4266.3552 | 9.09 | 1095.0048 | 1492.1142 | 1856.6795 | 2839.9546 | 36.054 | 36.054 | 36.054 | 3441.8384 | 4302.4092 | 2876.0086
2011-11-30 | 5.93 | 1517.2573 | 2030.2295 | 2415.2716 | 686.6448 | 419.6528 | 961.1084 | 3416.2047 | 1.16 | 2153.0924 | 2840.5327 | 3256.4135 | 4284.0262 | 9.01 | 1106.697 | 1507.0149 | 1872.1443 | 2855.8503 | 33.5809 | 33.5809 | 33.5809 | 3449.7856 | 4317.607 | 2889.4312
2011-12-01 | 5.87 | 1524.5258 | 2039.4966 | 2424.8843 | 686.7046 | 419.7127 | 961.1682 | 3426.1349 | 1.08 | 2163.0051 | 2853.1724 | 3269.5283 | 4297.5681 | 8.95 | 1113.9796 | 1516.2979 | 1881.7729 | 2865.7979 | 31.2241 | 31.2241 | 31.2241 | 3457.359 | 4328.7922 | 2897.022
2011-12-02 | 5.81 | 1558.5874 | 2034.9686 | 2404.2657 | 675.6657 | 413.4538 | 938.6368 | 3389.0227 | 1 | 2210.5436 | 2849.6745 | 3248.3234 | 4259.3392 | 8.89 | 1141.1186 | 1513.2857 | 1863.7881 | 2831.7307 | 40.0321 | 40.0321 | 40.0321 | 3429.0549 | 4299.3713 | 2871.7628
2011-12-03 | 5.75 | 1615.67 | 1986.7788 | 2327.3061 | 642.533 | 393.3878 | 888.2075 | 3264.7165 | 0.92 | 2290.8978 | 2788.755 | 3155.1349 | 4117.56 | 8.83 | 1185.09 | 1475.3737 | 1799.4154 | 2720.8743 | 69.5345 | 69.5345 | 69.5345 | 3334.251 | 4187.0945 | 2790.4088
2011-12-04 | 5.69 | 1607.3907 | 1991.6633 | 2336.746 | 647.569 | 396.5369 | 891.7188 | 3275.0674 | 0.84 | 2278.2544 | 2793.2002 | 3164.7831 | 4127.6785 | 8.79 | 1178.5913 | 1479.3408 | 1807.4852 | 2730.0995 | 67.0778 | 67.0778 | 67.0778 | 3342.1452 | 4194.7563 | 2797.1773
2011-12-05 | 5.63 | 1556.7803 | 2080.5812 | 2467.4929 | 686.9441 | 419.9522 | 961.4077 | 3470.013 | 0.75 | 2207.1674 | 2909.4438 | 3327.9065 | 4357.7099 | 8.75 | 1140.9591 | 1550.6527 | 1917.3924 | 2902.4691 | 22 | 22 | 22 | 3492.013 | 4379.7099 | 2924.4691
2011-12-06 | 5.57 | 1564.7022 | 2090.6734 | 2477.9611 | 687.004 | 420.012 | 961.4676 | 3480.7984 | 0.66 | 2219.0652 | 2924.6059 | 3343.6388 | 4373.9248 | 8.72 | 1144.8969 | 1555.6658 | 1922.5874 | 2907.8151 | 22 | 22 | 22 | 3502.7984 | 4395.9248 | 2929.8151
2011-12-07 | 5.5 | 1572.9957 | 2101.2556 | 2488.9351 | 687.0738 | 420.0819 | 961.5374 | 3492.1456 | 0.56 | 2231.3344 | 2940.2577 | 3359.8767 | 4390.7012 | 8.69 | 1147.8741 | 1559.4708 | 1926.5255 | 2911.9042 | 22 | 22 | 22 | 3514.1456 | 4412.7012 | 2933.9042
2011-12-08 | 5.44 | 1581.1302 | 2111.6183 | 2499.6758 | 687.1337 | 420.1417 | 961.5973 | 3503.2033 | 0.47 | 2243.4443 | 2955.6898 | 3375.8809 | 4407.1878 | 8.66 | 1152.0252 | 1564.7551 | 1931.9936 | 2917.5233 | 22 | 22 | 22 | 3525.2033 | 4429.1878 | 2939.5233
2011-12-09 | 5.38 | 1616.9506 | 2107.8982 | 2479.7486 | 676.0948 | 413.8829 | 939.0659 | 3466.7298 | 0.35 | 2298.5632 | 2959.683 | 3362.2294 | 4376.6543 | 8.63 | 1176.5449 | 1557.5402 | 1909.5571 | 2878.8065 | 22 | 22 | 22 | 3488.7298 | 4398.6543 | 2900.8065
2011-12-10 | 5.32 | 1676.2704 | 2058.7458 | 2401.5186 | 642.9578 | 393.8125 | 888.6323 | 3341.0418 | 0.23 | 2387.6762 | 2903.7072 | 3273.7265 | 4239.5956 | 8.59 | 1219.2377 | 1515.912 | 1841.1807 | 2763.7783 | 51.4197 | 51.4197 | 51.4197 | 3392.4615 | 4291.0154 | 2815.198
2011-12-11 | 5.25 | 1667.9542 | 2064.0366 | 2411.438 | 647.9949 | 396.9628 | 892.1447 | 3351.8777 | 0.11 | 2378.7617 | 2913.3152 | 3288.8035 | 4255.2714 | 8.55 | 1211.5992 | 1518.78 | 1848.1489 | 2771.8779 | 48.848 | 48.848 | 48.848 | 3400.7257 | 4304.1194 | 2820.7259
2011-12-12 | 5.18 | 1616.0202 | 2156.1236 | 2545.8297 | 687.3931 | 420.4012 | 961.8568 | 3550.7369 | -0.01 | 2307.5578 | 3037.4505 | 3460.7137 | 4494.62 | 8.49 | 1174.9819 | 1594.0443 | 1962.3488 | 2948.7614 | 22 | 22 | 22 | 3572.7369 | 4516.62 | 2970.7614
2011-12-13 | 5.11 | 1625.0229 | 2167.6155 | 2557.7522 | 687.463 | 420.471 | 961.9266 | 3563.0321 | -0.12 | 2321.8665 | 3055.7077 | 3479.6603 | 4514.1603 | 8.42 | 1183.9996 | 1605.5534 | 1974.2884 | 2961.0752 | 22 | 22 | 22 | 3585.0321 | 4536.1603 | 2983.0752
2011-12-14 | 5.04 | 1634.2919 | 2179.4368 | 2570.0165 | 687.5328 | 420.5409 | 961.9964 | 3575.669 | -0.24 | 2337.7734 | 3075.9919 | 3500.7111 | 4535.8606 | 8.36 | 1191.9513 | 1615.6938 | 1984.807 | 2971.9122 | 22 | 22 | 22 | 3597.669 | 4557.8606 | 2993.9122
2011-12-15 | 5 | 1639.8415 | 2186.5256 | 2577.3605 | 687.5728 | 420.5808 | 962.0364 | 3583.218 | -0.35 | 2352.6252 | 3094.939 | 3520.3663 | 4556.1093 | 8.28 | 1202.8451 | 1629.5918 | 1999.2187 | 2986.7539 | 22 | 22 | 22 | 3605.218 | 4578.1093 | 3008.7539
2011-12-16 | 4.95 | 1673.9547 | 2179.1997 | 2553.552 | 676.5238 | 414.312 | 939.4949 | 3542.7548 | -0.45 | 2405.5311 | 3093.4428 | 3500.7512 | 4519.3989 | 8.2 | 1233.6542 | 1628.9607 | 1983.4784 | 2954.9597 | 22 | 22 | 22 | 3564.7548 | 4541.3989 | 2976.9597
2011-12-17 | 4.91 | 1732.1218 | 2125.127 | 2469.9845 | 643.3628 | 394.2175 | 889.0373 | 3411.5144 | -0.55 | 2495.0587 | 3031.3113 | 3405.3983 | 4375.1727 | 8.13 | 1282.1847 | 1590.7107 | 1918.3302 | 2843.2031 | 34.6941 | 34.6941 | 34.6941 | 3446.2085 | 4409.8668 | 2877.8971
2011-12-18 | 4.87 | 1719.7892 | 2126.0325 | 2475.4364 | 648.3627 | 397.3306 | 892.5125 | 3417.6882 | -0.65 | 2482.9644 | 3037.8991 | 3417.4688 | 4387.6567 | 8.06 | 1278.7513 | 1599.0661 | 1931.0372 | 2857.1448 | 33.2288 | 33.2288 | 33.2288 | 3450.917 | 4420.8855 | 2890.3736
2011-12-19 | 4.83 | 1686.569 | 2154.3513 | 2483.0487 | 687.7424 | 420.7504 | 962.206 | 3489.7726 | -0.74 | 2439.4767 | 3080.3718 | 3438.3091 | 4476.1354 | 8 | 1258.074 | 1627.3342 | 1939.3906 | 2928.4136 | 22 | 22 | 22 | 3511.7726 | 4498.1354 | 2950.4136
2011-12-20 | 4.8 | 1690.8911 | 2159.687 | 2488.5476 | 687.7723 | 420.7804 | 962.2359 | 3495.4205 | -0.84 | 2453.2349 | 3097.316 | 3455.7844 | 4494.1478 | 7.94 | 1266.4657 | 1637.6737 | 1950.0505 | 2939.3914 | 22 | 22 | 22 | 3517.4205 | 4516.1478 | 2961.3914
2011-12-21 | 4.76 | 1695.8947 | 2165.8471 | 2494.9012 | 687.8122 | 420.8203 | 962.2758 | 3501.9789 | -0.94 | 2466.3223 | 3113.4215 | 3472.3988 | 4511.2992 | 7.9 | 1271.4837 | 1643.8499 | 1956.4201 | 2945.9673 | 22 | 22 | 22 | 3523.9789 | 4533.2992 | 2967.9673
2011-12-22 | 4.73 | 1700.5881 | 2171.6484 | 2500.8867 | 687.8422 | 420.8502 | 962.3058 | 3508.1132 | -1.04 | 2480.4506 | 3130.83 | 3490.3592 | 4529.7966 | 7.86 | 1277.5432 | 1651.3298 | 1964.1364 | 2953.8898 | 22 | 22 | 22 | 3530.1132 | 4551.7966 | 2975.8898
2011-12-23 | 4.69 | 1705.9108 | 2178.2025 | 2507.6406 | 687.8821 | 420.8901 | 962.3457 | 3515.0718 | -1.13 | 2492.5044 | 3145.6659 | 3505.6578 | 4545.5762 | 7.82 | 1282.8802 | 1657.9 | 1970.9063 | 2960.8658 | 22 | 22 | 22 | 3537.0718 | 4567.5762 | 2982.8658
2011-12-24 | 4.65 | 1730.7371 | 2142.7455 | 2435.8262 | 687.922 | 420.93 | 962.3856 | 3443.4614 | -1.24 | 2535.8625 | 3107.425 | 3427.0246 | 4467.5349 | 7.8 | 1300.1522 | 1626.8303 | 1905.7286 | 2895.7821 | 27.1119 | 27.1119 | 27.1119 | 3470.5733 | 4494.6468 | 2922.894
2011-12-25 | 4.61 | 1612.1619 | 1956.1638 | 2210.5386 | 687.9619 | 420.9699 | 962.4255 | 3218.388 | -1.34 | 2367.0297 | 2845.5939 | 3122.3347 | 4163.3929 | 7.78 | 1209.9886 | 1482.2994 | 1724.7582 | 2714.9148 | 80.5299 | 80.5299 | 80.5299 | 3298.9179 | 4243.9228 | 2795.4447
2011-12-26 | 4.56 | 1728.7476 | 2182.6572 | 2484.5605 | 688.0118 | 421.0198 | 962.4754 | 3492.6582 | -1.44 | 2542.6458 | 3174.6061 | 3504.7347 | 4546.3154 | 7.76 | 1294.6685 | 1653.6178 | 1940.4676 | 2930.7078 | 22 | 22 | 22 | 3514.6582 | 4568.3154 | 2952.7078
2011-12-27 | 4.51 | 1735.6416 | 2191.0674 | 2493.2139 | 688.0617 | 421.0697 | 962.5253 | 3501.572 | -1.51 | 2552.225 | 3186.2922 | 3516.7586 | 4558.7083 | 7.72 | 1300.2208 | 1660.3911 | 1947.4368 | 2937.8831 | 22 | 22 | 22 | 3523.572 | 4580.7083 | 2959.8831
2011-12-28 | 4.45 | 1757.0048 | 2174.2763 | 2468.2306 | 688.1216 | 421.1296 | 962.5852 | 3476.9071 | -1.58 | 2581.1548 | 3161.762 | 3482.8674 | 4525.1889 | 7.69 | 1314.1779 | 1643.6869 | 1923.0526 | 2913.6512 | 22 | 22 | 22 | 3498.9071 | 4547.1889 | 2935.6512
2011-12-29 | 4.4 | 1763.7639 | 2182.3836 | 2476.5584 | 688.1715 | 421.1795 | 962.6351 | 3485.4951 | -1.65 | 2590.6193 | 3173.1136 | 3494.5301 | 4537.2205 | 7.65 | 1319.5854 | 1650.1732 | 1929.7141 | 2920.5187 | 22 | 22 | 22 | 3507.4951 | 4559.2205 | 2942.5187
2011-12-30 | 4.36 | 1769.2952 | 2189.0114 | 2483.3676 | 688.2114 | 421.2194 | 962.675 | 3492.5087 | -1.7 | 2597.489 | 3181.3481 | 3502.9914 | 4545.9391 | 7.62 | 1323.7652 | 1655.1802 | 1934.8571 | 2925.8118 | 22 | 22 | 22 | 3514.5087 | 4567.9391 | 2947.8118
2011-12-31 | 4.32 | 1774.252 | 2194.9609 | 2489.48 | 688.2513 | 421.2593 | 962.7149 | 3498.8255 | -1.75 | 2603.7842 | 3188.904 | 3510.7558 | 4553.9607 | 7.58 | 1328.7372 | 1661.1463 | 1940.986 | 2932.1466 | 22 | 22 | 22 | 3520.8255 | 4575.9607 | 2954.1466
2012-01-01 | 4.29 | 1772.0939 | 2191.0584 | 2485.0299 | 667.3269 | 417.6388 | 1020.7237 | 3473.4793 | -1.78 | 2598.0348 | 3180.2993 | 3501.5015 | 4523.7889 | 7.55 | 1328.5079 | 1659.7692 | 1939.116 | 2909.3921 | 22 | 22 | 22 | 3495.4793 | 4545.7889 | 2931.3921
2012-01-02 | 4.25 | 1763.1224 | 2223.1057 | 2525.6874 | 667.3668 | 417.6787 | 1020.7636 | 3514.3386 | -1.82 | 2582.8038 | 3221.6802 | 3552.7103 | 4575.196 | 7.53 | 1320.1974 | 1683.5135 | 1970.7229 | 2941.091 | 22 | 22 | 22 | 3536.3386 | 4597.196 | 2963.091
2012-01-03 | 4.25 | 1763.4627 | 2223.5039 | 2526.0928 | 667.3668 | 417.6787 | 1020.7636 | 3514.7251 | -1.86 | 2588.5366 | 3228.6461 | 3559.871 | 4582.558 | 7.51 | 1323.2433 | 1687.2087 | 1974.5188 | 2944.9811 | 22 | 22 | 22 | 3536.7251 | 4604.558 | 2966.9811
2012-01-04 | 4.24 | 1785.2407 | 2297.3371 | 2645.0539 | 667.3767 | 417.6887 | 1020.7735 | 3633.7352 | -1.9 | 2624.4982 | 3337.2911 | 3719.3938 | 4742.2962 | 7.48 | 1342.3751 | 1748.5666 | 2078.1384 | 3048.7616 | 22 | 22 | 22 | 3655.7352 | 4764.2962 | 3070.7616
2012-01-05 | 4.24 | 1785.6484 | 2297.8168 | 2645.5381 | 667.3767 | 417.6887 | 1020.7735 | 3634.2005 | -1.94 | 2630.3641 | 3344.532 | 3726.8633 | 4749.9669 | 7.46 | 1345.5215 | 1752.4409 | 2082.1292 | 3052.8466 | 22 | 22 | 22 | 3656.2005 | 4771.9669 | 3074.8466
2012-01-06 | 4.24 | 1785.662 | 2297.8119 | 2645.526 | 667.3767 | 417.6887 | 1020.7735 | 3634.1696 | -1.98 | 2635.8356 | 3351.2881 | 3733.8364 | 4757.1411 | 7.44 | 1348.2736 | 1755.8305 | 2085.6236 | 3056.4351 | 22 | 22 | 22 | 3656.1696 | 4779.1411 | 3078.4351
2012-01-07 | 4.25 | 1815.7128 | 2223.2251 | 2570.5263 | 629.9783 | 396.1604 | 942.2292 | 3500.9993 | -2.03 | 2688.9532 | 3260.0529 | 3640.846 | 4603.7299 | 7.42 | 1374.9211 | 1699.8582 | 2030.2535 | 2944.3662 | 22 | 22 | 22 | 3522.9993 | 4625.7299 | 2966.3662
2012-01-08 | 4.26 | 1795.2443 | 2214.9349 | 2566.5171 | 633.6629 | 398.3997 | 943.4596 | 3496.1434 | -2.07 | 2666.1615 | 3255.1501 | 3641.1906 | 4602.778 | 7.4 | 1363.2254 | 1698.9355 | 2033.4247 | 2947.1967 | 22 | 22 | 22 | 3518.1434 | 4624.778 | 2969.1967
2012-01-09 | 4.27 | 1728.0311 | 2297.1026 | 2691.1359 | 667.3468 | 417.6588 | 1020.7436 | 3679.5558 | -2.12 | 2575.1462 | 3376.1774 | 3811.35 | 4835.3692 | 7.39 | 1314.4162 | 1770.2305 | 2144.1769 | 3115.215 | 22 | 22 | 22 | 3701.5558 | 4857.3692 | 3137.215
2012-01-10 | 4.28 | 1726.7626 | 2295.4655 | 2689.4233 | 667.3369 | 417.6488 | 1020.7337 | 3677.7687 | -2.18 | 2583.148 | 3386.3465 | 3821.8943 | 4846.226 | 7.38 | 1315.8037 | 1771.9777 | 2145.9775 | 3117.054 | 22 | 22 | 22 | 3699.7687 | 4868.226 | 3139.054
2012-01-11 | 4.28 | 1726.813 | 2295.5069 | 2689.4518 | 667.3369 | 417.6488 | 1020.7337 | 3677.7784 | -2.23 | 2589.8172 | 3394.8166 | 3830.6734 | 4855.2617 | 7.37 | 1317.1843 | 1773.7148 | 2147.766 | 3118.8808 | 22 | 22 | 22 | 3699.7784 | 4877.2617 | 3140.8808
2012-01-12 | 4.28 | 1726.8971 | 2295.5966 | 2689.534 | 667.3369 | 417.6488 | 1020.7337 | 3677.8418 | -2.28 | 2596.5199 | 3403.3347 | 3839.5059 | 4864.3507 | 7.36 | 1318.5986 | 1775.5001 | 2149.6081 | 3120.7613 | 22 | 22 | 22 | 3699.8418 | 4886.3507 | 3142.7613
2012-01-13 | 4.28 | 1756.677 | 2280.9088 | 2657.9853 | 658.3777 | 413.3733 | 997.3569 | 3631.4323 | -2.3 | 2643.6831 | 3388.8643 | 3805.9326 | 4815.1538 | 7.35 | 1342.8307 | 1763.9752 | 2122.3928 | 3079.1488 | 22 | 22 | 22 | 3653.4323 | 4837.1538 | 3101.1488
2012-01-14 | 4.28 | 1811.9716 | 2218.7586 | 2565.8412 | 629.9487 | 396.1308 | 942.1996 | 3496.0421 | -2.32 | 2729.6372 | 3308.3224 | 3690.6046 | 4654.8479 | 7.35 | 1385.118 | 1711.9463 | 2042.6557 | 2957.0218 | 22 | 22 | 22 | 3518.0421 | 4676.8479 | 2979.0218
2012-01-15 | 4.3 | 1790.9587 | 2209.7517 | 2561.0823 | 633.6243 | 398.361 | 943.421 | 3490.3928 | -2.35 | 2705.8322 | 3302.4565 | 3689.9884 | 4652.856 | 7.35 | 1371.355 | 1708.5863 | 2043.3133 | 2957.2329 | 22 | 22 | 22 | 3512.3928 | 4674.856 | 2979.2329
2012-01-16 | 4.31 | 1723.6521 | 2291.4354 | 2685.1632 | 667.307 | 417.6189 | 1020.7038 | 3673.2287 | -2.34 | 2605.1664 | 3414.3111 | 3850.8522 | 4875.9433 | 7.35 | 1320.6741 | 1778.1208 | 2152.2768 | 3123.4163 | 22 | 22 | 22 | 3695.2287 | 4897.9433 | 3145.4163
2012-01-17 | 4.32 | 1721.7958 | 2289.0744 | 2682.7017 | 667.297 | 417.6089 | 1020.6938 | 3670.6928 | -2.34 | 2604.626 | 3413.6236 | 3850.1286 | 4875.1978 | 7.36 | 1318.8223 | 1775.7667 | 2149.8222 | 3120.8887 | 22 | 22 | 22 | 3692.6928 | 4897.1978 | 3142.8887
2012-01-18 | 4.33 | 1719.9342 | 2286.702 | 2680.2262 | 667.287 | 417.599 | 1020.6839 | 3668.1428 | -2.34 | 2604.0801 | 3412.9247 | 3849.391 | 4874.4381 | 7.36 | 1318.2907 | 1775.0897 | 2149.1064 | 3120.1555 | 22 | 22 | 22 | 3690.1428 | 4896.4381 | 3142.1555
2012-01-19 | 4.34 | 1718.7653 | 2285.2158 | 2678.6717 | 667.2771 | 417.589 | 1020.6739 | 3666.5138 | -2.33 | 2602.9013 | 3411.4234 | 3847.8214 | 4872.791 | 7.35 | 1319.7774 | 1776.9872 | 2151.0645 | 3122.1519 | 22 | 22 | 22 | 3688.5138 | 4894.791 | 3144.1519
2012-01-20 | 4.35 | 1747.5545 | 2269.4649 | 2646.0456 | 658.3079 | 413.3035 | 997.2872 | 3618.9856 | -2.31 | 2645.275 | 3390.7871 | 3807.8464 | 4816.974 | 7.35 | 1343.176 | 1764.3648 | 2122.712 | 3079.3512 | 22 | 22 | 22 | 3640.9856 | 4838.974 | 3101.3512
2012-01-21 | 4.36 | 1800.9399 | 2205.5683 | 2552.1514 | 629.8698 | 396.0519 | 942.1206 | 3481.8226 | -2.29 | 2725.486 | 3303.2896 | 3685.3402 | 4649.2916 | 7.34 | 1386.632 | 1713.6571 | 2044.3464 | 2958.656 | 22 | 22 | 22 | 3503.8226 | 4671.2916 | 2980.656
2012-01-22 | 4.37 | 1780.8843 | 2197.653 | 2548.5137 | 633.5566 | 398.2933 | 943.3533 | 3477.3574 | -2.27 | 2694.3111 | 3288.6184 | 3675.6272 | 4637.9577 | 7.33 | 1373.694 | 1711.319 | 2046.0656 | 2959.9813 | 22 | 22 | 22 | 3499.3574 | 4659.9577 | 2981.9813
2012-01-23 | 4.36 | 1715.9492 | 2281.6212 | 2674.9038 | 667.2571 | 417.5691 | 1020.654 | 3662.5595 | -2.25 | 2592.093 | 3397.6383 | 3833.4768 | 4857.9133 | 7.32 | 1323.6064 | 1781.8616 | 2156.0875 | 3127.2724 | 22 | 22 | 22 | 3684.5595 | 4879.9133 | 3149.2724
2012-01-24 | 4.36 | 1716.4159 | 2282.2062 | 2675.5047 | 667.2571 | 417.5691 | 1020.654 | 3663.1415 | -2.24 | 2591.2244 | 3396.52 | 3832.31 | 4856.669 | 7.33 | 1322.752 | 1780.7649 | 2154.9423 | 3126.0542 | 22 | 22 | 22 | 3685.1415 | 4878.669 | 3148.0542
2012-01-25 | 4.35 | 1717.1347 | 2283.1217 | 2676.4505 | 667.2671 | 417.579 | 1020.6639 | 3664.1242 | -2.22 | 2587.9572 | 3392.3557 | 3827.9828 | 4852.2086 | 7.34 | 1320.8243 | 1778.3106 | 2152.3894 | 3123.4283 | 22 | 22 | 22 | 3686.1242 | 4874.2086 | 3145.4283
2012-01-26 | 4.35 | 1717.6209 | 2283.7314 | 2677.0804 | 667.2671 | 417.579 | 1020.6639 | 3664.7353 | -2.21 | 2587.1083 | 3391.2622 | 3826.8451 | 4850.9934 | 7.34 | 1321.315 | 1778.927 | 2153.026 | 3124.0476 | 22 | 22 | 22 | 3686.7353 | 4872.9934 | 3146.0476
2012-01-27 | 4.37 | 1744.2092 | 2265.2579 | 2641.6419 | 658.288 | 413.2836 | 997.2672 | 3614.3468 | -2.18 | 2627.0338 | 3367.9575 | 3784.152 | 4792.4257 | 7.38 | 1338.5143 | 1758.5211 | 2116.6105 | 3072.9701 | 22 | 22 | 22 | 3636.3468 | 4814.4257 | 3094.9701
2012-01-28 | 4.39 | 1796.1822 | 2199.9384 | 2546.3022 | 629.8402 | 396.0223 | 942.091 | 3475.7018 | -2.15 | 2705.3646 | 3279.4068 | 3660.6526 | 4623.7456 | 7.41 | 1376.3456 | 1701.4683 | 2031.7244 | 2945.5654 | 22 | 22 | 22 | 3497.7018 | 4645.7456 | 2967.5654
2012-01-29 | 4.41 | 1774.2295 | 2189.7246 | 2540.2856 | 633.5179 | 398.2547 | 943.3146 | 3468.814 | -2.12 | 2672.4545 | 3262.5223 | 3648.6335 | 4610.0747 | 7.45 | 1356.0666 | 1690.2905 | 2024.3013 | 2937.5074 | 22 | 22 | 22 | 3490.814 | 4632.0747 | 2959.5074
2012-01-30 | 4.44 | 1706.3449 | 2269.3011 | 2662.0639 | 667.1774 | 417.4894 | 1020.5742 | 3649.1432 | -2.08 | 2570.492 | 3370.0198 | 3804.759 | 4828.0967 | 7.5 | 1300.7789 | 1752.7062 | 2125.7683 | 3095.8306 | 22 | 22 | 22 | 3671.1432 | 4850.0967 | 3117.8306
2012-01-31 | 4.49 | 1699.38 | 2260.4329 | 2652.8488 | 667.1276 | 417.4395 | 1020.5244 | 3639.6313 | -2.04 | 2564.8429 | 3362.8251 | 3797.2818 | 4820.3752 | 7.55 | 1293.8185 | 1743.8449 | 2116.5601 | 3086.3271 | 22 | 22 | 22 | 3661.6313 | 4842.3752 | 3108.3271
2012-02-01 | 4.54 | 1692.1849 | 2251.259 | 2643.3162 | 667.0778 | 417.3897 | 1020.4746 | 3629.802 | -2 | 2558.9635 | 3355.3246 | 3789.4871 | 4812.3363 | 7.6 | 1286.628 | 1734.6778 | 2107.0345 | 3076.5062 | 22 | 22 | 22 | 3651.802 | 4834.3363 | 3098.5062
2012-02-02 | 4.6 | 1685.1288 | 2242.2711 | 2633.9732 | 667.018 | 417.3299 | 1020.4148 | 3620.1067 | -1.98 | 2557.1991 | 3353.0745 | 3787.1394 | 4809.8556 | 7.64 | 1282.227 | 1729.0731 | 2101.2034 | 3070.4355 | 22 | 22 | 22 | 3642.1067 | 4831.8556 | 3092.4355
2012-02-03 | 4.65 | 1706.5212 | 2218.1817 | 2592.8072 | 658.0089 | 413.0045 | 996.9882 | 3563.8662 | -1.96 | 2597.3634 | 3330.8793 | 3745.6804 | 4752.6126 | 7.67 | 1299.5102 | 1709.8085 | 2066.0784 | 3020.7475 | 22 | 22 | 22 | 3585.8662 | 4774.6126 | 3042.7475
2012-02-04 | 4.68 | 1755.8256 | 2152.0827 | 2496.8523 | 629.5541 | 395.7362 | 941.8049 | 3424.6418 | -1.94 | 2676.0583 | 3244.6593 | 3624.7389 | 4586.6138 | 7.71 | 1334.6315 | 1652.0061 | 1980.6141 | 2892.8027 | 31.5784 | 31.5784 | 31.5784 | 3456.2203 | 4618.1922 | 2924.3811
2012-02-05 | 4.72 | 1732.7236 | 2140.1843 | 2489.0514 | 633.2183 | 397.955 | 943.0149 | 3415.9047 | -1.94 | 2648.7594 | 3234.2429 | 3619.369 | 4579.7706 | 7.72 | 1320.0948 | 1647.3652 | 1979.8993 | 2891.6408 | 33.6521 | 33.6521 | 33.6521 | 3449.5568 | 4613.4227 | 2925.2929
2012-02-06 | 4.75 | 1664.6936 | 2216.225 | 2606.9022 | 666.8685 | 417.1804 | 1020.2653 | 3592.1273 | -1.95 | 2552.6284 | 3347.2258 | 3781.0383 | 4803.5006 | 7.73 | 1269.7614 | 1713.1829 | 2084.6744 | 3053.3375 | 22 | 22 | 22 | 3614.1273 | 4825.5006 | 3075.3375
2012-02-07 | 4.78 | 1659.7823 | 2209.9759 | 2600.409 | 666.8386 | 417.1505 | 1020.2354 | 3585.4489 | -1.96 | 2553.0083 | 3347.7138 | 3781.5397 | 4804.0358 | 7.74 | 1267.5051 | 1710.3166 | 2081.6929 | 3050.2831 | 22 | 22 | 22 | 3607.4489 | 4826.0358 | 3072.2831
2012-02-08 | 4.75 | 1664.173 | 2215.5455 | 2606.1784 | 666.8685 | 417.1804 | 1020.2653 | 3591.3664 | -1.99 | 2557.389 | 3353.2681 | 3787.2939 | 4809.9349 | 7.74 | 1267.9243 | 1710.8288 | 2082.2117 | 3050.7848 | 22 | 22 | 22 | 3613.3664 | 4831.9349 | 3072.7848
2012-02-09 | 4.72 | 1668.474 | 2221.0017 | 2611.8268 | 666.8984 | 417.2103 | 1020.2952 | 3597.1629 | -2.02 | 2561.6801 | 3358.7091 | 3792.9271 | 4815.7129 | 7.74 | 1268.2541 | 1711.2277 | 2082.6097 | 3051.1656 | 22 | 22 | 22 | 3619.1629 | 4837.7129 | 3073.1656
2012-02-10 | 4.69 | 1701.3405 | 2211.6665 | 2585.9925 | 657.9691 | 412.9647 | 996.9483 | 3556.7091 | -2.05 | 2609.6323 | 3346.1426 | 3761.4348 | 4768.7083 | 7.74 | 1290.3183 | 1698.2908 | 2054.0787 | 3008.2524 | 22 | 22 | 22 | 3578.7091 | 4790.7083 | 3030.2524
2012-02-11 | 4.66 | 1759.4227 | 2156.3042 | 2501.1506 | 629.5738 | 395.7559 | 941.8246 | 3428.927 | -2.08 | 2696.2639 | 3268.5877 | 3649.3855 | 4611.8446 | 7.74 | 1331.3114 | 1648.0204 | 1976.4379 | 2888.3652 | 30.5614 | 30.5614 | 30.5614 | 3459.4884 | 4642.406 | 2918.9266
2012-02-12 | 4.62 | 1745.8905 | 2155.8393 | 2505.1501 | 633.3149 | 398.0517 | 943.1116 | 3432.3943 | -2.1 | 2670.1071 | 3259.6569 | 3645.5545 | 4606.6292 | 7.75 | 1315.4146 | 1641.7099 | 1973.9796 | 2885.4663 | 29.7385 | 29.7385 | 29.7385 | 3462.1328 | 4636.3678 | 2915.2049
2012-02-13 | 4.59 | 1686.6688 | 2244.0966 | 2635.7503 | 667.0279 | 417.3399 | 1020.4247 | 3621.7341 | -2.12 | 2575.8596 | 3376.6794 | 3811.533 | 4834.787 | 7.75 | 1267.9143 | 1710.7193 | 2082.0286 | 3050.4603 | 22 | 22 | 22 | 3643.7341 | 4856.787 | 3072.4603
2012-02-14 | 4.55 | 1691.2758 | 2249.9267 | 2641.7816 | 667.0678 | 417.3797 | 1020.4646 | 3627.9688 | -2.11 | 2573.8309 | 3374.055 | 3808.7878 | 4831.9644 | 7.75 | 1267.2253 | 1709.805 | 2081.0579 | 3049.4724 | 22 | 22 | 22 | 3649.9688 | 4853.9644 | 3071.4724
2012-02-15 | 4.51 | 1696.3905 | 2256.4236 | 2648.5089 | 667.1077 | 417.4196 | 1020.5045 | 3634.8996 | -2.09 | 2570.9849 | 3370.4097 | 3804.9866 | 4828.0303 | 7.76 | 1265.719 | 1707.8698 | 2079.0312 | 3047.373 | 22 | 22 | 22 | 3656.8996 | 4850.0303 | 3069.373
2012-02-16 | 4.54 | 1693.1118 | 2252.2196 | 2644.1349 | 667.0778 | 417.3897 | 1020.4746 | 3630.3403 | -2.04 | 2565.0462 | 3362.8151 | 3797.0933 | 4819.8375 | 7.78 | 1263.7702 | 1705.361 | 2076.4168 | 3044.6304 | 22 | 22 | 22 | 3652.3403 | 4841.8375 | 3066.6304
2012-02-17 | 4.56 | 1718.4225 | 2232.8744 | 2607.875 | 658.0986 | 413.0942 | 997.0779 | 3579.171 | -1.99 | 2601.0409 | 3335.2676 | 3750.08 | 4756.8812 | 7.79 | 1283.1771 | 1689.2516 | 2044.6198 | 2998.407 | 22 | 22 | 22 | 3601.171 | 4778.8812 | 3020.407
2012-02-18 | 4.59 | 1769.3749 | 2168.001 | 2513.133 | 629.6429 | 395.825 | 941.8937 | 3441.1533 | -1.93 | 2675.5665 | 3243.8837 | 3623.7948 | 4585.3459 | 7.8 | 1323.2284 | 1638.3103 | 1966.3195 | 2877.8314 | 27.6597 | 27.6597 | 27.6597 | 3468.8129 | 4613.0056 | 2905.4911
2012-02-19 | 4.61 | 1747.1504 | 2157.2026 | 2506.4739 | 633.3246 | 398.0613 | 943.1213 | 3433.6555 | -1.85 | 2635.5396 | 3218.2194 | 3602.663 | 4562.3471 | 7.83 | 1304.331 | 1628.3366 | 1960.0762 | 2871.0569 | 29.4392 | 29.4392 | 29.4392 | 3463.0947 | 4591.7863 | 2900.4961
2012-02-20 | 4.69 | 1673.0687 | 2226.6562 | 2617.573 | 666.9283 | 417.2402 | 1020.3251 | 3602.8709 | -1.76 | 2527.7384 | 3315.2516 | 3747.6944 | 4768.797 | 7.86 | 1253.0217 | 1691.641 | 2062.149 | 3029.8499 | 22 | 22 | 22 | 3624.8709 | 4790.797 | 3051.8499
2012-02-21 | 4.76 | 1663.452 | 2214.4177 | 2604.8765 | 666.8585 | 417.1704 | 1020.2553 | 3589.7673 | -1.68 | 2516.7872 | 3301.3109 | 3733.2312 | 4753.8681 | 7.88 | 1250.035 | 1687.8483 | 2058.2202 | 3025.7929 | 22 | 22 | 22 | 3611.7673 | 4775.8681 | 3047.7929
2012-02-22 | 4.84 | 1653.5775 | 2201.8504 | 2591.8298 | 666.7788 | 417.0907 | 1020.1756 | 3576.2579 | -1.57 | 2502.928 | 3283.6659 | 3714.9137 | 4734.9184 | 7.92 | 1245.4652 | 1682.0388 | 2052.1888 | 3019.5225 | 22 | 22 | 22 | 3598.2579 | 4756.9184 | 3041.5225
2012-02-23 | 4.91 | 1643.7344 | 2189.3178 | 2578.8284 | 666.709 | 417.021 | 1020.1058 | 3562.8495 | -1.47 | 2489.1004 | 3266.0558 | 3696.6417 | 4716.0699 | 7.95 | 1240.9267 | 1676.2639 | 2046.2026 | 3013.3527 | 22 | 22 | 22 | 3584.8495 | 4738.0699 | 3035.3527
2012-02-24 | 5.01 | 1658.7983 | 2158.408 | 2530.7368 | 657.6502 | 412.6458 | 996.6294 | 3499.4692 | -1.36 | 2517.0948 | 3230.4069 | 3641.454 | 4644.6953 | 7.99 | 1257.2719 | 1656.9077 | 2011.1235 | 2963.7119 | 22 | 22 | 22 | 3521.4692 | 4666.6953 | 2985.7119
2012-02-25 | 5.1 | 1697.9252 | 2083.2233 | 2425.6596 | 629.1397 | 395.3218 | 941.3905 | 3350.9422 | -1.25 | 2580.4208 | 3130.9614 | 3507.2712 | 4465.1912 | 8.03 | 1290.7265 | 1599.7788 | 1926.5852 | 2836.8084 | 49.07 | 49.07 | 49.07 | 3400.0122 | 4514.2612 | 2885.8784
2012-02-26 | 5.2 | 1666.6836 | 2061.2164 | 2407.3671 | 632.7543 | 397.491 | 942.5509 | 3331.4691 | -1.13 | 2537.1273 | 3100.7898 | 3481.406 | 4437.3376 | 8.08 | 1270.6523 | 1588.2352 | 1918.7048 | 2828.3251 | 53.6917 | 53.6917 | 53.6917 | 3385.1607 | 4491.0293 | 2882.0167
2012-02-27 | 5.32 | 1589.3333 | 2120.0995 | 2507.0118 | 666.3004 | 416.6124 | 1019.6972 | 3488.6842 | -1.02 | 2429.3618 | 3190.0296 | 3617.7596 | 4634.6051 | 8.13 | 1217.0178 | 1645.8876 | 2014.7087 | 2980.7919 | 22 | 22 | 22 | 3510.6842 | 4656.6051 | 3002.7919
2012-02-28 | 5.44 | 1573.5301 | 2099.9948 | 2486.1511 | 666.1808 | 416.4928 | 1019.5776 | 3467.1396 | -0.9 | 2413.5492 | 3169.9106 | 3596.8846 | 4613.0431 | 8.21 | 1206.5185 | 1632.5395 | 2000.8621 | 2966.4846 | 22 | 22 | 22 | 3489.1396 | 4635.0431 | 2988.4846
2012-02-29 | 5.5 | 1565.4332 | 2089.6745 | 2475.437 | 666.121 | 416.433 | 1019.5178 | 3456.0744 | -0.79 | 2398.8184 | 3151.1382 | 3577.3967 | 4592.9237 | 8.29 | 1194.451 | 1617.1628 | 1984.8986 | 2950.0048 | 24.1184 | 24.1184 | 24.1184 | 3480.1928 | 4617.042 | 2974.1232
2012-03-01 | 5.56 | 1557.6588 | 2079.7782 | 2460.1728 | 666.0612 | 416.3732 | 1019.4581 | 3440.4592 | -0.67 | 2383.0851 | 3131.1026 | 3551.6069 | 4566.447 | 8.36 | 1191.9803 | 1614.0229 | 1976.6483 | 2941.6267 | 27.8244 | 27.8244 | 27.8244 | 3468.2836 | 4594.2715 | 2969.4511
2012-03-02 | 5.68 | 1568.1047 | 2045.2096 | 2408.5093 | 656.9825 | 411.9781 | 995.9617 | 3373.4899 | -0.55 | 2407.4722 | 3093.551 | 3494.7184 | 4493.4293 | 8.44 | 1198.9447 | 1584.1413 | 1930.7866 | 2880.9323 | 43.7186 | 43.7186 | 43.7186 | 3417.2085 | 4537.1479 | 2924.6509
2012-03-03 | 5.81 | 1598.8505 | 1965.6913 | 2299.3921 | 628.4392 | 394.6213 | 940.69 | 3220.9129 | -0.42 | 2464.6019 | 2993.539 | 3360.4744 | 4313.9969 | 8.55 | 1222.2555 | 1518.5858 | 1837.8299 | 2745.4302 | 79.9306 | 79.9306 | 79.9306 | 3300.8435 | 4393.9275 | 2825.3608
2012-03-04 | 5.94 | 1563.5306 | 1938.1162 | 2275.2391 | 632.0389 | 396.7756 | 941.8356 | 3195.5111 | -0.28 | 2418.7817 | 2959.5342 | 3330.5247 | 4282.0548 | 8.65 | 1195.0302 | 1498.0197 | 1820.5501 | 2727.354 | 85.9594 | 85.9594 | 85.9594 | 3281.4705 | 4368.0142 | 2813.3134
2012-03-05 | 6.08 | 1487.994 | 1991.0989 | 2368.1304 | 665.543 | 415.8549 | 1018.9398 | 3345.4608 | -0.15 | 2313.3836 | 3042.3671 | 3459.5082 | 4471.3806 | 8.76 | 1132.9308 | 1538.8679 | 1898.6452 | 2861.1165 | 50.3709 | 50.3709 | 50.3709 | 3395.8318 | 4521.7515 | 2911.4875
2012-03-06 | 6.21 | 1470.26 | 1968.5326 | 2344.7085 | 665.4135 | 415.7254 | 1018.8103 | 3321.3002 | 0.03 | 2289.0161 | 3011.3498 | 3427.3133 | 4438.1668 | 8.89 | 1112.551 | 1512.9329 | 1871.7258 | 2833.3488 | 56.1051 | 56.1051 | 56.1051 | 3377.4053 | 4494.2719 | 2889.4539
2012-03-07 | 6.33 | 1455.1425 | 1949.2809 | 2321.0409 | 665.2939 | 415.6058 | 1018.6907 | 3296.9495 | 0.2 | 2267.2653 | 2983.6471 | 3394.8729 | 4404.7632 | 9.03 | 1094.7878 | 1490.3125 | 1844.5607 | 2805.391 | 61.8844 | 61.8844 | 61.8844 | 3358.8339 | 4466.6476 | 2867.2754
2012-03-08 | 6.44 | 1440.1176 | 1930.1451 | 2301.1718 | 665.1842 | 415.4962 | 1018.5811 | 3276.4529 | 0.37 | 2244.2825 | 2954.3734 | 3364.4796 | 4373.4068 | 9.16 | 1075.7925 | 1466.1208 | 1819.4426 | 2779.4803 | 66.749 | 66.749 | 66.749 | 3343.2019 | 4440.1558 | 2846.2293
2012-03-09 | 6.55 | 1449.4306 | 1897.0395 | 2251.3223 | 656.1154 | 411.111 | 995.0947 | 3211.4732 | 0.56 | 2256.4 | 2904.9019 | 3295.594 | 4288.1565 | 9.3 | 1076.2578 | 1430.9663 | 1768.4121 | 2713.5746 | 82.171 | 82.171 | 82.171 | 3293.6442 | 4370.3275 | 2795.7456
2012-03-10 | 6.67 | 1479.2578 | 1823.7406 | 2149.1846 | 627.5907 | 393.7728 | 939.8415 | 3066.1778 | 0.75 | 2301.8664 | 2800.3573 | 3157.3831 | 4104.7677 | 9.44 | 1087.4071 | 1358.528 | 1668.9278 | 2571.444 | 116.6548 | 116.6548 | 116.6548 | 3182.8326 | 4221.4226 | 2688.0989
2012-03-11 | 6.74 | 1452.9528 | 1806.1079 | 2135.1792 | 631.2656 | 396.0023 | 941.0622 | 3051.3243 | 0.93 | 2251.7667 | 2760.1136 | 3120.821 | 4066.1465 | 9.56 | 1058.3579 | 1334.8521 | 1648.2959 | 2550.0265 | 120.1801 | 120.1801 | 120.1801 | 3171.5044 | 4186.3266 | 2670.2066
2012-03-12 | 6.82 | 1388.8997 | 1864.9542 | 2233.4919 | 664.8055 | 415.1175 | 1018.2024 | 3206.5962 | 1.12 | 2144.0126 | 2826.6986 | 3231.9338 | 4236.6224 | 9.69 | 1003.3946 | 1373.9584 | 1723.7611 | 2680.7407 | 83.3285 | 83.3285 | 83.3285 | 3289.9247 | 4319.9509 | 2764.0692
2012-03-13 | 6.9 | 1378.6208 | 1851.8841 | 2219.9258 | 664.7258 | 415.0377 | 1018.1226 | 3192.5692 | 1.31 | 2119.1532 | 2795.0559 | 3199.0868 | 4202.7025 | 9.81 | 993.1201 | 1360.8948 | 1710.2015 | 2666.7216 | 86.6576 | 86.6576 | 86.6576 | 3279.2268 | 4289.3601 | 2753.3792
2012-03-14 | 6.98 | 1368.2516 | 1838.6903 | 2206.2281 | 664.6461 | 414.958 | 1018.0429 | 3178.4107 | 1.47 | 2098.1779 | 2768.3517 | 3171.3637 | 4174.0727 | 9.89 | 980.1057 | 1344.3331 | 1693.0072 | 2648.9571 | 90.0179 | 90.0179 | 90.0179 | 3268.4286 | 4264.0906 | 2738.975
2012-03-15 | 7.04 | 1359.6595 | 1827.7716 | 2194.9003 | 664.5863 | 414.8982 | 1017.9831 | 3166.733 | 1.63 | 2076.3305 | 2740.5486 | 3142.5076 | 4144.3101 | 9.97 | 968.8684 | 1330.0467 | 1678.1828 | 2633.6734 | 92.7895 | 92.7895 | 92.7895 | 3259.5225 | 4237.0996 | 2726.4629
2012-03-16 | 7.11 | 1374.2864 | 1803.2502 | 2154.1472 | 655.5573 | 410.5529 | 994.5366 | 3111.1504 | 1.79 | 2090.9379 | 2698.297 | 3081.5312 | 4067.3036 | 10.06 | 979.5891 | 1310.3015 | 1643.3887 | 2584.5473 | 105.9812 | 105.9812 | 105.9812 | 3217.1316 | 4173.2848 | 2690.5285
2012-03-17 | 7.17 | 1408.3495 | 1739.6317 | 2062.372 | 627.0974 | 393.2795 | 939.3482 | 2976.6899 | 1.92 | 2137.8023 | 2605.6427 | 2956.3916 | 3897.6454 | 10.1 | 1002.6348 | 1257.9646 | 1565.1268 | 2464.4632 | 137.8935 | 137.8935 | 137.8935 | 3114.5834 | 4035.5389 | 2602.3567
2012-03-18 | 7.23 | 1384.7086 | 1724.7124 | 2051.1076 | 630.7919 | 395.5286 | 940.5886 | 2964.6865 | 2.05 | 2096.8488 | 2575.1966 | 2929.7983 | 3869.3782 | 10.15 | 990.1444 | 1253.4982 | 1564.2654 | 2463.4384 | 140.7424 | 140.7424 | 140.7424 | 3105.4288 | 4010.1206 | 2604.1807
2012-03-19 | 7.32 | 1322.457 | 1780.4626 | 2145.791 | 664.3073 | 414.6192 | 1017.7041 | 3116.0031 | 2.19 | 2002.0057 | 2645.9516 | 3044.3077 | 4042.9286 | 10.19 | 948.9039 | 1304.6968 | 1651.8696 | 2606.4651 | 104.8295 | 104.8295 | 104.8295 | 3220.8326 | 4147.7581 | 2711.2946
2012-03-20 | 7.41 | 1310.9015 | 1765.7523 | 2130.5195 | 664.2176 | 414.5295 | 1017.6144 | 3100.2158 | 2.32 | 1985.144 | 2624.4813 | 3022.0187 | 4019.9 | 10.23 | 942.6511 | 1296.7412 | 1643.6103 | 2597.9129 | 108.5764 | 108.5764 | 108.5764 | 3208.7922 | 4128.4764 | 2706.4893
2012-03-21 | 7.49 | 1299.8169 | 1751.6547 | 2115.8861 | 664.1378 | 414.4498 | 1017.5346 | 3085.1222 | 2.44 | 1968.7534 | 2603.6239 | 3000.3681 | 3997.5652 | 10.27 | 934.2198 | 1286.024 | 1632.4861 | 2586.4405 | 112.1586 | 112.1586 | 112.1586 | 3197.2809 | 4109.7238 | 2698.5992
2012-03-22 | 7.58 | 1288.5205 | 1737.2789 | 2100.9636 | 664.0481 | 414.3601 | 1017.4449 | 3069.6841 | 2.57 | 1952.1512 | 2582.4885 | 2978.4284 | 3974.8861 | 10.34 | 926.9014 | 1276.7155 | 1622.8241 | 2576.4303 | 115.8227 | 115.8227 | 115.8227 | 3185.5067 | 4090.7088 | 2692.253
2012-03-23 | 7.67 | 1297.8558 | 1707.8831 | 2055.3443 | 654.9993 | 409.9948 | 993.9785 | 3009.2035 | 2.7 | 1967.3071 | 2543.9678 | 2921.639 | 3902.3586 | 10.4 | 935.517 | 1255.3544 | 1586.4645 | 2525.7856 | 130.1769 | 130.1769 | 130.1769 | 3139.3804 | 4032.5354 | 2655.9625
2012-03-24 | 7.77 | 1324.9829 | 1640.7713 | 1960.3275 | 626.5054 | 392.6875 | 938.7563 | 2871.4603 | 2.83 | 2011.3101 | 2455.5746 | 2801.4865 | 3737.9496 | 10.46 | 948.4754 | 1193.7841 | 1498.882 | 2396.1189 | 162.8683 | 162.8683 | 162.8683 | 3034.3286 | 3900.8179 | 2558.9872
2012-03-25 | 7.86 | 1297.7106 | 1620.9492 | 1943.9098 | 630.1829 | 394.9196 | 939.9795 | 2854.2232 | 2.96 | 1971.3044 | 2425.3903 | 2775.0336 | 3709.928 | 10.57 | 923.7973 | 1174.4023 | 1482.5513 | 2379.2197 | 169.0566 | 169.0566 | 169.0566 | 3023.2798 | 3878.9846 | 2548.2763
2012-03-26 | 7.96 | 1237.3463 | 1672.0907 | 2033.2756 | 663.6694 | 413.9814 | 1017.0662 | 2999.824 | 3.08 | 1883.7282 | 2495.3247 | 2887.9278 | 3881.4844 | 10.68 | 875.7433 | 1211.552 | 1555.1607 | 2506.6001 | 140.205 | 140.205 | 140.205 | 3140.029 | 4021.6895 | 2646.8051
2012-03-27 | 8.05 | 1226.2164 | 1657.908 | 2018.548 | 663.5797 | 413.8917 | 1016.9766 | 2984.5813 | 3.21 | 1867.293 | 2474.3833 | 2866.1839 | 3859.0018 | 10.78 | 859.3193 | 1190.6278 | 1533.434 | 2484.1382 | 149.5274 | 149.5274 | 149.5274 | 3134.1087 | 4008.5291 | 2633.6656
2012-03-28 | 8.13 | 1214.6255 | 1643.1417 | 2003.2149 | 663.5 | 413.8119 | 1016.8968 | 2968.7885 | 3.32 | 1851.7214 | 2454.5454 | 2845.5861 | 3837.7759 | 10.9 | 842.4344 | 1169.1201 | 1511.1021 | 2461.1265 | 159.1481 | 159.1481 | 159.1481 | 3127.9366 | 3996.924 | 2620.2746
2012-03-29 | 8.22 | 1203.1876 | 1628.5536 | 1988.0687 | 663.4103 | 413.7223 | 1016.8071 | 2953.1273 | 3.44 | 1836.3029 | 2434.8857 | 2825.1752 | 3816.6817 | 11.03 | 827.0271 | 1149.4777 | 1490.7083 | 2440.0531 | 168.7376 | 168.7376 | 168.7376 | 3121.8649 | 3985.4193 | 2608.7907
2012-03-30 | 8.31 | 1212.237 | 1600.9496 | 1944.5401 | 654.3614 | 409.357 | 993.3407 | 2894.8268 | 3.55 | 1853.3517 | 2401.6325 | 2774.1569 | 3750.1536 | 11.15 | 822.9888 | 1114.8207 | 1440.8442 | 2375.5212 | 188.4469 | 188.4469 | 188.4469 | 3083.2737 | 3938.6005 | 2563.9681
2012-03-31 | 8.36 | 1242.4832 | 1542.8625 | 1859.2435 | 625.9233 | 392.1054 | 938.1742 | 2767.2461 | 3.66 | 1895.416 | 2318.0118 | 2659.469 | 3591.557 | 11.25 | 835.4421 | 1059.6312 | 1360.3796 | 2253.3671 | 224.6828 | 224.6828 | 224.6828 | 2991.9289 | 3816.2398 | 2478.0499
2012-04-01 | 8.42 | 1221.8801 | 1530.3766 | 1850.3 | 848.3482 | 519.2434 | 997.8189 | 2976.4804 | 3.76 | 1862.4318 | 2295.349 | 2640.649 | 3789.9621 | 11.35 | 816.3807 | 1046.113 | 1349.9718 | 2461.5081 | 181.0643 | 181.0643 | 181.0643 | 3157.5447 | 3971.0264 | 2642.5724
2012-04-02 | 8.48 | 1169.8789 | 1586.0507 | 1943.9084 | 898.9022 | 540.5491 | 1078.9625 | 3143.2835 | 3.86 | 1781.7748 | 2365.3509 | 2752.9529 | 3977.6463 | 11.43 | 775.1929 | 1083.3852 | 1422.0572 | 2605.1014 | 147.5162 | 147.5162 | 147.5162 | 3290.7997 | 4125.1625 | 2752.6176
2012-04-03 | 8.53 | 1162.395 | 1576.4954 | 1933.9786 | 898.855 | 540.5019 | 1078.9152 | 3133.0628 | 3.96 | 1767.6619 | 2347.3513 | 2734.2569 | 3958.3833 | 11.51 | 765.0645 | 1070.4631 | 1408.6318 | 2591.277 | 155.9822 | 155.9822 | 155.9822 | 3289.045 | 4114.3655 | 2747.2592
2012-04-04 | 8.59 | 1152.4102 | 1561.7369 | 1908.5525 | 898.7982 | 540.4451 | 1078.8585 | 3107.2912 | 4.06 | 1751.0901 | 2323.5784 | 2698.5914 | 3922.1509 | 11.59 | 749.3254 | 1048.7972 | 1376.6278 | 2558.655 | 168.223 | 168.223 | 168.223 | 3275.5141 | 4090.3739 | 2726.8779
2012-04-05 | 8.65 | 1144.1649 | 1551.2326 | 1897.6526 | 898.7415 | 540.3884 | 1078.8017 | 3096.0458 | 4.15 | 1738.8735 | 2308.0188 | 2682.4494 | 3905.4969 | 11.7 | 735.7984 | 1031.5728 | 1358.7588 | 2540.2228 | 177.0161 | 177.0161 | 177.0161 | 3273.0619 | 4082.513 | 2717.2388
2012-04-06 | 8.71 | 1172.1471 | 1527.4562 | 1846.7505 | 898.6848 | 540.3317 | 1078.745 | 3044.7983 | 4.25 | 1779.8821 | 2277.2924 | 2621.0814 | 3843.5622 | 11.8 | 745.6425 | 1001.226 | 1303.3299 | 2484.2308 | 195.3871 | 195.3871 | 195.3871 | 3240.1853 | 4038.9492 | 2679.6178
2012-04-07 | 8.77 | 1142.8841 | 1448.8693 | 1763.88 | 898.628 | 540.2749 | 1078.6883 | 2961.5824 | 4.35 | 1734.5337 | 2162.3206 | 2501.3681 | 3723.2823 | 11.9 | 718.5563 | 937.1859 | 1234.9576 | 2415.2954 | 221.3453 | 221.3453 | 221.3453 | 3182.9277 | 3944.6275 | 2636.6407
2012-04-08 | 8.87 | 1129.798 | 1433.1004 | 1747.5741 | 898.5335 | 540.1804 | 1078.5937 | 2944.7121 | 4.44 | 1722.7794 | 2148.1567 | 2486.7216 | 3708.124 | 12.04 | 698.7821 | 913.3529 | 1210.3156 | 2389.8167 | 231.6412 | 231.6412 | 231.6412 | 3176.3532 | 3939.7652 | 2621.4578
2012-04-09 | 8.97 | 1137.1468 | 1484.2458 | 1802.1246 | 898.4389 | 540.0858 | 1078.4992 | 2998.6983 | 4.54 | 1740.7736 | 2229.0084 | 2571.2176 | 3792.0536 | 12.19 | 690.2177 | 932.8188 | 1232.6834 | 2411.293 | 225.1203 | 225.1203 | 225.1203 | 3223.8186 | 4017.1739 | 2636.4133
2012-04-10 | 9.06 | 1089.8174 | 1482.0199 | 1825.859 | 898.3538 | 540.0007 | 1078.414 | 3021.9232 | 4.63 | 1675.2425 | 2226.9843 | 2598.3983 | 3818.7228 | 12.34 | 649.7575 | 922.0354 | 1245.1467 | 2422.9746 | 225.9001 | 225.9001 | 225.9001 | 3247.8234 | 4044.6229 | 2648.8747
2012-04-11 | 9.16 | 1076.8851 | 1465.5505 | 1808.78 | 898.2592 | 539.9061 | 1078.3195 | 3004.2801 | 4.73 | 1662.3037 | 2210.505 | 2581.3094 | 3801.0676 | 12.49 | 634.1871 | 902.2102 | 1224.5874 | 2401.7432 | 236.3795 | 236.3795 | 236.3795 | 3240.6596 | 4037.4471 | 2638.1227
2012-04-12 | 9.3 | 1058.8448 | 1442.6025 | 1784.9887 | 898.1268 | 539.7738 | 1078.1871 | 2979.7058 | 4.83 | 1649.5427 | 2194.2734 | 2564.4836 | 3783.6756 | 12.65 | 613.5087 | 875.9065 | 1197.3159 | 2373.5808 | 248.5877 | 248.5877 | 248.5877 | 3228.2935 | 4032.2633 | 2622.1686
2012-04-13 | 9.44 | 1041.0626 | 1419.9766 | 1761.534 | 897.9945 | 539.6414 | 1078.0547 | 2955.4681 | 4.93 | 1637.0398 | 2178.3638 | 2547.9941 | 3766.6201 | 12.81 | 597.0529 | 854.9697 | 1175.6125 | 2351.1509 | 260.7161 | 260.7161 | 260.7161 | 3216.1841 | 4027.3361 | 2611.8669
2012-04-14 | 9.57 | 1075.5284 | 1344.6078 | 1654.5246 | 843.7829 | 514.3405 | 994.1861 | 2775.2485 | 5.04 | 1704.747 | 2091.5879 | 2425.6739 | 3569.3561 | 12.93 | 610.2122 | 792.2052 | 1084.2485 | 2187.9945 | 309.8645 | 309.8645 | 309.8645 | 3085.113 | 3879.2206 | 2497.859
2012-04-15 | 9.71 | 1045.5114 | 1319.707 | 1632.6036 | 847.1649 | 518.0601 | 996.6356 | 2752.1847 | 5.16 | 1670.8455 | 2066.4903 | 2404.1642 | 3546.305 | 13.06 | 587.8493 | 773.1601 | 1067.923 | 2170.9934 | 321.7981 | 321.7981 | 321.7981 | 3073.9829 | 3868.1031 | 2492.7916
2012-04-16 | 9.85 | 988.7409 | 1355.2664 | 1704.2707 | 897.6068 | 539.2537 | 1077.667 | 2895.9116 | 5.27 | 1595.2444 | 2127.6747 | 2506.164 | 3722.8735 | 13.18 | 557.0376 | 805.4736 | 1133.4908 | 2307.288 | 294.0625 | 294.0625 | 294.0625 | 3189.974 | 4016.9359 | 2601.3505
2012-04-17 | 9.99 | 970.3537 | 1331.8441 | 1679.9543 | 897.4744 | 539.1213 | 1077.5346 | 2870.8128 | 5.39 | 1579.4988 | 2107.6149 | 2485.3387 | 3701.3731 | 13.25 | 549.249 | 795.5503 | 1123.1885 | 2296.6428 | 306.4791 | 306.4791 | 306.4791 | 3177.2918 | 4007.8522 | 2603.1219
2012-04-18 | 10.13 | 952.1137 | 1308.6093 | 1655.8248 | 897.342 | 538.9889 | 1077.4022 | 2845.901 | 5.51 | 1563.9006 | 2087.7426 | 2464.7003 | 3680.0597 | 13.31 | 540.2832 | 784.1277 | 1111.3219 | 2284.3785 | 318.8513 | 318.8513 | 318.8513 | 3164.7523 | 3998.911 | 2603.2299
2012-04-19 | 10.26 | 933.8019 | 1285.2847 | 1631.6084 | 897.2191 | 538.866 | 1077.2793 | 2820.9572 | 5.63 | 1546.9061 | 2066.094 | 2442.2242 | 3656.9087 | 13.37 | 531.2454 | 772.6151 | 1099.3683 | 2272.082 | 331.2311 | 331.2311 | 331.2311 | 3152.1884 | 3988.1398 | 2603.3131
2012-04-20 | 10.38 | 933.6219 | 1252.922 | 1583.8642 | 879.958 | 534.1272 | 1052.3222 | 2750.3801 | 5.76 | 1555.7349 | 2029.8391 | 2388.8627 | 3580.0522 | 13.42 | 535.0386 | 755.1568 | 1068.1076 | 2218.8153 | 354.4414 | 354.4414 | 354.4414 | 3104.8215 | 3934.4935 | 2573.2567
2012-04-21 | 10.5 | 946.9479 | 1192.0583 | 1497.0351 | 842.9123 | 513.4698 | 993.3155 | 2612.9474 | 5.88 | 1588.6164 | 1953.8105 | 2283.4364 | 3422.7491 | 13.46 | 544.169 | 713.9021 | 1003.4065 | 2104.6302 | 393.5189 | 393.5189 | 393.5189 | 3006.4662 | 3816.2679 | 2498.1491
2012-04-22 | 10.61 | 920.7398 | 1170.79 | 1478.7186 | 846.3394 | 517.2346 | 995.8101 | 2593.7423 | 6 | 1554.268 | 1927.3514 | 2260.3837 | 3398.2509 | 13.51 | 529.0791 | 703.0676 | 995.4767 | 2096.378 | 404.5367 | 404.5367 | 404.5367 | 2998.279 | 3802.7875 | 2500.9147
2012-04-23 | 10.73 | 871.7863 | 1206.3135 | 1549.5933 | 896.7746 | 538.4215 | 1076.8349 | 2736.3073 | 6.12 | 1482.2087 | 1983.7021 | 2356.6591 | 3568.5905 | 13.58 | 499.7067 | 732.4605 | 1057.6509 | 2228.9937 | 377.2445 | 377.2445 | 377.2445 | 3113.5518 | 3945.8351 | 2606.2382
2012-04-24 | 10.84 | 857.201 | 1187.7598 | 1530.3278 | 896.6706 | 538.3175 | 1076.7309 | 2716.4244 | 6.24 | 1466.2864 | 1963.4458 | 2335.6264 | 3546.8835 | 13.65 | 486.4534 | 715.6031 | 1040.1461 | 2210.9275 | 388.4232 | 388.4232 | 388.4232 | 3104.8476 | 3935.3068 | 2599.3507
2012-04-25 | 10.95 | 842.9385 | 1169.6021 | 1511.4736 | 896.5666 | 538.2135 | 1076.6269 | 2696.9528 | 6.37 | 1449.3614 | 1941.898 | 2313.2531 | 3523.7813 | 13.75 | 472.1996 | 697.4562 | 1021.3027 | 2191.4682 | 399.5043 | 399.5043 | 399.5043 | 3096.4571 | 3923.2856 | 2590.9725
2012-04-26 | 11.06 | 828.3139 | 1150.983 | 1492.1366 | 896.4626 | 538.1095 | 1076.5228 | 2676.9986 | 6.49 | 1433.3945 | 1921.5713 | 2292.1441 | 3501.9982 | 13.86 | 458.9102 | 680.5364 | 1003.7294 | 2173.3337 | 410.6999 | 410.6999 | 410.6999 | 3087.6985 | 3912.6981 | 2584.0336
2012-04-27 | 11.17 | 827.9376 | 1120.9906 | 1447.1334 | 879.2109 | 533.3801 | 1051.5752 | 2609.3259 | 6.61 | 1441.8736 | 1887.6982 | 2241.557 | 3428.0878 | 13.96 | 449.6131 | 648.5238 | 957.5873 | 2104.7818 | 433.2209 | 433.2209 | 433.2209 | 3042.5467 | 3861.3087 | 2538.0026
2012-04-28 | 11.27 | 839.6954 | 1064.788 | 1365.6251 | 842.1914 | 512.749 | 992.5946 | 2477.5412 | 6.75 | 1467.3576 | 1809.9191 | 2134.8715 | 3269.6678 | 14.08 | 445.3236 | 596.6083 | 882.2933 | 1979.8334 | 471.0417 | 471.0417 | 471.0417 | 2948.583 | 3740.7095 | 2450.8751
2012-04-29 | 11.37 | 816.9207 | 1046.8947 | 1350.7025 | 845.6423 | 516.5375 | 995.113 | 2461.8674 | 6.89 | 1432.4513 | 1781.9741 | 2110.1772 | 3243.5281 | 14.21 | 423.9703 | 577.6252 | 865.8593 | 1962.8607 | 481.1376 | 481.1376 | 481.1376 | 2943.0049 | 3724.6657 | 2443.9983
2012-04-30 | 11.47 | 773.5572 | 1081.2849 | 1419.7817 | 896.0749 | 537.7218 | 1076.1351 | 2602.34 | 7.02 | 1362.6515 | 1831.5301 | 2198.673 | 3405.5587 | 14.33 | 393.6244 | 597.4189 | 917.4406 | 2084.309 | 454.2581 | 454.2581 | 454.2581 | 3056.5981 | 3859.8168 | 2538.5672
2012-05-01 | 11.58 | 758.5307 | 1062.1631 | 1401.8732 | 895.9709 | 537.6178 | 1076.0311 | 2583.8147 | 7.16 | 1343.6284 | 1807.323 | 2175.4859 | 3381.5888 | 14.45 | 379.9381 | 580.0008 | 901.3002 | 2067.608 | 465.1146 | 465.1146 | 465.1146 | 3048.9293 | 3846.7034 | 2532.7226
2012-05-02 | 11.7 | 743.4835 | 1043.0065 | 1381.9899 | 895.8574 | 537.5043 | 1075.9176 | 2563.2602 | 7.3 | 1325.9087 | 1784.7673 | 2152.0747 | 3357.3948 | 14.56 | 364.9071 | 560.862 | 881.4348 | 2047.0727 | 476.3688 | 476.3688 | 476.3688 | 3039.629 | 3833.7637 | 2523.4415
2012-05-03 | 11.81 | 728.7658 | 1024.2654 | 1362.5386 | 895.7534 | 537.4003 | 1075.8136 | 2543.1924 | 7.45 | 1305.8703 | 1759.255 | 2125.5946 | 3330.0776 | 14.67 | 352.8536 | 545.5107 | 865.5021 | 2030.6342 | 487.5075 | 487.5075 | 487.5075 | 3030.6999 | 3817.5851 | 2518.1417
2012-05-04 | 11.92 | 725.8033 | 993.4991 | 1317.0053 | 878.5017 | 532.6709 | 1050.866 | 2475.0928 | 7.6 | 1307.2518 | 1719.6637 | 2069.4264 | 3250.5573 | 14.76 | 348.9385 | 522.8369 | 829.325 | 1972.4769 | 510.0459 | 510.0459 | 510.0459 | 2985.1386 | 3760.6032 | 2482.5227
2012-05-05 | 12.04 | 717.8912 | 937.8527 | 1249.4357 | 895.5359 | 537.1828 | 1075.5961 | 2428.8023 | 7.75 | 1302.0718 | 1642.1178 | 1978.4367 | 3181.2458 | 14.84 | 340.693 | 483.1174 | 778.7288 | 1942.9588 | 527.4081 | 527.4081 | 527.4081 | 2956.2104 | 3708.6539 | 2470.3669
2012-05-06 | 12.16 | 701.7394 | 918.3862 | 1229.2871 | 895.4224 | 537.0693 | 1075.4827 | 2407.9828 | 7.9 | 1281.8088 | 1617.699 | 1953.1629 | 3155.1351 | 14.93 | 331.3665 | 471.8766 | 767.0942 | 1930.9278 | 538.7252 | 538.7252 | 538.7252 | 2946.708 | 3693.8603 | 2469.6531
2012-05-07 | 12.28 | 685 | 898.214 | 1208.4129 | 895.3089 | 536.9558 | 1075.3692 | 2386.4379 | 8.03 | 1263.6817 | 1595.8581 | 1930.5622 | 3131.8071 | 15 | 321.4517 | 459.9294 | 754.7333 | 1918.1707 | 550.1306 | 550.1306 | 550.1306 | 2936.5685 | 3681.9376 | 2468.3013
2012-05-08 | 12.4 | 646.229 | 915.2479 | 1246.6367 | 895.1955 | 536.8424 | 1075.2557 | 2423.9912 | 8.17 | 1202.2116 | 1621.3847 | 1979.8254 | 3180.2884 | 15.07 | 300.5471 | 476.2077 | 790.7771 | 1953.7638 | 547.5098 | 547.5098 | 547.5098 | 2971.501 | 3727.7982 | 2501.2736
2012-05-09 | 12.51 | 631.5908 | 896.6676 | 1227.3451 | 895.0914 | 536.7384 | 1075.1517 | 2404.0837 | 8.3 | 1184.9197 | 1599.4396 | 1957.0409 | 3156.7768 | 15.14 | 293.8104 | 467.6595 | 781.9013 | 1944.6012 | 558.4427 | 558.4427 | 558.4427 | 2962.5263 | 3715.2195 | 2503.0438
2012-05-10 | 12.62 | 616.9478 | 878.0552 | 1208.0149 | 894.9874 | 536.6343 | 1075.0477 | 2384.1377 | 8.41 | 1170.2519 | 1580.801 | 1937.6844 | 3136.8026 | 15.19 | 287.0682 | 459.0784 | 772.9862 | 1935.3993 | 569.3846 | 569.3846 | 569.3846 | 2953.5224 | 3706.1873 | 2504.7839
2012-05-11 | 12.73 | 602.7357 | 860.0162 | 1189.2864 | 894.8834 | 536.5303 | 1074.9437 | 2364.7937 | 8.52 | 1156.0149 | 1562.736 | 1918.9297 | 3117.4303 | 15.24 | 282.0704 | 452.7392 | 766.4052 | 1928.5862 | 580.1838 | 580.1838 | 580.1838 | 2944.9774 | 3697.6141 | 2508.7699
2012-05-12 | 12.84 | 608.6599 | 806.1968 | 1113.1728 | 894.7794 | 536.4263 | 1074.8397 | 2288.0645 | 8.63 | 1181.7662 | 1497.1413 | 1828.3917 | 3026.2748 | 15.28 | 286.0323 | 417.2328 | 710.5436 | 1872.4924 | 604.5185 | 604.5185 | 604.5185 | 2892.583 | 3630.7934 | 2477.0109
2012-05-13 | 12.94 | 596.1082 | 791.0838 | 1097.5242 | 894.6848 | 536.3317 | 1074.7451 | 2271.8551 | 8.72 | 1170.55 | 1483.6428 | 1814.4153 | 3011.7902 | 15.31 | 281.6625 | 411.9816 | 705.1028 | 1866.8196 | 614.4898 | 614.4898 | 614.4898 | 2886.3449 | 3626.28 | 2481.3094
2012-05-14 | 13.03 | 566.8711 | 818.1296 | 1148.5318 | 894.5997 | 536.2466 | 1074.66 | 2322.3566 | 8.81 | 1125.1688 | 1529.2265 | 1886.7925 | 3083.6593 | 15.34 | 270.5235 | 440.6752 | 756.6588 | 1918.2528 | 608.6282 | 608.6282 | 608.6282 | 2930.9848 | 3692.2874 | 2526.881
2012-05-15 | 13.12 | 554.3085 | 802.125 | 1131.9024 | 894.5146 | 536.1615 | 1074.5749 | 2305.2212 | 8.89 | 1113.904 | 1514.8806 | 1871.886 | 3068.2993 | 15.36 | 269.8806 | 439.8497 | 755.7878 | 1917.3682 | 618.7353 | 618.7353 | 618.7353 | 2923.9565 | 3687.0346 | 2536.1036
2012-05-16 | 13.22 | 541.8878 | 786.3109 | 1115.4821 | 894.4201 | 536.067 | 1074.4803 | 2288.2403 | 8.98 | 1102.781 | 1500.7252 | 1857.1885 | 3053.0939 | 15.37 | 266.7327 | 435.8436 | 751.6261 | 1913.0292 | 628.7219 | 628.7219 | 628.7219 | 2916.9622 | 3681.8158 | 2541.7511
2012-05-17 | 13.3 | 531.2335 | 772.7324 | 1101.3746 | 894.3444 | 535.9913 | 1074.4047 | 2273.6816 | 9.07 | 1090.7786 | 1485.4353 | 1841.3053 | 3036.7028 | 15.38 | 265.3503 | 434.0721 | 749.7764 | 1911.1113 | 638.1336 | 638.1336 | 638.1336 | 2911.8152 | 3674.8364 | 2549.2449
2012-05-18 | 13.38 | 529.7558 | 748.6897 | 1063.3058 | 877.1211 | 531.2903 | 1049.4854 | 2213.411 | 9.18 | 1094.6971 | 1454.3097 | 1794.4518 | 2966.9331 | 15.39 | 270.1519 | 424.4405 | 727.3269 | 1867.1496 | 658.3944 | 658.3944 | 658.3944 | 2871.8054 | 3625.3275 | 2525.544
2012-05-19 | 13.46 | 535.2866 | 703.5584 | 994.6503 | 840.1413 | 510.6988 | 990.5445 | 2095.2123 | 9.29 | 1113.8051 | 1390.4275 | 1703.7667 | 2825.3993 | 15.39 | 277.2424 | 397.1852 | 678.3537 | 1769.5174 | 692.3197 | 692.3197 | 692.3197 | 2787.532 | 3517.719 | 2461.8371
2012-05-20 | 13.54 | 518.8626 | 691.0835 | 984.997 | 843.6519 | 514.5471 | 993.1226 | 2085.1562 | 9.4 | 1087.1451 | 1369.8206 | 1686.277 | 2806.9016 | 15.4 | 270.4105 | 394.341 | 678.3988 | 1769.6105 | 700.495 | 700.495 | 700.495 | 2785.6512 | 3507.3966 | 2470.1055
2012-05-21 | 13.61 | 490.2528 | 720.5111 | 1047.1232 | 894.0513 | 535.6982 | 1074.1115 | 2217.6804 | 9.53 | 1029.8587 | 1407.8393 | 1760.7131 | 2953.5343 | 15.42 | 257.4816 | 424.0166 | 739.3001 | 1900.2533 | 674.8309 | 674.8309 | 674.8309 | 2892.5113 | 3628.3651 | 2575.0841
2012-05-22 | 13.68 | 481.1772 | 708.9483 | 1035.1126 | 893.9851 | 535.632 | 1074.0453 | 2205.2736 | 9.66 | 1012.8239 | 1386.1438 | 1738.1834 | 2930.279 | 15.44 | 255.029 | 420.8876 | 736.0452 | 1896.8757 | 683.4802 | 683.4802 | 683.4802 | 2888.7537 | 3613.7592 | 2580.3559
2012-05-23 | 13.75 | 471.9059 | 697.1332 | 1022.8348 | 893.9189 | 535.5658 | 1073.9792 | 2192.5994 | 9.79 | 995.594 | 1364.1966 | 1715.3872 | 2906.7572 | 15.46 | 251.0577 | 415.8211 | 730.7735 | 1891.4268 | 692.109 | 692.109 | 692.109 | 2884.7085 | 3598.8662 | 2583.5359
2012-05-24 | 13.82 | 462.2652 | 684.843 | 1010.0693 | 893.8527 | 535.4996 | 1073.913 | 2179.4377 | 9.91 | 979.3178 | 1343.4595 | 1693.8529 | 2884.552 | 15.49 | 245.3941 | 408.5947 | 723.2649 | 1883.6865 | 700.8536 | 700.8536 | 700.8536 | 2880.2914 | 3585.4057 | 2584.5401
2012-05-25 | 13.89 | 461.1245 | 662.9446 | 974.4 | 876.6389 | 530.8081 | 1049.0031 | 2121.6924 | 10.04 | 978.824 | 1309.5934 | 1644.447 | 2812.2385 | 15.53 | 245.9766 | 394.2074 | 695.9389 | 1834.7122 | 720.0956 | 720.0956 | 720.0956 | 2841.788 | 3532.3341 | 2554.8078
2012-05-26 | 13.96 | 465.8951 | 621.1576 | 909.5316 | 839.6732 | 510.2307 | 990.0764 | 2007.4793 | 10.17 | 991.529 | 1245.2647 | 1553.8585 | 2670.9451 | 15.56 | 248.1523 | 362.6225 | 642.6204 | 1732.6398 | 752.7394 | 752.7394 | 752.7394 | 2760.2187 | 3423.6845 | 2485.3793
2012-05-27 | 14.03 | 451.8521 | 611.0192 | 902.2219 | 843.2025 | 514.0977 | 992.6731 | 1999.8739 | 10.27 | 967.8107 | 1227.2909 | 1538.9671 | 2655.1949 | 15.6 | 237.7841 | 355.332 | 638.0404 | 1727.9854 | 759.9136 | 759.9136 | 759.9136 | 2759.7875 | 3415.1085 | 2487.899
2012-05-28 | 14.09 | 426.329 | 639.0626 | 962.5119 | 893.5974 | 535.2443 | 1073.6576 | 2130.3508 | 10.37 | 918.1677 | 1265.5848 | 1612.9779 | 2801.1039 | 15.65 | 224.0405 | 381.3801 | 694.9816 | 1854.4766 | 734.3159 | 734.3159 | 734.3159 | 2864.6667 | 3535.4198 | 2588.7925
2012-05-29 | 14.16 | 418.136 | 628.6193 | 951.662 | 893.5312 | 535.1781 | 1073.5915 | 2119.105 | 10.48 | 904.6643 | 1248.3827 | 1595.1116 | 2782.6218 | 15.69 | 218.5008 | 374.3142 | 687.6379 | 1846.8468 | 742.2702 | 742.2702 | 742.2702 | 2861.3752 | 3524.892 | 2589.117
2012-05-30 | 14.22 | 410.3967 | 618.7597 | 941.4219 | 893.4745 | 535.1214 | 1073.5347 | 2108.5237 | 10.56 | 894.259 | 1235.133 | 1581.3525 | 2768.4107 | 15.73 | 213.4145 | 367.8318 | 680.9037 | 1839.8812 | 750.0668 | 750.0668 | 750.0668 | 2858.5905 | 3518.4774 | 2589.948
2012-05-31 | 14.28 | 402.2757 | 608.409 | 930.6683 | 893.4177 | 535.0646 | 1073.478 | 2097.4288 | 10.65 | 882.1503 | 1219.7081 | 1565.3315 | 2751.8831 | 15.77 | 206.6243 | 359.1741 | 671.9075 | 1830.599 | 757.9014 | 757.9014 | 757.9014 | 2855.3302 | 3509.7845 | 2588.5003
2012-06-01 | 14.33 | 402.1703 | 589.3001 | 897.829 | 876.2228 | 530.392 | 1048.5871 | 2042.6845 | 10.74 | 884.7561 | 1192.1257 | 1522.0603 | 2686.0188 | 15.81 | 204.5655 | 342.4606 | 642.2246 | 1779.2579 | 775.9277 | 775.9277 | 775.9277 | 2818.6122 | 3461.9466 | 2555.1856
2012-06-02 | 14.38 | 407.3347 | 551.6102 | 837.5369 | 839.28 | 509.8376 | 989.6832 | 1933.277 | 10.85 | 896.7548 | 1132.7478 | 1437.2155 | 2550.7709 | 15.85 | 206.2981 | 312.8992 | 591.2099 | 1679.6321 | 806.9277 | 806.9277 | 806.9277 | 2740.2046 | 3357.6986 | 2486.5598
2012-06-03 | 14.43 | 385.039 | 560.26 | 855.4775 | 893.2759 | 534.9228 | 1073.3361 | 2021.3783 | 10.95 | 849.9145 | 1137.655 | 1452.4046 | 2637.2737 | 15.88 | 195.3485 | 324.6563 | 611.9038 | 1770.0646 | 790.9678 | 790.9678 | 790.9678 | 2812.346 | 3428.2414 | 2561.0324
2012-06-04 | 14.49 | 377.9737 | 551.5024 | 846.4197 | 893.2191 | 534.866 | 1073.2794 | 2011.9795 | 11.06 | 836.1492 | 1120.5809 | 1434.7497 | 2619.0036 | 15.91 | 190.9633 | 319.2255 | 606.285 | 1764.2145 | 798.1481 | 798.1481 | 798.1481 | 2810.1276 | 3417.1518 | 2562.3626
2012-06-05 | 14.53 | 372.7253 | 544.9725 | 839.6614 | 893.1813 | 534.8282 | 1073.2416 | 2004.9893 | 11.19 | 818.8586 | 1099.0989 | 1412.5342 | 2596.0641 | 15.93 | 187.0591 | 314.363 | 601.2503 | 1759.003 | 804.589 | 804.589 | 804.589 | 2809.5783 | 3400.6531 | 2563.5921
2012-06-06 | 14.56 | 365.4533 | 560.0075 | 872.3265 | 893.1529 | 534.7999 | 1073.2132 | 2037.4769 | 11.31 | 796.4649 | 1107.882 | 1439.857 | 2622.7174 | 15.95 | 183.7654 | 329.0573 | 633.0906 | 1790.7755 | 801.6605 | 801.6605 | 801.6605 | 2839.1374 | 3424.3778 | 2592.436
2012-06-07 | 14.6 | 360.8261 | 554.1114 | 866.2038 | 893.1151 | 534.762 | 1073.1754 | 2031.1223 | 11.44 | 779.8831 | 1086.7951 | 1417.9992 | 2600.1358 | 15.97 | 183.1248 | 328.2265 | 632.2146 | 1789.8318 | 807.7827 | 807.7827 | 807.7827 | 2838.9051 | 3407.9185 | 2597.6146
2012-06-08 | 14.64 | 355.5724 | 547.4333 | 859.2783 | 893.0773 | 534.7242 | 1073.1376 | 2023.965 | 11.57 | 762.6759 | 1064.9274 | 1395.3397 | 2576.7526 | 15.98 | 181.8572 | 326.6134 | 630.5355 | 1788.085 | 814.0956 | 814.0956 | 814.0956 | 2838.0606 | 3390.8481 | 2602.1805
2012-06-09 | 14.68 | 352.327 | 519.6439 | 813.4387 | 893.0395 | 534.6864 | 1073.0997 | 1977.8935 | 11.69 | 751.6375 | 1015.6315 | 1326.2082 | 2506.952 | 15.99 | 184.0556 | 310.6324 | 597.3552 | 1754.9458 | 829.4763 | 829.4763 | 829.4763 | 2807.3698 | 3336.4283 | 2584.4221
2012-06-10 | 14.72 | 356.9354 | 497.5711 | 784.7658 | 842.5696 | 513.4648 | 992.0402 | 1878.8431 | 11.81 | 756.0026 | 974.275 | 1277.0574 | 2385.4939 | 15.98 | 189.6288 | 297.7158 | 578.3755 | 1666.4327 | 857.4309 | 857.4309 | 857.4309 | 2736.2739 | 3242.9248 | 2523.8636
2012-06-11 | 14.76 | 338.9835 | 527.7398 | 846.648 | 892.9638 | 534.6107 | 1073.0241 | 2010.6394 | 11.93 | 712.9153 | 1004.1322 | 1340.9299 | 2520.3359 | 15.98 | 183.0684 | 329.1027 | 640.5517 | 1798.1158 | 826.822 | 826.822 | 826.822 | 2837.4614 | 3347.1579 | 2624.9378
2012-06-12 | 14.8 | 333.7392 | 521.0636 | 839.7076 | 892.926 | 534.5729 | 1072.9863 | 2003.4673 | 12.06 | 695.763 | 982.2894 | 1318.2539 | 2496.9367 | 15.98 | 183.1162 | 329.1667 | 640.6044 | 1798.1552 | 828.5242 | 828.5242 | 828.5242 | 2831.9915 | 3325.4609 | 2626.6794
2012-06-13 | 14.84 | 328.2195 | 514.0325 | 832.4061 | 892.8882 | 534.5351 | 1072.9484 | 1995.9341 | 12.16 | 682.2998 | 965.1426 | 1300.4573 | 2478.5804 | 15.98 | 182.8881 | 328.8754 | 640.2955 | 1797.8331 | 830.3121 | 830.3121 | 830.3121 | 2826.2462 | 3308.8925 | 2628.1452
2012-06-14 | 14.88 | 322.9485 | 507.3066 | 825.4152 | 892.8504 | 534.4973 | 1072.9106 | 1988.7116 | 12.26 | 669.086 | 948.3017 | 1282.9721 | 2460.5356 | 15.98 | 184.2292 | 330.572 | 642.0431 | 1799.6219 | 832.0263 | 832.0263 | 832.0263 | 2820.7379 | 3292.5618 | 2631.6481
2012-06-15 | 14.92 | 322.8634 | 490.189 | 795.0741 | 875.6649 | 529.8341 | 1048.0292 | 1936.6055 | 12.37 | 665.431 | 918.1641 | 1238.2533 | 2393.3373 | 15.97 | 185.8364 | 318.9989 | 617.8024 | 1753.9127 | 844.3929 | 844.3929 | 844.3929 | 2780.9984 | 3237.7302 | 2598.3057
2012-06-16 | 14.96 | 327.4003 | 456.6596 | 739.4389 | 838.737 | 509.2946 | 989.1402 | 1832.082 | 12.46 | 673.7963 | 868.0126 | 1163.9228 | 2269.1679 | 15.98 | 191.613 | 295.4093 | 573.0411 | 1660.7444 | 869.2001 | 869.2001 | 869.2001 | 2701.2821 | 3138.368 | 2529.9444
2012-06-17 | 15 | 319.183 | 452.4806 | 738.1351 | 842.3127 | 513.2079 | 991.7834 | 1830.7486 | 12.56 | 653.6905 | 852.0862 | 1150.8108 | 2255.4571 | 15.98 | 187.5735 | 295.2588 | 575.7709 | 1663.6502 | 869.5165 | 869.5165 | 869.5165 | 2700.2652 | 3124.9737 | 2533.1668
2012-06-18 | 15.03 | 302.8383 | 481.6599 | 798.7693 | 892.7085 | 534.3554 | 1072.7688 | 1961.1941 | 12.65 | 617.2119 | 882.202 | 1214.356 | 2389.7364 | 15.99 | 181.3157 | 326.8285 | 638.1223 | 1795.5391 | 838.5572 | 838.5572 | 838.5572 | 2799.7512 | 3228.2936 | 2634.0962
2012-06-19 | 15.07 | 297.9842 | 475.4601 | 792.3229 | 892.6707 | 534.3176 | 1072.7309 | 1954.5163 | 12.74 | 605.7394 | 867.5736 | 1199.1648 | 2374.0405 | 15.99 | 180.4296 | 325.6829 | 636.9198 | 1794.2688 | 840.142 | 840.142 | 840.142 | 2794.6583 | 3214.1825 | 2634.4109
2012-06-20 | 15.11 | 293.2126 | 469.3731 | 785.9997 | 892.6329 | 534.2798 | 1072.6931 | 1947.9617 | 12.83 | 594.3501 | 853.0586 | 1184.0973 | 2358.4684 | 16 | 178.3049 | 322.9668 | 634.0941 | 1791.3211 | 841.6977 | 841.6977 | 841.6977 | 2789.6594 | 3200.166 | 2633.0187
2012-06-21 | 15.13 | 289.8187 | 465.0412 | 781.4888 | 892.614 | 534.2609 | 1072.6742 | 1943.3283 | 12.91 | 583.0183 | 838.6165 | 1169.0964 | 2343.0174 | 16 | 177.5576 | 322.0056 | 633.0805 | 1790.2942 | 842.7974 | 842.7974 | 842.7974 | 2786.1256 | 3185.8147 | 2633.0915
2012-06-22 | 15.16 | 291.8473 | 451.4215 | 754.8631 | 875.438 | 529.6072 | 1047.8022 | 1895.0275 | 12.99 | 583.2736 | 815.5282 | 1131.907 | 2283.5973 | 16.01 | 180.3801 | 312.1548 | 610.6482 | 1746.404 | 854.2609 | 854.2609 | 854.2609 | 2749.2884 | 3137.8582 | 2600.6649
2012-06-23 | 15.18 | 297.7648 | 421.476 | 703.0641 | 838.5311 | 509.0886 | 988.9343 | 1794.5141 | 13.07 | 590.0307 | 768.5661 | 1061.2355 | 2163.315 | 16.01 | 184.1828 | 286.5879 | 563.8696 | 1651.1886 | 878.1163 | 878.1163 | 878.1163 | 2672.6304 | 3041.4313 | 2529.3049
2012-06-24 | 15.2 | 291.3289 | 419.1948 | 703.6894 | 842.1293 | 513.0245 | 991.6 | 1795.2352 | 13.13 | 575.0223 | 758.1155 | 1053.6968 | 2155.4446 | 16.02 | 181.6889 | 288.211 | 568.4209 | 1656.0238 | 877.9452 | 877.9452 | 877.9452 | 2673.1803 | 3033.3897 | 2533.969
2012-06-25 | 15.22 | 277.8347 | 449.757 | 765.589 | 892.5288 | 534.1758 | 1072.5891 | 1926.8842 | 13.2 | 544.5718 | 789.629 | 1118.228 | 2290.5124 | 16.02 | 174.8372 | 318.5193 | 629.4214 | 1786.4734 | 846.7001 | 846.7001 | 846.7001 | 2773.5844 | 3137.2125 | 2633.1735
2012-06-26 | 15.25 | 275.1767 | 446.3558 | 762.0444 | 892.5005 | 534.1474 | 1072.5607 | 1923.1629 | 13.27 | 536.6202 | 779.4858 | 1107.6885 | 2279.5777 | 16.03 | 173.5043 | 316.8052 | 627.6273 | 1784.5572 | 847.5833 | 847.5833 | 847.5833 | 2770.7462 | 3127.161 | 2632.1405
2012-06-27 | 15.27 | 272.2411 | 442.607 | 758.147 | 892.4816 | 534.1285 | 1072.5418 | 1918.9431 | 13.33 | 528.3914 | 768.9957 | 1096.7967 | 2268.1348 | 16.04 | 173.214 | 316.4259 | 627.2258 | 1783.9463 | 848.5848 | 848.5848 | 848.5848 | 2767.5279 | 3116.7196 | 2632.5311
2012-06-28 | 15.29 | 269.4407 | 439.0349 | 754.4264 | 892.4627 | 534.1096 | 1072.5229 | 1914.9002 | 13.39 | 520.2981 | 758.6826 | 1086.082 | 2256.8697 | 16.04 | 173.0586 | 316.2229 | 627.0008 | 1783.512 | 849.5444 | 849.5444 | 849.5444 | 2764.4446 | 3106.414 | 2633.0563
2012-06-29 | 15.32 | 270.2207 | 424.3803 | 726.782 | 875.2867 | 529.4559 | 1047.6509 | 1865.4241 | 13.45 | 521.2784 | 738.0706 | 1051.6194 | 2200.1596 | 16.05 | 174.8994 | 305.2786 | 603.448 | 1738.3321 | 861.2868 | 861.2868 | 861.2868 | 2726.711 | 3061.4464 | 2599.6189
2012-06-30 | 15.35 | 274.8945 | 394.3026 | 674.949 | 838.3719 | 508.9295 | 988.7751 | 1764.7323 | 13.5 | 531.0656 | 698.5428 | 988.9039 | 2087.9661 | 16.06 | 177.9648 | 279.1846 | 556.1553 | 1642.4276 | 885.1846 | 885.1846 | 885.1846 | 2649.9169 | 2973.1507 | 2527.6122
2012-07-01 | 15.37 | 268.3389 | 391.7009 | 675.2067 | 792.2599 | 476.6864 | 942.4164 | 1715.2323 | 13.55 | 517.6911 | 689.6109 | 982.8629 | 2031.8914 | 16.07 | 176.5445 | 282.0308 | 561.9486 | 1598.66 | 896.9327 | 896.9327 | 896.9327 | 2612.165 | 2928.8241 | 2495.5927
2012-07-02 | 15.4 | 255.0319 | 420.6392 | 735.269 | 836.9552 | 497.2392 | 1008.9061 | 1838.8864 | 13.6 | 492.6435 | 723.4206 | 1049.4252 | 2162.8547 | 16.07 | 169.2277 | 311.3015 | 621.8238 | 1721.8979 | 867.5852 | 867.5852 | 867.5852 | 2706.4716 | 3030.4399 | 2589.483
2012-07-03 | 15.43 | 251.8817 | 416.6102 | 731.0722 | 836.9255 | 497.2095 | 1008.8764 | 1834.3079 | 13.65 | 486.8426 | 716.0168 | 1041.7269 | 2154.6556 | 16.08 | 168.7214 | 310.6404 | 621.1215 | 1720.9264 | 868.6718 | 868.6718 | 868.6718 | 2702.9797 | 3023.3274 | 2589.5983
2012-07-04 | 15.45 | 248.2658 | 412.0073 | 726.2816 | 836.9057 | 497.1897 | 1008.8566 | 1829.1903 | 13.69 | 480.5762 | 708.0393 | 1033.435 | 2145.9178 | 16.08 | 167.7491 | 309.4053 | 619.825 | 1719.4155 | 869.8864 | 869.8864 | 869.8864 | 2699.0767 | 3015.8041 | 2589.3019
2012-07-05 | 15.48 | 244.7944 | 407.5724 | 721.6563 | 836.8759 | 497.1599 | 1008.8268 | 1824.1839 | 13.73 | 475.7744 | 701.912 | 1027.0538 | 2139.0911 | 16.09 | 166.9211 | 308.3379 | 618.6937 | 1718.0152 | 871.0746 | 871.0746 | 871.0746 | 2695.2585 | 3010.1657 | 2589.0898
2012-07-06 | 15.5 | 245.9797 | 394.0897 | 695.2962 | 820.5711 | 493.2197 | 986.4746 | 1776.9735 | 13.78 | 476.8261 | 682.545 | 994.0024 | 2084.7958 | 16.09 | 169.4783 | 298.497 | 596.3063 | 1674.9626 | 882.2793 | 882.2793 | 882.2793 | 2659.2528 | 2967.0751 | 2557.2419
2012-07-07 | 15.52 | 250.9144 | 365.8368 | 645.4555 | 789.0609 | 473.1569 | 939.4665 | 1683.8536 | 13.82 | 486.2404 | 645.335 | 933.8788 | 1980.8187 | 16.09 | 174.7794 | 275.411 | 552.1421 | 1587.7767 | 904.38 | 904.38 | 904.38 | 2588.2336 | 2885.1987 | 2492.1567
2012-07-08 | 15.54 | 245.8157 | 364.809 | 647.3193 | 792.0965 | 476.5229 | 942.2529 | 1685.1491 | 13.87 | 474.5446 | 638.0941 | 929.5456 | 1975.577 | 16.09 | 173.2251 | 278.0778 | 557.7504 | 1592.9774 | 904.0726 | 904.0726 | 904.0726 | 2589.2216 | 2879.6495 | 2497.0499
2012-07-09 | 15.56 | 234.0212 | 393.8378 | 707.3467 | 836.7966 | 497.0806 | 1008.7475 | 1808.5699 | 13.91 | 451.7631 | 671.3189 | 995.2525 | 2105.4044 | 16.09 | 166.7191 | 308.071 | 618.3576 | 1716.8211 | 874.7804 | 874.7804 | 874.7804 | 2683.3503 | 2980.1848 | 2591.6014
2012-07-10 | 15.58 | 232.4331 | 391.8193 | 705.2376 | 836.7768 | 497.0608 | 1008.7277 | 1806.1352 | 13.95 | 447.526 | 665.9272 | 989.6436 | 2099.3525 | 16.09 | 167.7733 | 309.4187 | 619.7413 | 1717.9902 | 875.3582 | 875.3582 | 875.3582 | 2681.4934 | 2974.7107 | 2593.3484
2012-07-11 | 15.59 | 230.3736 | 389.1868 | 702.4898 | 836.7669 | 497.0509 | 1008.7178 | 1803.1162 | 13.99 | 441.4982 | 658.2403 | 981.6516 | 2090.9179 | 16.08 | 167.0362 | 308.4707 | 618.7413 | 1716.7757 | 876.0747 | 876.0747 | 876.0747 | 2679.1909 | 2966.9926 | 2592.8504
2012-07-12 | 15.6 | 228.8254 | 387.2268 | 700.4413 | 836.757 | 497.041 | 1008.7079 | 1800.7964 | 14.04 | 434.6626 | 649.5448 | 972.6145 | 2081.3846 | 16.08 | 168.1298 | 309.8767 | 620.1851 | 1718.0589 | 876.6253 | 876.6253 | 876.6253 | 2677.4217 | 2958.0099 | 2594.6842
2012-07-13 | 15.61 | 230.8397 | 375.19 | 675.6264 | 820.462 | 493.1106 | 986.3655 | 1755.2461 | 14.08 | 436.1207 | 631.7163 | 941.2695 | 2028.9391 | 16.07 | 170.4629 | 299.741 | 597.4961 | 1674.7482 | 887.436 | 887.436 | 887.436 | 2642.6821 | 2916.3751 | 2562.1842
2012-07-14 | 15.62 | 236.9777 | 349.3169 | 628.3168 | 788.9628 | 473.0588 | 939.3684 | 1664.8289 | 14.12 | 444.5527 | 595.8676 | 882.741 | 1926.7356 | 16.07 | 177.4728 | 278.639 | 555.3818 | 1589.749 | 908.8953 | 908.8953 | 908.8953 | 2573.7242 | 2835.6309 | 2498.6442
2012-07-15 | 15.63 | 233.108 | 349.6368 | 631.5569 | 792.0099 | 476.4364 | 942.1664 | 1667.5919 | 14.15 | 435.7498 | 591.766 | 881.6084 | 1924.8593 | 16.06 | 175.6015 | 280.9245 | 560.5964 | 1594.5836 | 908.2395 | 908.2395 | 908.2395 | 2575.8314 | 2833.0988 | 2502.8231
2012-07-16 | 15.64 | 223.7782 | 380.8041 | 693.7271 | 836.7173 | 497.0013 | 1008.6682 | 1792.9986 | 14.19 | 415.0668 | 624.5908 | 946.6731 | 2053.7332 | 16.06 | 171.009 | 313.5526 | 623.9489 | 1721.0718 | 878.476 | 878.476 | 878.476 | 2671.4746 | 2932.2092 | 2599.5478
2012-07-17 | 15.65 | 222.5506 | 379.2356 | 692.0811 | 836.7074 | 496.9914 | 1008.6583 | 1791.082 | 14.21 | 412.5114 | 621.3326 | 943.2739 | 2050.0014 | 16.05 | 171.1029 | 313.6677 | 624.0497 | 1720.9579 | 878.9309 | 878.9309 | 878.9309 | 2670.0128 | 2928.9323 | 2599.8888
2012-07-18 | 15.66 | 221.5569 | 377.9785 | 690.7629 | 836.6975 | 496.9815 | 1008.6484 | 1789.4933 | 14.24 | 408.8709 | 616.7045 | 938.4582 | 2044.7998 | 16.05 | 170.1116 | 312.4129 | 622.7339 | 1719.3739 | 879.3079 | 879.3079 | 879.3079 | 2668.8012 | 2924.1077 | 2598.6818
2012-07-19 | 15.66 | 220.5993 | 376.7592 | 689.4815 | 836.6975 | 496.9815 | 1008.6484 | 1787.995 | 14.26 | 405.2666 | 612.1146 | 933.6796 | 2039.6891 | 16.05 | 171.7943 | 314.5582 | 624.9434 | 1721.4758 | 879.6635 | 879.6635 | 879.6635 | 2667.6585 | 2919.3526 | 2601.1393
2012-07-20 | 15.67 | 221.6857 | 373.6044 | 656.1524 | 836.6876 | 496.9716 | 1008.6385 | 1754.3956 | 14.28 | 406.6349 | 607.7485 | 897.8638 | 2003.5415 | 16.04 | 173.7852 | 312.9627 | 593.5509 | 1689.8686 | 887.6379 | 887.6379 | 887.6379 | 2642.0335 | 2891.1794 | 2577.5064
2012-07-21 | 15.68 | 224.194 | 355.1652 | 620.5234 | 836.6777 | 496.9617 | 1008.6286 | 1718.4963 | 14.3 | 411.0189 | 585.3668 | 857.4795 | 1962.8257 | 16.04 | 176.8109 | 296.7807 | 560.4258 | 1656.5287 | 896.1581 | 896.1581 | 896.1581 | 2614.6543 | 2858.9837 | 2552.6868
2012-07-22 | 15.69 | 223.2593 | 354.0266 | 619.3345 | 836.6677 | 496.9517 | 1008.6187 | 1717.0373 | 14.32 | 408.7219 | 582.5517 | 854.565 | 1959.5798 | 16.04 | 177.232 | 297.3123 | 560.9561 | 1656.8443 | 896.5043 | 896.5043 | 896.5043 | 2613.5416 | 2856.0842 | 2553.3486
2012-07-23 | 15.7 | 218.1254 | 369.1052 | 651.4611 | 836.6578 | 496.9418 | 1008.6087 | 1748.894 | 14.34 | 399.0583 | 598.1714 | 887.9306 | 1992.6143 | 16.04 | 174.2225 | 313.523 | 594.0825 | 1689.7559 | 888.9436 | 888.9436 | 888.9436 | 2637.8376 | 2881.5579 | 2578.6995
2012-07-24 | 15.71 | 216.7868 | 367.4085 | 645.6786 | 836.6479 | 496.9319 | 1008.5988 | 1742.8416 | 14.36 | 396.3811 | 594.7822 | 880.401 | 1984.7538 | 16.04 | 174.2162 | 313.5125 | 590.0407 | 1685.4994 | 890.3801 | 890.3801 | 890.3801 | 2633.2216 | 2875.1339 | 2575.8795
2012-07-25 | 15.72 | 215.794 | 366.158 | 644.3674 | 836.638 | 496.922 | 1008.5889 | 1741.2605 | 14.38 | 394.05 | 591.8395 | 877.3429 | 1981.365 | 16.04 | 171.8951 | 310.5798 | 586.9928 | 1682.1304 | 890.7553 | 890.7553 | 890.7553 | 2632.0158 | 2872.1203 | 2572.8856
2012-07-26 | 15.72 | 214.9266 | 365.058 | 643.2221 | 836.638 | 496.922 | 1008.5889 | 1739.8987 | 14.4 | 390.5141 | 587.3632 | 872.7122 | 1976.4038 | 16.05 | 172.3599 | 311.1659 | 587.5881 | 1682.5641 | 891.0785 | 891.0785 | 891.0785 | 2630.9772 | 2867.4823 | 2573.6426
2012-07-27 | 15.73 | 214.2171 | 364.1674 | 642.2875 | 836.6281 | 496.9121 | 1008.579 | 1738.6945 | 14.42 | 388.4666 | 584.7806 | 870.0309 | 1973.3924 | 16.05 | 170.3223 | 308.5931 | 584.917 | 1679.5722 | 891.3643 | 891.3643 | 891.3643 | 2630.0588 | 2864.7567 | 2570.9364
2012-07-28 | 15.73 | 217.6706 | 347.1808 | 608.1847 | 836.6281 | 496.9121 | 1008.579 | 1704.3753 | 14.42 | 394.9628 | 565.6495 | 833.0641 | 1936.2017 | 16.06 | 174.3626 | 293.8144 | 553.2523 | 1647.746 | 899.5095 | 899.5095 | 899.5095 | 2603.8848 | 2835.7112 | 2547.2554
2012-07-29 | 15.74 | 216.5717 | 345.829 | 606.7779 | 836.6182 | 496.9022 | 1008.5691 | 1702.6991 | 14.43 | 393.8558 | 564.2896 | 831.6492 | 1934.5098 | 16.06 | 173.2657 | 292.4645 | 551.8476 | 1646.0736 | 899.9073 | 899.9073 | 899.9073 | 2602.6064 | 2834.4171 | 2545.9809
2012-07-30 | 15.74 | 212.8172 | 362.4077 | 640.4284 | 836.6182 | 496.9022 | 1008.5691 | 1736.1332 | 14.44 | 385.713 | 581.3134 | 866.4094 | 1968.9933 | 16.06 | 168.9283 | 306.8394 | 583.064 | 1677.0226 | 891.9722 | 891.9722 | 891.9722 | 2628.1054 | 2860.9654 | 2568.9947
2012-07-31 | 15.74 | 212.8077 | 362.3992 | 640.4056 | 836.6182 | 496.9022 | 1008.5691 | 1735.894 | 14.43 | 387.0256 | 582.9809 | 868.1168 | 1970.5297 | 16.07 | 168.9208 | 306.8328 | 583.0432 | 1676.7872 | 892.029 | 892.029 | 892.029 | 2627.9229 | 2862.5587 | 2568.8162
2012-08-01 | 15.74 | 212.7107 | 362.2808 | 639.6082 | 836.6182 | 496.9022 | 1008.5691 | 1734.8801 | 14.42 | 388.2506 | 584.5384 | 869.0257 | 1971.2675 | 16.07 | 168.8257 | 306.7164 | 582.2538 | 1675.7833 | 892.2696 | 892.2696 | 892.2696 | 2627.1497 | 2863.5371 | 2568.0529
2012-08-02 | 15.74 | 212.7012 | 362.2722 | 639.5873 | 836.6182 | 496.9022 | 1008.5691 | 1734.6429 | 14.42 | 388.2331 | 584.5219 | 868.9968 | 1971.0147 | 16.07 | 167.4884 | 305.0261 | 580.497 | 1673.7592 | 892.3259 | 892.3259 | 892.3259 | 2626.9688 | 2863.3406 | 2566.0851
2012-08-03 | 15.73 | 213.6256 | 363.4564 | 640.7968 | 836.6281 | 496.9121 | 1008.579 | 1735.6886 | 14.4 | 390.4793 | 587.3818 | 871.9361 | 1973.8354 | 16.07 | 167.0851 | 304.5287 | 579.9707 | 1673.0184 | 892.0777 | 892.0777 | 892.0777 | 2627.7663 | 2865.9131 | 2565.0961
2012-08-04 | 15.72 | 218.5636 | 348.2843 | 608.576 | 836.638 | 496.922 | 1008.5889 | 1703.304 | 14.38 | 399.8585 | 571.6988 | 838.5229 | 1940.3035 | 16.07 | 171.2105 | 289.9298 | 548.5153 | 1641.4012 | 899.7637 | 899.7637 | 899.7637 | 2603.0678 | 2840.0672 | 2541.1649
2012-08-05 | 15.72 | 219.3681 | 349.2646 | 609.5732 | 836.638 | 496.922 | 1008.5889 | 1704.0847 | 14.37 | 402.0076 | 574.3381 | 841.2277 | 1942.8367 | 16.07 | 172.0171 | 290.9123 | 549.5146 | 1642.186 | 899.5785 | 899.5785 | 899.5785 | 2603.6631 | 2842.4152 | 2541.7645
2012-08-06 | 15.71 | 214.1866 | 368.6493 | 679.1869 | 836.6479 | 496.9319 | 1008.5988 | 1773.5344 | 14.35 | 393.4321 | 597.135 | 916.234 | 2017.7238 | 16.06 | 168.0572 | 309.8479 | 618.1821 | 1710.6915 | 883.0955 | 883.0955 | 883.0955 | 2656.6299 | 2900.8194 | 2593.7871
2012-08-07 | 15.71 | 214.6503 | 369.2478 | 679.7918 | 836.6479 | 496.9319 | 1008.5988 | 1773.9227 | 14.34 | 395.2056 | 599.4053 | 918.5735 | 2019.8915 | 16.06 | 168.523 | 310.4484 | 618.7891 | 1711.0839 | 883.0034 | 883.0034 | 883.0034 | 2656.9261 | 2902.8949 | 2594.0873
2012-08-08 | 15.71 | 214.9712 | 369.6576 | 680.1996 | 836.6479 | 496.9319 | 1008.5988 | 1774.1139 | 14.32 | 398.1541 | 603.1669 | 922.4587 | 2023.6572 | 16.06 | 168.846 | 310.8603 | 619.199 | 1711.2793 | 882.958 | 882.958 | 882.958 | 2657.0719 | 2906.6152 | 2594.2373
2012-08-09 | 15.7 | 215.0277 | 369.7337 | 680.2689 | 836.6578 | 496.9418 | 1008.6087 | 1774.0191 | 14.31 | 398.2023 | 603.2347 | 922.5197 | 2023.546 | 16.05 | 168.9046 | 310.9385 | 619.2705 | 1711.1885 | 882.9805 | 882.9805 | 882.9805 | 2656.9996 | 2906.5265 | 2594.1691
2012-08-10 | 15.7 | 218.7565 | 360.1767 | 658.0665 | 820.3728 | 493.0214 | 986.2763 | 1731.3287 | 14.3 | 406.3579 | 594.67 | 900.8706 | 1981.2819 | 16.05 | 171.8561 | 301.5534 | 597.3655 | 1668.8404 | 893.1125 | 893.1125 | 893.1125 | 2624.4412 | 2874.3944 | 2561.9528
2012-08-11 | 15.7 | 226.0978 | 336.4635 | 613.0425 | 788.8843 | 472.9803 | 939.2899 | 1643.6332 | 14.29 | 420.9715 | 567.9757 | 851.9252 | 1889.3446 | 16.05 | 177.7249 | 278.9959 | 553.7454 | 1582.641 | 913.9258 | 913.9258 | 913.9258 | 2557.559 | 2803.2704 | 2496.5668
2012-08-12 | 15.7 | 224.3342 | 339.2367 | 618.8117 | 791.9426 | 476.3691 | 942.0991 | 1649.1043 | 14.28 | 418.515 | 571.3056 | 858.4506 | 1895.4649 | 16.05 | 176.4727 | 282.0367 | 559.7458 | 1588.3816 | 912.6273 | 912.6273 | 912.6273 | 2561.7315 | 2808.0921 | 2501.0089
2012-08-13 | 15.69 | 216.586 | 371.7637 | 682.3277 | 836.6677 | 496.9517 | 1008.6187 | 1775.2634 | 14.26 | 404.9978 | 611.9502 | 931.515 | 2031.9037 | 16.04 | 170.4713 | 312.9768 | 621.3378 | 1712.4494 | 882.6852 | 882.6852 | 882.6852 | 2657.9486 | 2914.5889 | 2595.1346
2012-08-14 | 15.69 | 216.731 | 371.9555 | 682.5147 | 836.6677 | 496.9517 | 1008.6187 | 1775.2338 | 14.25 | 406.4518 | 613.8132 | 933.4359 | 2033.6518 | 16.04 | 169.3008 | 311.4911 | 619.7844 | 1710.6293 | 882.6922 | 882.6922 | 882.6922 | 2657.926 | 2916.344 | 2593.3215
2012-08-15 | 15.68 | 218.0708 | 373.6764 | 683.317 | 836.6777 | 496.9617 | 1008.6286 | 1775.8714 | 14.22 | 410.4179 | 618.8845 | 937.7143 | 2037.8613 | 16.04 | 169.3253 | 311.5346 | 618.8464 | 1709.4766 | 882.5409 | 882.5409 | 882.5409 | 2658.4123 | 2920.4022 | 2592.0175
2012-08-16 | 15.67 | 219.4824 | 375.4852 | 685.1808 | 836.6876 | 496.9716 | 1008.6385 | 1777.5703 | 14.19 | 414.4556 | 624.0435 | 943.054 | 2043.1318 | 16.04 | 169.4217 | 311.6661 | 618.9701 | 1709.3856 | 882.1377 | 882.1377 | 882.1377 | 2659.708 | 2925.2695 | 2591.5233
2012-08-17 | 15.66 | 224.2325 | 367.0801 | 664.1598 | 820.4125 | 493.061 | 986.316 | 1736.1536 | 14.16 | 425.1705 | 618.2595 | 924.2423 | 2003.838 | 16.04 | 171.9886 | 301.7734 | 596.5383 | 1666.5557 | 891.9673 | 891.9673 | 891.9673 | 2628.121 | 2895.8053 | 2558.523
2012-08-18 | 15.65 | 232.3474 | 343.9314 | 619.6968 | 788.9333 | 473.0294 | 939.339 | 1649.1473 | 14.12 | 443.7391 | 595.0803 | 878.8423 | 1915.6471 | 16.04 | 175.6999 | 276.6301 | 550.2526 | 1577.7323 | 912.6171 | 912.6171 | 912.6171 | 2561.7644 | 2828.2642 | 2490.3494
2012-08-19 | 15.63 | 231.4872 | 354.411 | 635.2369 | 836.7272 | 497.0112 | 1008.6781 | 1727.1831 | 14.08 | 442.0358 | 609.5339 | 898.8131 | 1998.7848 | 16.04 | 173.077 | 283.6349 | 562.1157 | 1651.8356 | 894.0964 | 894.0964 | 894.0964 | 2621.2795 | 2892.8811 | 2545.9319
2012-08-20 | 15.61 | 228.706 | 384.4358 | 688.1591 | 836.747 | 497.031 | 1008.698 | 1779.9918 | 14.04 | 436.9961 | 648.4567 | 961.7668 | 2061.7195 | 16.04 | 169.0051 | 308.761 | 609.7365 | 1699.2418 | 881.563 | 881.563 | 881.563 | 2661.5547 | 2943.2824 | 2580.8048
2012-08-21 | 15.59 | 231.6627 | 388.1858 | 692.0341 | 836.7669 | 497.0509 | 1008.7178 | 1783.7529 | 14 | 442.5966 | 655.5605 | 969.1175 | 2069.0507 | 16.04 | 167.9846 | 307.4689 | 608.3862 | 1697.6253 | 880.6703 | 880.6703 | 880.6703 | 2664.4232 | 2949.7211 | 2578.2956
2012-08-22 | 15.56 | 234.3935 | 391.6481 | 695.6096 | 836.7966 | 497.0806 | 1008.7475 | 1787.266 | 13.95 | 447.9709 | 662.3764 | 976.1685 | 2076.1335 | 16.04 | 168.0651 | 307.571 | 608.4794 | 1697.5556 | 879.8365 | 879.8365 | 879.8365 | 2667.1025 | 2955.97 | 2577.3921
2012-08-23 | 15.54 | 237.6399 | 395.777 | 699.8743 | 836.8164 | 497.1004 | 1008.7673 | 1791.4164 | 13.9 | 455.1872 | 671.5401 | 985.6511 | 2085.6472 | 16.04 | 169.988 | 310.0214 | 611.0047 | 1699.9178 | 878.8515 | 878.8515 | 878.8515 | 2670.2679 | 2964.4987 | 2578.7693
2012-08-24 | 15.52 | 240.6875 | 399.6478 | 703.875 | 836.8363 | 497.1203 | 1008.7872 | 1795.3026 | 13.85 | 462.2043 | 680.4454 | 994.8693 | 2094.8959 | 16.03 | 169.0593 | 308.851 | 609.7811 | 1698.4281 | 877.9292 | 877.9292 | 877.9292 | 2673.2317 | 2972.8251 | 2576.3573
2012-08-25 | 15.49 | 249.6217 | 376.3819 | 657.8703 | 836.866 | 497.15 | 1008.8169 | 1749.2345 | 13.8 | 479.1253 | 654.486 | 945.1905 | 2045.2471 | 16.03 | 174.9312 | 285.8746 | 564.3638 | 1652.8991 | 888.8628 | 888.8628 | 888.8628 | 2638.0973 | 2934.1099 | 2541.7618
2012-08-26 | 15.47 | 253.0372 | 380.5224 | 662.1366 | 836.8858 | 497.1698 | 1008.8367 | 1753.3857 | 13.74 | 487.9622 | 665.1982 | 956.2464 | 2056.3839 | 16.02 | 174.2762 | 285.082 | 563.5333 | 1651.8025 | 887.8776 | 887.8776 | 887.8776 | 2641.2632 | 2944.2614 | 2539.68
2012-08-27 | 15.44 | 256.2466 | 384.4151 | 666.1494 | 836.9156 | 497.1996 | 1008.8665 | 1757.3345 | 13.68 | 495.2346 | 674.0167 | 965.3484 | 2065.566 | 16.02 | 176.1313 | 287.3327 | 565.8497 | 1654.0069 | 886.9404 | 886.9404 | 886.9404 | 2644.2749 | 2952.5063 | 2540.9472
2012-08-28 | 15.42 | 253.3737 | 415.7714 | 720.5362 | 836.9354 | 497.2194 | 1008.8863 | 1811.6058 | 13.62 | 492.091 | 718.3844 | 1034.1388 | 2134.4358 | 16.01 | 173.8012 | 314.9004 | 616.002 | 1703.9958 | 874.0598 | 874.0598 | 874.0598 | 2685.6656 | 3008.4956 | 2578.0556
2012-08-29 | 15.4 | 254.6376 | 420.4742 | 731.7016 | 836.9552 | 497.2392 | 1008.9061 | 1822.6553 | 13.54 | 499.5276 | 732.7081 | 1055.6389 | 2156.1171 | 16 | 174.3242 | 318.075 | 625.464 | 1713.2942 | 871.4374 | 871.4374 | 871.4374 | 2694.0927 | 3027.5545 | 2584.7316
2012-08-30 | 15.37 | 257.81 | 424.5276 | 735.8949 | 836.985 | 497.269 | 1008.9359 | 1826.7838 | 13.45 | 510.5883 | 746.8221 | 1070.2702 | 2170.9798 | 15.98 | 176.1837 | 320.4534 | 627.9195 | 1715.6371 | 870.4576 | 870.4576 | 870.4576 | 2697.2413 | 3041.4373 | 2586.0947
2012-08-31 | 15.35 | 265.1985 | 418.4222 | 717.1568 | 820.7198 | 493.3683 | 986.6233 | 1787.7526 | 13.37 | 530.2688 | 749.8116 | 1060.2951 | 2140.7721 | 15.97 | 179.5193 | 311.3064 | 606.2435 | 1673.6453 | 879.721 | 879.721 | 879.721 | 2667.4737 | 3020.4931 | 2553.3664
2012-09-01 | 15.32 | 276.7956 | 396.7925 | 674.0883 | 789.2572 | 473.3532 | 939.6628 | 1702.3362 | 13.26 | 561.2343 | 734.7613 | 1022.821 | 2060.8213 | 15.96 | 188.4263 | 291.7924 | 565.7441 | 1590.9622 | 899.9934 | 899.9934 | 899.9934 | 2602.3297 | 2960.8147 | 2490.9556
2012-09-02 | 15.3 | 277.3507 | 402.7454 | 683.1902 | 792.3272 | 476.7537 | 942.4837 | 1711.2827 | 13.16 | 569.7116 | 752.207 | 1044.0554 | 2082.0498 | 15.94 | 185.8171 | 293.3345 | 570.209 | 1595.2014 | 897.8701 | 897.8701 | 897.8701 | 2609.1528 | 2979.9199 | 2493.0715
2012-09-03 | 15.26 | 271.975 | 442.6794 | 754.6981 | 837.094 | 497.378 | 1009.0449 | 1845.273 | 13.05 | 562.8808 | 813.6013 | 1139.5244 | 2241.353 | 15.93 | 181.1493 | 326.8712 | 634.5487 | 1721.61 | 866.0694 | 866.0694 | 866.0694 | 2711.3424 | 3107.4224 | 2587.6794
2012-09-04 | 15.22 | 276.81 | 448.8675 | 761.1093 | 837.1336 | 497.4177 | 1009.0846 | 1851.6686 | 12.92 | 579.5489 | 834.8812 | 1161.5934 | 2263.8515 | 15.91 | 183.3559 | 329.7068 | 637.4817 | 1724.4296 | 864.5515 | 864.5515 | 864.5515 | 2716.2201 | 3128.403 | 2588.981
2012-09-05 | 15.19 | 281.2986 | 454.6247 | 767.0748 | 837.1634 | 497.4474 | 1009.1143 | 1857.5671 | 12.8 | 595.8696 | 855.7291 | 1183.2154 | 2285.8508 | 15.9 | 185.2163 | 332.1116 | 639.9691 | 1726.7524 | 860.2992 | 860.2992 | 860.2992 | 2717.8663 | 3146.15 | 2587.0516
2012-09-06 | 15.15 | 286.3504 | 461.1027 | 773.7928 | 837.203 | 497.487 | 1009.154 | 1864.2686 | 12.68 | 611.4363 | 875.6185 | 1203.8478 | 2306.859 | 15.88 | 183.6918 | 330.203 | 637.9859 | 1724.5032 | 854.2624 | 854.2624 | 854.2624 | 2718.5309 | 3161.1214 | 2578.7655
2012-09-07 | 15.09 | 298.9315 | 460.7008 | 760.8724 | 820.9775 | 493.6261 | 986.881 | 1831.2711 | 12.55 | 638.8634 | 885.7091 | 1200.9505 | 2283.9267 | 15.87 | 189.1897 | 323.4934 | 618.8 | 1685.1382 | 857.5636 | 857.5636 | 857.5636 | 2688.8347 | 3141.4903 | 2542.7018
2012-09-08 | 15.03 | 316.1966 | 443.6759 | 722.4009 | 789.5418 | 473.6378 | 939.9474 | 1750.6169 | 12.42 | 676.4634 | 871.7656 | 1164.1265 | 2204.6039 | 15.85 | 198.8683 | 304.2597 | 578.5439 | 1602.7667 | 872.0078 | 872.0078 | 872.0078 | 2622.6246 | 3076.6116 | 2474.7745
2012-09-09 | 14.97 | 320.6546 | 454.5952 | 736.6714 | 792.6446 | 477.071 | 942.801 | 1764.9146 | 12.29 | 686.6729 | 892.1235 | 1188.4788 | 2229.0274 | 15.82 | 200.4695 | 310.9292 | 588.3167 | 1612.5193 | 863.9164 | 863.9164 | 863.9164 | 2628.831 | 3092.9438 | 2476.4357
2012-09-10 | 14.92 | 316.28 | 499.3656 | 813.4396 | 837.431 | 497.715 | 1009.382 | 1904.1983 | 12.17 | 678.1522 | 960.8058 | 1292.1791 | 2396.8316 | 15.8 | 195.2173 | 344.9929 | 653.2794 | 1739.3901 | 826.1613 | 826.1613 | 826.1613 | 2730.3597 | 3222.993 | 2565.5515
2012-09-11 | 14.85 | 323.9756 | 509.1923 | 823.616 | 837.5004 | 497.7844 | 1009.4513 | 1914.5069 | 12.05 | 692.4107 | 979.0057 | 1311.0429 | 2416.0642 | 15.77 | 200.2867 | 351.4693 | 659.9798 | 1746.127 | 818.849 | 818.849 | 818.849 | 2733.3559 | 3234.9132 | 2564.9759
2012-09-12 | 14.79 | 332.1471 | 519.6311 | 834.4313 | 837.5599 | 497.8439 | 1009.5108 | 1925.4032 | 11.94 | 707.1444 | 997.8171 | 1330.545 | 2435.8834 | 15.73 | 205.8322 | 358.5579 | 667.3193 | 1753.452 | 811.3132 | 811.3132 | 811.3132 | 2736.7164 | 3247.1966 | 2564.7652
2012-09-13 | 14.73 | 339.9819 | 529.6457 | 844.8075 | 837.6194 | 497.9034 | 1009.5703 | 1935.8598 | 11.82 | 722.8565 | 1017.8815 | 1351.3481 | 2457.0527 | 15.69 | 211.0413 | 365.2227 | 674.22 | 1760.3378 | 803.7979 | 803.7979 | 803.7979 | 2739.6576 | 3260.8505 | 2564.1356
2012-09-14 | 14.67 | 354.3775 | 530.1082 | 832.6354 | 821.3938 | 494.0424 | 987.2974 | 1903.603 | 11.71 | 750.3931 | 1025.2684 | 1345.3547 | 2430.865 | 15.65 | 220.5885 | 362.8243 | 659.4194 | 1725.4739 | 806.42 | 806.42 | 806.42 | 2710.023 | 3237.285 | 2531.8939
2012-09-15 | 14.61 | 373.3611 | 511.6364 | 794.3545 | 789.954 | 474.05 | 940.3596 | 1823.1233 | 11.61 | 787.3296 | 1003.563 | 1301.9525 | 2344.706 | 15.61 | 233.9918 | 346.0211 | 623.4632 | 1647.5239 | 820.4032 | 820.4032 | 820.4032 | 2643.5266 | 3165.1092 | 2467.9271
2012-09-16 | 14.55 | 377.624 | 522.7384 | 808.87 | 793.0484 | 477.4749 | 943.2049 | 1837.6505 | 11.5 | 794.0427 | 1020.5406 | 1322.9205 | 2365.5969 | 15.56 | 238.3627 | 356.2603 | 636.958 | 1661.0914 | 811.754 | 811.754 | 811.754 | 2649.4045 | 3177.3509 | 2472.8454
2012-09-17 | 14.49 | 371.6707 | 570.1196 | 888.6736 | 837.8573 | 498.1413 | 1009.8082 | 1980.0402 | 11.4 | 778.1547 | 1088.4822 | 1426.4716 | 2533.3264 | 15.51 | 236.176 | 397.3321 | 709.4076 | 1795.6114 | 772.6746 | 772.6746 | 772.6746 | 2752.7148 | 3306.001 | 2568.286
2012-09-18 | 14.43 | 379.6927 | 580.3641 | 899.2821 | 837.9168 | 498.2008 | 1009.8677 | 1990.7255 | 11.3 | 791.42 | 1105.4183 | 1444.023 | 2551.1373 | 15.46 | 241.5733 | 404.2277 | 716.5416 | 1802.728 | 764.7694 | 764.7694 | 764.7694 | 2755.495 | 3315.9067 | 2567.4974
2012-09-19 | 14.37 | 387.2299 | 589.9992 | 909.27 | 837.9763 | 498.2603 | 1009.9272 | 2000.7896 | 11.2 | 804.2 | 1121.7445 | 1460.9532 | 2568.3259 | 15.42 | 247.8013 | 412.1916 | 724.7955 | 1811.0141 | 757.0117 | 757.0117 | 757.0117 | 2757.8013 | 3325.3376 | 2568.0258
2012-09-20 | 14.31 | 395.0695 | 600.0236 | 919.6644 | 838.0357 | 498.3197 | 1009.9866 | 2011.2595 | 11.09 | 818.5974 | 1140.137 | 1480.0297 | 2587.7096 | 15.37 | 253.0167 | 418.8675 | 731.7158 | 1817.9161 | 749.0738 | 749.0738 | 749.0738 | 2760.3333 | 3336.7833 | 2566.9898
2012-09-21 | 14.25 | 409.834 | 599.5265 | 906.3618 | 821.8102 | 494.4588 | 987.7137 | 1977.8658 | 10.97 | 848.5231 | 1148.0789 | 1474.3689 | 2561.8608 | 15.33 | 262.7127 | 415.5608 | 715.8717 | 1782.0138 | 751.4624 | 751.4624 | 751.4624 | 2729.3281 | 3313.3231 | 2533.4761
2012-09-22 | 14.19 | 430.5452 | 579.5947 | 864.3988 | 790.3662 | 474.4622 | 940.7718 | 1893.6901 | 10.86 | 889.9045 | 1125.4884 | 1427.6854 | 2472.3787 | 15.29 | 274.6665 | 394.3515 | 673.2535 | 1697.3183 | 765.9033 | 765.9033 | 765.9033 | 2659.5934 | 3238.282 | 2463.2216
2012-09-23 | 14.12 | 435.7677 | 592.2883 | 880.6167 | 793.4619 | 477.8884 | 943.6184 | 1909.9499 | 10.74 | 897.0953 | 1143.8056 | 1450.138 | 2494.7506 | 15.25 | 274.7125 | 399.7467 | 681.7897 | 1705.7887 | 756.4235 | 756.4235 | 756.4235 | 2666.3734 | 3251.174 | 2462.2122
2012-09-24 | 14.04 | 429.2571 | 643.7241 | 969.9557 | 838.3034 | 498.5874 | 1010.2543 | 2061.9952 | 10.61 | 880.3247 | 1218.9809 | 1566.7834 | 2675.8785 | 15.22 | 268.8191 | 439.1139 | 757.673 | 1843.6461 | 714.6329 | 714.6329 | 714.6329 | 2776.6282 | 3390.5114 | 2558.279
2012-09-25 | 13.97 | 439.1404 | 656.358 | 983.0532 | 838.3728 | 498.6568 | 1010.3237 | 2075.2143 | 10.49 | 896.7626 | 1239.9798 | 1588.5599 | 2698.0054 | 15.19 | 274.7646 | 446.7237 | 765.558 | 1851.5106 | 705.7069 | 705.7069 | 705.7069 | 2780.9213 | 3403.7123 | 2557.2176
2012-09-26 | 13.9 | 448.5716 | 668.4077 | 995.5436 | 838.4422 | 498.7262 | 1010.3931 | 2087.8255 | 10.36 | 914.0628 | 1262.071 | 1611.4686 | 2721.3127 | 15.15 | 273.6837 | 445.3648 | 764.1368 | 1849.8204 | 696.9252 | 696.9252 | 696.9252 | 2784.7507 | 3418.2379 | 2546.7456
2012-09-27 | 13.79 | 461.742 | 685.209 | 1012.9517 | 838.5512 | 498.8352 | 1010.5021 | 2105.5518 | 10.24 | 928.527 | 1280.5282 | 1630.595 | 2740.7867 | 15.12 | 278.9726 | 452.1122 | 771.1139 | 1856.826 | 686.9295 | 686.9295 | 686.9295 | 2792.4813 | 3427.7162 | 2543.7555
2012-09-28 | 13.69 | 483.8232 | 692.1102 | 1007.1071 | 822.3653 | 495.0139 | 988.2688 | 2079.7918 | 10.11 | 962.4845 | 1290.6838 | 1626.9117 | 2716.9082 | 15.08 | 288.615 | 447.9993 | 754.3376 | 1819.9622 | 687.1708 | 687.1708 | 687.1708 | 2766.9626 | 3404.079 | 2507.133
2012-09-29 | 13.59 | 512.9518 | 677.5068 | 970.306 | 790.955 | 475.051 | 941.3606 | 2000.9153 | 9.99 | 1009.3989 | 1267.5055 | 1579.1053 | 2626.2347 | 15.05 | 301.9618 | 426.7574 | 711.5663 | 1735.1545 | 699.9346 | 699.9346 | 699.9346 | 2700.8499 | 3326.1693 | 2435.0891
2012-09-30 | 13.49 | 521.4895 | 694.7553 | 991.3012 | 794.0677 | 478.4941 | 944.2241 | 2022.0536 | 9.86 | 1016.7819 | 1286.9093 | 1602.7881 | 2649.8211 | 15.02 | 311.3654 | 443.5384 | 731.8825 | 1755.728 | 688.9613 | 688.9613 | 688.9613 | 2711.0149 | 3338.7824 | 2444.6893

## 2011_2012 Volume
| Excludes IUK exports and storage injection | [17 empty] | IUK exports and storage injection |  |  | Includes IUK exports and storage injection
MCM |  | 0-73 MWh | Total NDM | LDZ | NTS power generation |  |  | Total | Cold | 0-73 MWh | Total NDM | LDZ | Total | Warm | 0-73 MWh | Total NDM | LDZ | Total | Total | Total | Total | Total | Total | Total | MCM/day | LDZ | Total | IUK exports & storage injection
| SNCWV | SND | SND | SND | SND | Low | High | SND | CWV | Cold demand | Cold demand | Cold demand | Cold demand | CWV | Warm demand | Warm demand | Warm demand | Warm demand | SND | Cold demand | Warm demand | SND | Cold demand | Warm demand | All year average | 144.7128 | 239.5974 | 39.4295
2011-10-01 | 13.34 | 50.4866 | 66.1576 | 93.4867 | 57.7305 | 35.0809 | 80.0645 | 175.2058 | 9.76 | 96.0823 | 120.3029 | 149.3726 | 232.7862 | 14.88 | 30.8727 | 42.8661 | 69.4464 | 150.4366 | 64.8489 | 64.8489 | 64.8489 | 240.0547 | 297.6351 | 215.2855 | Dec-Feb average | 232.003 | 320.8019 | 2.3769
2011-10-02 | 13.23 | 51.4186 | 67.9373 | 95.6299 | 58.2065 | 35.3854 | 80.4019 | 177.5303 | 9.61 | 97.037 | 122.4314 | 151.9209 | 235.4975 | 14.82 | 31.3818 | 44.002 | 70.9054 | 152.0696 | 63.7481 | 63.7481 | 63.7481 | 241.2784 | 299.2456 | 215.8177 | Jun-Aug average | 64.7725 | 165.3248 | 79.0494
2011-10-03 | 13.11 | 50.9332 | 73.7048 | 104.5507 | 61.7709 | 37.4989 | 86.7222 | 191.9709 | 9.46 | 95.2516 | 130.1724 | 163.1626 | 252.4479 | 14.76 | 30.8988 | 48.1783 | 78.0549 | 164.6319 | 59.7741 | 59.7741 | 59.7741 | 251.745 | 312.222 | 224.406
2011-10-04 | 13 | 52.3276 | 75.4809 | 106.3931 | 61.7809 | 37.5089 | 86.7322 | 193.8682 | 9.3 | 97.2516 | 132.7203 | 165.8062 | 255.1718 | 14.7 | 31.6869 | 49.1817 | 79.0952 | 165.7017 | 58.7671 | 58.7671 | 58.7671 | 252.6352 | 313.9388 | 224.4687
2011-10-05 | 12.86 | 53.9288 | 77.5223 | 108.5107 | 61.7936 | 37.5216 | 86.7449 | 196.056 | 9.14 | 99.094 | 135.0693 | 168.2433 | 257.689 | 14.65 | 32.196 | 49.8316 | 79.7685 | 166.3992 | 57.6934 | 57.6934 | 57.6934 | 253.7494 | 315.3825 | 224.0927
2011-10-06 | 12.73 | 55.5174 | 79.5476 | 110.6125 | 61.8054 | 37.5334 | 86.7566 | 198.2228 | 8.98 | 101.0453 | 137.557 | 170.8249 | 260.351 | 14.59 | 32.9355 | 50.775 | 80.7471 | 167.4072 | 56.6148 | 56.6148 | 56.6148 | 254.8376 | 316.9658 | 224.022
2011-10-07 | 12.6 | 58.1093 | 80.5634 | 110.4303 | 60.8082 | 36.9708 | 84.7147 | 196.6565 | 8.82 | 104.7754 | 138.8684 | 170.8312 | 258.9422 | 14.53 | 34.2825 | 50.7939 | 79.5907 | 164.8545 | 56.4222 | 56.4222 | 56.4222 | 253.0786 | 315.3644 | 221.2767
2011-10-08 | 12.47 | 61.5967 | 79.3489 | 107.0943 | 57.8086 | 35.159 | 80.1426 | 189.2168 | 8.66 | 110.1103 | 136.9602 | 166.5582 | 250.483 | 14.47 | 36.1303 | 49.1068 | 75.8796 | 157.056 | 57.6259 | 57.6259 | 57.6259 | 246.8427 | 308.1088 | 214.6819
2011-10-09 | 12.32 | 62.8062 | 81.5397 | 109.6735 | 58.2865 | 35.4654 | 80.482 | 191.987 | 8.5 | 110.9335 | 139.032 | 169.062 | 253.1434 | 14.41 | 36.4747 | 50.0845 | 77.1808 | 158.5271 | 56.3964 | 56.3964 | 56.3964 | 248.3834 | 309.5398 | 214.9235
2011-10-10 | 12.18 | 62.2622 | 88.1456 | 119.5329 | 61.8553 | 37.5833 | 86.8065 | 207.4187 | 8.32 | 109.1193 | 147.8493 | 181.5044 | 271.3614 | 14.33 | 36.163 | 54.8909 | 85.0151 | 171.8029 | 52.1619 | 52.1619 | 52.1619 | 259.5806 | 323.5233 | 223.9649
2011-10-11 | 12.03 | 64.0264 | 90.3942 | 121.8656 | 61.8689 | 37.5969 | 86.8201 | 209.8266 | 8.13 | 111.3675 | 150.7147 | 184.4774 | 274.4299 | 14.25 | 37.0784 | 56.0579 | 86.225 | 173.0524 | 51.0208 | 51.0208 | 51.0208 | 260.8474 | 325.4507 | 224.0732
2011-10-12 | 11.88 | 65.8227 | 92.685 | 124.2425 | 61.8825 | 37.6105 | 86.8338 | 212.2787 | 7.94 | 113.6477 | 153.6224 | 187.4946 | 277.5426 | 14.17 | 38.026 | 57.2672 | 87.4791 | 174.3461 | 49.8592 | 49.8592 | 49.8592 | 262.1379 | 327.4018 | 224.2053
2011-10-13 | 11.73 | 67.6321 | 94.992 | 126.6368 | 61.8961 | 37.6241 | 86.8474 | 214.7483 | 7.77 | 115.6982 | 156.2368 | 190.2082 | 280.3414 | 14.06 | 39.3508 | 58.9565 | 89.2324 | 176.1543 | 48.6935 | 48.6935 | 48.6935 | 263.4417 | 329.0349 | 224.8478
2011-10-14 | 11.58 | 70.673 | 96.2652 | 126.6896 | 60.9007 | 37.0633 | 84.8072 | 213.4149 | 7.59 | 119.9198 | 157.796 | 190.4329 | 279.1467 | 13.95 | 41.4211 | 59.7168 | 88.827 | 174.3713 | 48.4303 | 48.4303 | 48.4303 | 261.8452 | 327.577 | 222.8016
2011-10-15 | 11.43 | 74.7412 | 94.959 | 123.2005 | 57.902 | 35.2524 | 80.236 | 205.8062 | 7.41 | 125.9166 | 155.7325 | 185.9289 | 270.4351 | 13.84 | 44.0615 | 58.5252 | 85.5947 | 167.0611 | 49.6565 | 49.6565 | 49.6565 | 255.4627 | 320.0915 | 216.7176
2011-10-16 | 11.28 | 75.8256 | 97.0954 | 125.7369 | 58.378 | 35.5569 | 80.5735 | 208.5233 | 7.24 | 126.7125 | 157.8856 | 188.5327 | 273.1876 | 13.7 | 45.3438 | 60.6815 | 88.1216 | 169.7887 | 48.4344 | 48.4344 | 48.4344 | 256.9577 | 321.622 | 218.2231
2011-10-17 | 11.16 | 74.5774 | 103.8462 | 135.8242 | 61.9478 | 37.6758 | 86.8991 | 224.221 | 7.08 | 124.0933 | 166.9391 | 201.3144 | 291.7935 | 13.57 | 45.329 | 66.578 | 97.1401 | 184.3069 | 44.1215 | 44.1215 | 44.1215 | 268.3425 | 335.915 | 228.4284
2011-10-18 | 11.03 | 76.0721 | 105.7506 | 137.8001 | 61.9596 | 37.6876 | 86.9109 | 226.2619 | 6.92 | 125.9503 | 169.3056 | 203.7699 | 294.3291 | 13.43 | 46.9461 | 68.6383 | 99.2776 | 186.5146 | 43.0499 | 43.0499 | 43.0499 | 269.3118 | 337.379 | 229.5644
2011-10-19 | 10.91 | 77.6003 | 107.6987 | 139.8217 | 61.9705 | 37.6985 | 86.9217 | 228.3433 | 6.75 | 128.0837 | 172.0249 | 206.5921 | 297.2365 | 13.3 | 48.5967 | 70.7421 | 101.4609 | 188.7628 | 41.9686 | 41.9686 | 41.9686 | 270.3119 | 339.2051 | 230.7315
2011-10-20 | 10.78 | 79.0964 | 109.6055 | 141.8002 | 61.9823 | 37.7103 | 86.9335 | 230.3867 | 6.59 | 129.9421 | 174.3936 | 209.0502 | 299.7746 | 13.17 | 50.0937 | 72.65 | 103.4405 | 190.8074 | 40.8964 | 40.8964 | 40.8964 | 271.2831 | 340.671 | 231.7039
2011-10-21 | 10.68 | 81.6985 | 110.0426 | 140.9576 | 60.9824 | 37.1449 | 84.8889 | 228.1219 | 6.42 | 134.2653 | 175.723 | 209.0004 | 298.2863 | 13.04 | 52.577 | 73.6563 | 103.2626 | 189.2514 | 40.8467 | 40.8467 | 40.8467 | 268.9685 | 339.133 | 230.0981
2011-10-22 | 10.58 | 85.507 | 107.7389 | 136.387 | 57.9783 | 35.3288 | 80.3124 | 219.3857 | 6.25 | 140.6156 | 173.1845 | 203.9385 | 288.9829 | 12.92 | 55.7254 | 72.3711 | 99.8812 | 181.7742 | 42.3352 | 42.3352 | 42.3352 | 261.7209 | 331.3182 | 224.1094
2011-10-23 | 10.49 | 85.8257 | 109.0348 | 138.0663 | 58.4476 | 35.6265 | 80.643 | 221.2094 | 6.08 | 141.3598 | 175.378 | 206.5989 | 291.7805 | 12.8 | 56.7364 | 74.2837 | 102.1683 | 184.2436 | 41.3051 | 41.3051 | 41.3051 | 262.5145 | 333.0856 | 225.5487
2011-10-24 | 10.39 | 83.8502 | 115.6628 | 148.0858 | 62.0177 | 37.7457 | 86.9689 | 236.8655 | 5.91 | 138.2077 | 184.9266 | 219.9819 | 311.0467 | 12.69 | 55.9435 | 80.1033 | 111.1749 | 198.7814 | 37.0021 | 37.0021 | 37.0021 | 273.8676 | 348.0489 | 235.7835
2011-10-25 | 10.29 | 85.0474 | 117.1873 | 149.6674 | 62.0267 | 37.7548 | 86.978 | 238.4966 | 5.74 | 140.2523 | 187.5312 | 222.6847 | 313.8346 | 12.58 | 57.263 | 81.7835 | 112.918 | 200.5792 | 36.0278 | 36.0278 | 36.0278 | 274.5244 | 349.8623 | 236.607
2011-10-26 | 10.19 | 86.2435 | 118.711 | 151.2482 | 62.0358 | 37.7638 | 86.9871 | 240.127 | 5.57 | 142.2958 | 190.1349 | 225.3867 | 316.6216 | 12.48 | 58.46 | 83.3083 | 114.4999 | 202.2108 | 35.0559 | 35.0559 | 35.0559 | 275.1829 | 351.6776 | 237.2667
2011-10-27 | 10.09 | 87.4198 | 120.2093 | 152.8026 | 62.0449 | 37.7729 | 86.9961 | 241.7309 | 5.42 | 144.0768 | 192.4039 | 227.7413 | 319.051 | 12.38 | 59.6372 | 84.8076 | 116.0554 | 203.8159 | 34.078 | 34.078 | 34.078 | 275.8089 | 353.129 | 237.8939
2011-10-28 | 9.97 | 90.5253 | 121.0672 | 152.3735 | 61.0468 | 37.2094 | 84.9533 | 239.8815 | 5.27 | 148.5078 | 193.5159 | 227.4286 | 317.2761 | 12.28 | 62.0276 | 85.4595 | 115.4846 | 201.8428 | 33.9297 | 33.9297 | 33.9297 | 273.8112 | 351.2058 | 235.7725
2011-10-29 | 9.84 | 94.951 | 118.9508 | 147.9542 | 58.0448 | 35.3952 | 80.3788 | 231.2933 | 5.13 | 154.8816 | 190.1243 | 221.4186 | 306.9818 | 12.18 | 65.1765 | 83.5907 | 111.456 | 193.6902 | 35.3783 | 35.3783 | 35.3783 | 266.6717 | 342.3601 | 229.0685
2011-10-30 | 9.72 | 95.5664 | 120.6679 | 150.0766 | 58.5153 | 35.6942 | 80.7107 | 233.5667 | 5.03 | 154.6124 | 191.2079 | 222.9453 | 308.602 | 12.06 | 66.1063 | 85.4731 | 113.7199 | 196.129 | 34.2615 | 34.2615 | 34.2615 | 267.8282 | 342.8635 | 230.3905
2011-10-31 | 9.59 | 93.5978 | 128.0752 | 160.9619 | 62.0902 | 37.8182 | 87.0415 | 250.1393 | 4.93 | 150.1258 | 200.1065 | 235.7314 | 327.2843 | 11.94 | 65.0912 | 91.7504 | 123.2563 | 211.2357 | 29.741 | 29.741 | 29.741 | 279.8803 | 357.0253 | 240.9767
2011-11-01 | 9.45 | 95.2703 | 130.2057 | 163.1718 | 62.1029 | 37.8309 | 87.0542 | 252.419 | 4.82 | 151.4325 | 201.7711 | 237.4577 | 329.065 | 11.83 | 66.4008 | 93.4184 | 124.9859 | 213.02 | 28.6103 | 28.6103 | 28.6103 | 281.0293 | 357.6754 | 241.6303
2011-11-02 | 9.31 | 96.9381 | 132.3306 | 165.3758 | 62.1156 | 37.8436 | 87.0669 | 254.6929 | 4.75 | 152.2492 | 202.8118 | 238.5366 | 330.1778 | 11.69 | 68.0695 | 95.5443 | 127.1911 | 215.2951 | 27.491 | 27.491 | 27.491 | 282.184 | 357.6689 | 242.7861
2011-11-03 | 9.17 | 98.6152 | 134.4674 | 167.5925 | 62.1283 | 37.8563 | 87.0796 | 256.9794 | 4.67 | 153.1967 | 204.0191 | 239.7885 | 331.4688 | 11.55 | 69.7476 | 97.6823 | 129.4088 | 217.5828 | 26.3687 | 26.3687 | 26.3687 | 283.3482 | 357.8375 | 243.9516
2011-11-04 | 9.04 | 102.0045 | 135.4097 | 167.2226 | 61.1312 | 37.2937 | 85.0376 | 255.1835 | 4.59 | 156.8897 | 203.9899 | 238.2708 | 328.4454 | 11.41 | 72.7735 | 98.885 | 129.3835 | 216.1653 | 26.2154 | 26.2154 | 26.2154 | 281.3988 | 354.6607 | 242.3807
2011-11-05 | 8.88 | 107.1437 | 133.4314 | 162.8925 | 58.131 | 35.4814 | 80.465 | 246.6755 | 4.49 | 162.9893 | 199.7548 | 231.3513 | 317.2061 | 11.27 | 76.7403 | 97.3237 | 125.6222 | 208.2773 | 27.6526 | 27.6526 | 27.6526 | 274.3281 | 344.8587 | 235.9299
2011-11-06 | 8.73 | 107.9411 | 135.4498 | 165.3376 | 58.6024 | 35.7813 | 80.7979 | 249.2758 | 4.39 | 162.5677 | 200.7114 | 232.7542 | 318.6963 | 11.12 | 77.8587 | 99.5108 | 128.2118 | 211.0466 | 26.4634 | 26.4634 | 26.4634 | 275.7393 | 345.1597 | 237.5101
2011-11-07 | 8.58 | 105.8216 | 143.6493 | 177.1182 | 62.1819 | 37.9099 | 87.1331 | 266.7997 | 4.28 | 157.9701 | 210.1017 | 246.0974 | 337.9697 | 10.98 | 76.7154 | 106.5596 | 138.6181 | 227.077 | 21.7324 | 21.7324 | 21.7324 | 288.5321 | 359.7021 | 248.8094
2011-11-08 | 8.43 | 107.6677 | 146.0017 | 179.559 | 62.1955 | 37.9235 | 87.1467 | 269.3155 | 4.11 | 160.057 | 212.7612 | 248.8571 | 340.8142 | 10.86 | 78.1987 | 108.4496 | 140.5789 | 229.0974 | 20.561 | 20.561 | 20.561 | 289.8764 | 361.3752 | 249.6584
2011-11-09 | 8.26 | 109.677 | 148.5625 | 182.2157 | 62.2109 | 37.9389 | 87.1621 | 272.0572 | 3.94 | 162.0646 | 215.3198 | 251.5118 | 343.5538 | 10.75 | 79.4814 | 110.0843 | 142.2743 | 230.8474 | 19.3459 | 19.3459 | 19.3459 | 291.4031 | 362.8996 | 250.1933
2011-11-10 | 8.1 | 111.6463 | 151.0723 | 184.8198 | 62.2254 | 37.9534 | 87.1766 | 274.7412 | 3.77 | 164.1534 | 217.9821 | 254.2742 | 346.4011 | 10.63 | 80.9667 | 111.9771 | 144.2379 | 232.8707 | 18.1421 | 18.1421 | 18.1421 | 292.8833 | 364.5432 | 251.0128
2011-11-11 | 7.93 | 115.6227 | 152.4263 | 184.8437 | 61.2318 | 37.3944 | 85.1383 | 273.3463 | 3.56 | 169.5083 | 219.7591 | 254.6002 | 345.2754 | 10.54 | 83.4392 | 112.2116 | 143.1813 | 230.3863 | 17.9188 | 17.9188 | 17.9188 | 291.2651 | 363.1943 | 248.3051
2011-11-12 | 7.77 | 121.3208 | 150.2674 | 180.2626 | 58.2307 | 35.5811 | 80.5647 | 264.5598 | 3.35 | 177.5346 | 217.0294 | 249.1748 | 335.5567 | 10.45 | 87.2363 | 109.7872 | 138.4787 | 221.5119 | 19.435 | 19.435 | 19.435 | 283.9948 | 354.9917 | 240.9469
2011-11-13 | 7.6 | 122.1966 | 152.4792 | 182.9217 | 58.7018 | 35.8808 | 80.8973 | 267.3723 | 3.14 | 178.3202 | 219.5306 | 252.188 | 338.6966 | 10.37 | 87.3395 | 110.8351 | 139.9021 | 223.0745 | 18.2208 | 18.2208 | 18.2208 | 285.5931 | 356.9174 | 241.2953
2011-11-14 | 7.42 | 119.7776 | 161.4359 | 195.5729 | 62.2871 | 38.0151 | 87.2383 | 285.8344 | 2.94 | 174.0962 | 230.6552 | 267.425 | 359.9675 | 10.3 | 84.8585 | 116.9378 | 149.3823 | 238.1775 | 13.2776 | 13.2776 | 13.2776 | 299.112 | 373.2451 | 251.455
2011-11-15 | 7.25 | 121.8688 | 164.1003 | 198.3372 | 62.3025 | 38.0305 | 87.2537 | 288.6837 | 2.74 | 176.5493 | 233.781 | 270.6683 | 363.3109 | 10.23 | 85.7385 | 118.0586 | 150.5441 | 239.3734 | 12.0622 | 12.0622 | 12.0622 | 300.7459 | 375.3731 | 251.4357
2011-11-16 | 7.08 | 123.9674 | 166.774 | 201.1111 | 62.3179 | 38.0459 | 87.2692 | 291.5425 | 2.58 | 178.5248 | 236.298 | 273.2797 | 366.002 | 10.16 | 86.626 | 119.1886 | 151.7157 | 240.5791 | 10.8299 | 10.8299 | 10.8299 | 302.3724 | 376.8318 | 251.409
2011-11-17 | 6.95 | 125.4865 | 168.7094 | 203.119 | 62.3297 | 38.0577 | 87.281 | 293.615 | 2.43 | 180.2845 | 238.5403 | 275.6062 | 368.4031 | 10.09 | 87.4189 | 120.1986 | 152.7628 | 241.6605 | 9.8041 | 9.8041 | 9.8041 | 303.4191 | 378.2072 | 251.4646
2011-11-18 | 6.83 | 129.2027 | 169.395 | 202.4144 | 61.3316 | 37.4942 | 85.2381 | 291.4531 | 2.27 | 185.4178 | 239.6401 | 275.1888 | 366.4933 | 10.02 | 89.8768 | 120.2543 | 151.5043 | 238.9579 | 9.7833 | 9.7833 | 9.7833 | 301.2365 | 376.2766 | 248.7413
2011-11-19 | 6.7 | 134.9042 | 166.3974 | 196.9037 | 58.3268 | 35.6772 | 80.6608 | 281.6955 | 2.16 | 192.6305 | 234.9569 | 267.6719 | 354.6038 | 9.94 | 93.7075 | 117.4694 | 146.3994 | 229.664 | 11.5629 | 11.5629 | 11.5629 | 293.2584 | 366.1668 | 241.2269
2011-11-20 | 6.57 | 135.0292 | 167.8066 | 198.7476 | 58.7925 | 35.9714 | 80.9879 | 283.6637 | 2.06 | 191.7684 | 235.595 | 268.7758 | 355.7717 | 9.86 | 93.6384 | 118.3557 | 147.6627 | 231.0616 | 10.5672 | 10.5672 | 10.5672 | 294.2309 | 366.3389 | 241.6288
2011-11-21 | 6.49 | 131.1228 | 175.8895 | 210.5679 | 62.3715 | 38.0995 | 87.3227 | 301.2916 | 1.96 | 186.0345 | 245.8663 | 283.207 | 376.2359 | 9.77 | 91.3633 | 125.2219 | 157.9727 | 247.0273 | 5.8435 | 5.8435 | 5.8435 | 307.1351 | 382.0794 | 252.8708
2011-11-22 | 6.4 | 132.1465 | 177.1931 | 211.9197 | 62.3796 | 38.1076 | 87.3309 | 302.6876 | 1.88 | 186.9351 | 247.0133 | 284.3963 | 377.4641 | 9.68 | 92.3884 | 126.5271 | 159.326 | 248.425 | 4.9222 | 4.9222 | 4.9222 | 307.6097 | 382.3862 | 253.3471
2011-11-23 | 6.32 | 133.1981 | 178.5331 | 213.3103 | 62.3869 | 38.1149 | 87.3381 | 304.1173 | 1.8 | 187.9848 | 248.3512 | 285.7848 | 378.8915 | 9.59 | 93.5625 | 128.0232 | 160.8785 | 250.0218 | 4.5829 | 4.5829 | 4.5829 | 308.7001 | 383.4743 | 254.6046
2011-11-24 | 6.23 | 134.2422 | 179.8636 | 214.6907 | 62.395 | 38.123 | 87.3463 | 305.5419 | 1.71 | 189.0271 | 249.6795 | 287.1632 | 380.3138 | 9.5 | 94.608 | 129.3551 | 162.2605 | 251.4481 | 4.2448 | 4.2448 | 4.2448 | 309.7866 | 384.5585 | 255.6928
2011-11-25 | 6.18 | 137.1485 | 179.3224 | 212.694 | 61.3906 | 37.5531 | 85.2971 | 302.0447 | 1.62 | 193.3501 | 249.5523 | 285.4534 | 377.0685 | 9.42 | 97.2157 | 129.4222 | 160.9966 | 248.7383 | 5.0748 | 5.0748 | 5.0748 | 307.1195 | 382.1433 | 253.8131
2011-11-26 | 6.13 | 142.0592 | 174.8929 | 205.6688 | 58.378 | 35.7284 | 80.712 | 290.7192 | 1.53 | 200.5344 | 244.3433 | 277.3574 | 364.5748 | 9.33 | 101.3808 | 126.5796 | 155.7986 | 239.3414 | 7.7627 | 7.7627 | 7.7627 | 298.4819 | 372.3375 | 247.1041
2011-11-27 | 6.09 | 141.1656 | 175.1343 | 206.3135 | 58.8347 | 36.0136 | 81.0302 | 291.4411 | 1.43 | 199.7779 | 245.1619 | 278.6557 | 365.9311 | 9.24 | 101.5456 | 127.7979 | 157.4127 | 241.0884 | 7.5914 | 7.5914 | 7.5914 | 299.0325 | 373.5224 | 248.6798
2011-11-28 | 6.04 | 136.57 | 182.8291 | 217.7679 | 62.4123 | 38.1403 | 87.3635 | 308.7092 | 1.34 | 193.5289 | 255.4164 | 293.1176 | 386.4491 | 9.16 | 98.7591 | 134.6434 | 167.7486 | 257.1031 | 3.493 | 3.493 | 3.493 | 312.2022 | 389.9421 | 260.5961
2011-11-29 | 5.98 | 137.2344 | 183.6765 | 218.6466 | 62.4177 | 38.1457 | 87.369 | 309.6168 | 1.25 | 194.5548 | 256.7249 | 294.4751 | 387.8505 | 9.09 | 99.5459 | 135.6467 | 168.789 | 258.1777 | 3.2776 | 3.2776 | 3.2776 | 312.8944 | 391.1281 | 261.4553
2011-11-30 | 5.93 | 137.9325 | 184.5663 | 219.5701 | 62.4223 | 38.1503 | 87.3735 | 310.5641 | 1.16 | 195.7357 | 258.2302 | 296.0376 | 389.4569 | 9.01 | 100.6088 | 137.0014 | 170.1949 | 259.6228 | 3.0528 | 3.0528 | 3.0528 | 313.6169 | 392.5097 | 262.6756
2011-12-01 | 5.87 | 138.5933 | 185.4088 | 220.444 | 62.4277 | 38.1557 | 87.3789 | 311.4668 | 1.08 | 196.6368 | 259.3793 | 297.2298 | 390.688 | 8.95 | 101.2709 | 137.8453 | 171.0703 | 260.5271 | 2.8386 | 2.8386 | 2.8386 | 314.3054 | 393.5266 | 263.3656
2011-12-02 | 5.81 | 141.6898 | 184.9971 | 218.5696 | 61.4242 | 37.5867 | 85.3306 | 308.093 | 1 | 200.9585 | 259.0613 | 295.3021 | 387.2127 | 8.89 | 103.7381 | 137.5714 | 169.4353 | 257.4301 | 3.6393 | 3.6393 | 3.6393 | 311.7323 | 390.8519 | 261.0693
2011-12-03 | 5.75 | 146.8791 | 180.6163 | 211.5733 | 58.4121 | 35.7625 | 80.7461 | 296.7924 | 0.92 | 208.2634 | 253.5232 | 286.8304 | 374.3236 | 8.83 | 107.7355 | 134.1249 | 163.5832 | 247.3522 | 6.3213 | 6.3213 | 6.3213 | 303.1137 | 380.645 | 253.6735
2011-12-04 | 5.69 | 146.1264 | 181.0603 | 212.4315 | 58.8699 | 36.0488 | 81.0653 | 297.7334 | 0.84 | 207.114 | 253.9273 | 287.7076 | 375.2435 | 8.79 | 107.1447 | 134.4855 | 164.3168 | 248.1909 | 6.098 | 6.098 | 6.098 | 303.8314 | 381.3415 | 254.2888
2011-12-05 | 5.63 | 141.5255 | 189.1437 | 224.3175 | 62.4495 | 38.1775 | 87.4007 | 315.4557 | 0.75 | 200.6516 | 264.4949 | 302.537 | 396.1554 | 8.75 | 103.7236 | 140.9684 | 174.3084 | 263.8608 | 2 | 2 | 2 | 317.4557 | 398.1554 | 265.8608
2011-12-06 | 5.57 | 142.2457 | 190.0612 | 225.2692 | 62.4549 | 38.1829 | 87.4061 | 316.4362 | 0.66 | 201.7332 | 265.8733 | 303.9672 | 397.6295 | 8.72 | 104.0815 | 141.4242 | 174.7807 | 264.3468 | 2 | 2 | 2 | 318.4362 | 399.6295 | 266.3468
2011-12-07 | 5.5 | 142.9996 | 191.0232 | 226.2668 | 62.4613 | 38.1893 | 87.4125 | 317.4678 | 0.56 | 202.8486 | 267.2962 | 305.4433 | 399.1547 | 8.69 | 104.3522 | 141.7701 | 175.1387 | 264.7186 | 2 | 2 | 2 | 319.4678 | 401.1547 | 266.7186
2011-12-08 | 5.44 | 143.7391 | 191.9653 | 227.2433 | 62.4667 | 38.1947 | 87.4179 | 318.473 | 0.47 | 203.9495 | 268.6991 | 306.8983 | 400.6534 | 8.66 | 104.7296 | 142.2505 | 175.6358 | 265.2294 | 2 | 2 | 2 | 320.473 | 402.6534 | 267.2294
2011-12-09 | 5.38 | 146.9955 | 191.6271 | 225.4317 | 61.4632 | 37.6257 | 85.3696 | 315.1573 | 0.35 | 208.9603 | 269.0621 | 305.6572 | 397.8777 | 8.63 | 106.9586 | 141.5946 | 173.5961 | 261.7097 | 2 | 2 | 2 | 317.1573 | 399.8777 | 263.7097
2011-12-10 | 5.32 | 152.3882 | 187.1587 | 218.3199 | 58.4507 | 35.8011 | 80.7848 | 303.7311 | 0.23 | 217.0615 | 263.9734 | 297.6115 | 385.4178 | 8.59 | 110.8398 | 137.8102 | 167.3801 | 251.2526 | 4.6745 | 4.6745 | 4.6745 | 308.4056 | 390.0923 | 255.9271
2011-12-11 | 5.25 | 151.6322 | 187.6397 | 219.2216 | 58.9086 | 36.0875 | 81.1041 | 304.7162 | 0.11 | 216.2511 | 264.8468 | 298.9821 | 386.8429 | 8.55 | 110.1454 | 138.0709 | 168.0135 | 251.9889 | 4.4407 | 4.4407 | 4.4407 | 309.1569 | 391.2836 | 256.4296
2011-12-12 | 5.18 | 146.9109 | 196.0112 | 231.4391 | 62.4903 | 38.2183 | 87.4415 | 322.7943 | -0.01 | 209.778 | 276.1319 | 314.6103 | 408.6018 | 8.49 | 106.8165 | 144.9131 | 178.3953 | 268.0692 | 2 | 2 | 2 | 324.7943 | 410.6018 | 270.0692
2011-12-13 | 5.11 | 147.7294 | 197.056 | 232.5229 | 62.4966 | 38.2246 | 87.4479 | 323.912 | -0.12 | 211.0788 | 277.7916 | 316.3328 | 410.3782 | 8.42 | 107.6363 | 145.9594 | 179.4808 | 269.1887 | 2 | 2 | 2 | 325.912 | 412.3782 | 271.1887
2011-12-14 | 5.04 | 148.572 | 198.1306 | 233.6379 | 62.503 | 38.231 | 87.4542 | 325.0608 | -0.24 | 212.5249 | 279.6356 | 318.2465 | 412.351 | 8.36 | 108.3592 | 146.8813 | 180.437 | 270.1738 | 2 | 2 | 2 | 327.0608 | 414.351 | 272.1738
2011-12-15 | 5 | 149.0765 | 198.7751 | 234.3055 | 62.5066 | 38.2346 | 87.4579 | 325.7471 | -0.35 | 213.875 | 281.3581 | 320.0333 | 414.1918 | 8.28 | 109.3496 | 148.1447 | 181.7472 | 271.5231 | 2 | 2 | 2 | 327.7471 | 416.1918 | 273.5231
2011-12-16 | 4.95 | 152.1777 | 198.1091 | 232.1411 | 61.5022 | 37.6647 | 85.4086 | 322.0686 | -0.45 | 218.6846 | 281.2221 | 318.2501 | 410.8544 | 8.2 | 112.1504 | 148.0873 | 180.3162 | 268.6327 | 2 | 2 | 2 | 324.0686 | 412.8544 | 270.6327
2011-12-17 | 4.91 | 157.4656 | 193.1934 | 224.544 | 58.4875 | 35.838 | 80.8216 | 310.1377 | -0.55 | 226.8235 | 275.5738 | 309.5817 | 397.743 | 8.13 | 116.5622 | 144.6101 | 174.3937 | 258.473 | 3.154 | 3.154 | 3.154 | 313.2917 | 400.897 | 261.627
2011-12-18 | 4.87 | 156.3445 | 193.2757 | 225.0397 | 58.9421 | 36.121 | 81.1375 | 310.6989 | -0.65 | 225.724 | 276.1726 | 310.679 | 398.8779 | 8.06 | 116.2501 | 145.3696 | 175.5488 | 259.7404 | 3.0208 | 3.0208 | 3.0208 | 313.7197 | 401.8987 | 262.7612
2011-12-19 | 4.83 | 153.3245 | 195.8501 | 225.7317 | 62.522 | 38.25 | 87.4733 | 317.2521 | -0.74 | 221.7706 | 280.0338 | 312.5736 | 406.9214 | 8 | 114.3704 | 147.9395 | 176.3082 | 266.2194 | 2 | 2 | 2 | 319.2521 | 408.9214 | 268.2194
2011-12-20 | 4.8 | 153.7174 | 196.3352 | 226.2316 | 62.5248 | 38.2528 | 87.476 | 317.7655 | -0.84 | 223.0214 | 281.5742 | 314.1622 | 408.5589 | 7.94 | 115.1332 | 148.8794 | 177.2773 | 267.2174 | 2 | 2 | 2 | 319.7655 | 410.5589 | 269.2174
2011-12-21 | 4.76 | 154.1722 | 196.8952 | 226.8092 | 62.5284 | 38.2564 | 87.4796 | 318.3617 | -0.94 | 224.2111 | 283.0383 | 315.6726 | 410.1181 | 7.9 | 115.5894 | 149.4409 | 177.8564 | 267.8152 | 2 | 2 | 2 | 320.3617 | 412.1181 | 269.8152
2011-12-22 | 4.73 | 154.5989 | 197.4226 | 227.3533 | 62.5311 | 38.2591 | 87.4823 | 318.9194 | -1.04 | 225.4955 | 284.6209 | 317.3054 | 411.7997 | 7.86 | 116.1403 | 150.1209 | 178.5579 | 268.5354 | 2 | 2 | 2 | 320.9194 | 413.7997 | 270.5354
2011-12-23 | 4.69 | 155.0828 | 198.0184 | 227.9673 | 62.5347 | 38.2627 | 87.486 | 319.552 | -1.13 | 226.5913 | 285.9696 | 318.6962 | 413.2342 | 7.82 | 116.6255 | 150.7182 | 179.1733 | 269.1696 | 2 | 2 | 2 | 321.552 | 415.2342 | 271.1696
2011-12-24 | 4.65 | 157.3397 | 194.795 | 221.4387 | 62.5384 | 38.2664 | 87.4896 | 313.0419 | -1.24 | 230.533 | 282.4932 | 311.5477 | 406.1395 | 7.8 | 118.1957 | 147.8937 | 173.2481 | 263.2529 | 2.4647 | 2.4647 | 2.4647 | 315.5067 | 408.6043 | 265.7176
2011-12-25 | 4.61 | 146.5602 | 177.8331 | 200.9581 | 62.542 | 38.27 | 87.4932 | 292.5807 | -1.34 | 215.1845 | 258.6904 | 283.8486 | 378.4903 | 7.78 | 109.999 | 134.7545 | 156.7962 | 246.8104 | 7.3209 | 7.3209 | 7.3209 | 299.9016 | 385.8112 | 254.1313
2011-12-26 | 4.56 | 157.1589 | 198.4234 | 225.8691 | 62.5465 | 38.2745 | 87.4978 | 317.5144 | -1.44 | 231.1496 | 288.6006 | 318.6122 | 413.3014 | 7.76 | 117.6971 | 150.3289 | 176.4061 | 266.428 | 2 | 2 | 2 | 319.5144 | 415.3014 | 268.428
2011-12-27 | 4.51 | 157.7856 | 199.1879 | 226.6558 | 62.5511 | 38.2791 | 87.5023 | 318.3247 | -1.51 | 232.0205 | 289.6629 | 319.7053 | 414.428 | 7.72 | 118.2019 | 150.9446 | 177.0397 | 267.0803 | 2 | 2 | 2 | 320.3247 | 416.428 | 269.0803
2011-12-28 | 4.45 | 159.7277 | 197.6615 | 224.3846 | 62.5565 | 38.2845 | 87.5077 | 316.0825 | -1.58 | 234.6504 | 287.4329 | 316.6243 | 411.3808 | 7.69 | 119.4707 | 149.4261 | 174.823 | 264.8774 | 2 | 2 | 2 | 318.0825 | 413.3808 | 266.8774
2011-12-29 | 4.4 | 160.3422 | 198.3985 | 225.1417 | 62.561 | 38.289 | 87.5123 | 316.8632 | -1.65 | 235.5108 | 288.4649 | 317.6846 | 412.4746 | 7.65 | 119.9623 | 150.0157 | 175.4286 | 265.5017 | 2 | 2 | 2 | 318.8632 | 414.4746 | 267.5017
2011-12-30 | 4.36 | 160.845 | 199.001 | 225.7607 | 62.5647 | 38.2927 | 87.5159 | 317.5008 | -1.7 | 236.1354 | 289.2135 | 318.4538 | 413.2672 | 7.62 | 120.3423 | 150.4709 | 175.8961 | 265.9829 | 2 | 2 | 2 | 319.5008 | 415.2672 | 267.9829
2011-12-31 | 4.32 | 161.2956 | 199.5419 | 226.3164 | 62.5683 | 38.2963 | 87.5195 | 318.075 | -1.75 | 236.7077 | 289.9004 | 319.1596 | 413.9964 | 7.58 | 120.7943 | 151.0133 | 176.4533 | 266.5588 | 2 | 2 | 2 | 320.075 | 415.9964 | 268.5588
2012-01-01 | 4.29 | 161.0994 | 199.1871 | 225.9118 | 60.6661 | 37.9672 | 92.7931 | 315.7708 | -1.78 | 236.185 | 289.1181 | 318.3183 | 411.2535 | 7.55 | 120.7734 | 150.8881 | 176.2833 | 264.4902 | 2 | 2 | 2 | 317.7708 | 413.2535 | 266.4902
2012-01-02 | 4.25 | 160.2839 | 202.1005 | 229.6079 | 60.6697 | 37.9708 | 92.7967 | 319.4853 | -1.82 | 234.8003 | 292.88 | 322.9737 | 415.9269 | 7.53 | 120.0179 | 153.0467 | 179.1566 | 267.3719 | 2 | 2 | 2 | 321.4853 | 417.9269 | 269.3719
2012-01-03 | 4.25 | 160.3148 | 202.1367 | 229.6448 | 60.6697 | 37.9708 | 92.7967 | 319.5205 | -1.86 | 235.3215 | 293.5133 | 323.6246 | 416.5962 | 7.51 | 120.2948 | 153.3826 | 179.5017 | 267.7256 | 2 | 2 | 2 | 321.5205 | 418.5962 | 269.7256
2012-01-04 | 4.24 | 162.2946 | 208.8488 | 240.4594 | 60.6706 | 37.9717 | 92.7976 | 330.3396 | -1.9 | 238.5907 | 303.3901 | 338.1267 | 431.1178 | 7.48 | 122.0341 | 158.9606 | 188.9217 | 277.1601 | 2 | 2 | 2 | 332.3396 | 433.1178 | 279.1601
2012-01-05 | 4.24 | 162.3317 | 208.8924 | 240.5035 | 60.6706 | 37.9717 | 92.7976 | 330.3819 | -1.94 | 239.124 | 304.0484 | 338.8058 | 431.8152 | 7.46 | 122.3201 | 159.3128 | 189.2845 | 277.5315 | 2 | 2 | 2 | 332.3819 | 433.8152 | 279.5315
2012-01-06 | 4.24 | 162.3329 | 208.892 | 240.5024 | 60.6706 | 37.9717 | 92.7976 | 330.3791 | -1.98 | 239.6214 | 304.6626 | 339.4397 | 432.4674 | 7.44 | 122.5703 | 159.621 | 189.6021 | 277.8577 | 2 | 2 | 2 | 332.3791 | 434.4674 | 279.8577
2012-01-07 | 4.25 | 165.0648 | 202.1114 | 233.6842 | 57.2708 | 36.0146 | 85.6572 | 318.2727 | -2.03 | 244.4503 | 296.3684 | 330.986 | 418.5209 | 7.42 | 124.9928 | 154.5326 | 184.5685 | 267.6697 | 2 | 2 | 2 | 320.2727 | 420.5209 | 269.6697
2012-01-08 | 4.26 | 163.204 | 201.3577 | 233.3197 | 57.6057 | 36.2182 | 85.7691 | 317.8312 | -2.07 | 242.3783 | 295.9227 | 331.0173 | 418.4344 | 7.4 | 123.9296 | 154.4487 | 184.8568 | 267.927 | 2 | 2 | 2 | 319.8312 | 420.4344 | 269.927
2012-01-09 | 4.27 | 157.0937 | 208.8275 | 244.6487 | 60.6679 | 37.969 | 92.7949 | 334.5051 | -2.12 | 234.1042 | 306.9252 | 346.4864 | 439.579 | 7.39 | 119.4924 | 160.93 | 194.9252 | 283.2014 | 2 | 2 | 2 | 336.5051 | 441.579 | 285.2014
2012-01-10 | 4.28 | 156.9784 | 208.6787 | 244.493 | 60.667 | 37.9681 | 92.794 | 334.3426 | -2.18 | 234.8316 | 307.8497 | 347.4449 | 440.566 | 7.38 | 119.6185 | 161.0889 | 195.0889 | 283.3685 | 2 | 2 | 2 | 336.3426 | 442.566 | 285.3685
2012-01-11 | 4.28 | 156.983 | 208.6824 | 244.4956 | 60.667 | 37.9681 | 92.794 | 334.3435 | -2.23 | 235.4379 | 308.6197 | 348.243 | 441.3874 | 7.37 | 119.744 | 161.2468 | 195.2515 | 283.5346 | 2 | 2 | 2 | 336.3435 | 443.3874 | 285.5346
2012-01-12 | 4.28 | 156.9906 | 208.6906 | 244.5031 | 60.667 | 37.9681 | 92.794 | 334.3493 | -2.28 | 236.0473 | 309.3941 | 349.046 | 442.2137 | 7.36 | 119.8726 | 161.4091 | 195.4189 | 283.7056 | 2 | 2 | 2 | 336.3493 | 444.2137 | 285.7056
2012-01-13 | 4.28 | 159.6979 | 207.3553 | 241.635 | 59.8525 | 37.5794 | 90.6688 | 330.1302 | -2.3 | 240.3348 | 308.0786 | 345.9939 | 437.7413 | 7.35 | 122.0755 | 160.3614 | 192.9448 | 279.9226 | 2 | 2 | 2 | 332.1302 | 439.7413 | 281.9226
2012-01-14 | 4.28 | 164.7247 | 201.7053 | 233.2583 | 57.2681 | 36.0119 | 85.6545 | 317.822 | -2.32 | 248.1488 | 300.7566 | 335.5095 | 423.168 | 7.35 | 125.9198 | 155.6315 | 185.696 | 268.8202 | 2 | 2 | 2 | 319.822 | 425.168 | 270.8202
2012-01-15 | 4.3 | 162.8144 | 200.8865 | 232.8257 | 57.6022 | 36.2146 | 85.7655 | 317.3084 | -2.35 | 245.9847 | 300.2233 | 335.4535 | 422.9869 | 7.35 | 124.6686 | 155.326 | 185.7558 | 268.8394 | 2 | 2 | 2 | 319.3084 | 424.9869 | 270.8394
2012-01-16 | 4.31 | 156.6956 | 208.3123 | 244.1057 | 60.6643 | 37.9654 | 92.7913 | 333.9299 | -2.34 | 236.8333 | 310.3919 | 350.0775 | 443.2676 | 7.35 | 120.0613 | 161.6473 | 195.6615 | 283.9469 | 2 | 2 | 2 | 335.9299 | 445.2676 | 285.9469
2012-01-17 | 4.32 | 156.5269 | 208.0977 | 243.882 | 60.6634 | 37.9644 | 92.7903 | 333.6993 | -2.34 | 236.7842 | 310.3294 | 350.0117 | 443.1998 | 7.36 | 119.8929 | 161.4333 | 195.4384 | 283.7172 | 2 | 2 | 2 | 335.6993 | 445.1998 | 285.7172
2012-01-18 | 4.33 | 156.3577 | 207.882 | 243.6569 | 60.6625 | 37.9635 | 92.7894 | 333.4675 | -2.34 | 236.7346 | 310.2659 | 349.9446 | 443.1307 | 7.36 | 119.8446 | 161.3718 | 195.3733 | 283.6505 | 2 | 2 | 2 | 335.4675 | 445.1307 | 285.6505
2012-01-19 | 4.34 | 156.2514 | 207.7469 | 243.5156 | 60.6616 | 37.9626 | 92.7885 | 333.3194 | -2.33 | 236.6274 | 310.1294 | 349.8019 | 442.981 | 7.35 | 119.9798 | 161.5443 | 195.5513 | 283.832 | 2 | 2 | 2 | 335.3194 | 444.981 | 285.832
2012-01-20 | 4.35 | 158.8686 | 206.315 | 240.5496 | 59.8462 | 37.573 | 90.6625 | 328.9987 | -2.31 | 240.4795 | 308.2534 | 346.1679 | 437.9067 | 7.35 | 122.1069 | 160.3968 | 192.9738 | 279.941 | 2 | 2 | 2 | 330.9987 | 439.9067 | 281.941
2012-01-21 | 4.36 | 163.7218 | 200.5062 | 232.0138 | 57.2609 | 36.0047 | 85.6473 | 316.5293 | -2.29 | 247.7715 | 300.2991 | 335.0309 | 422.6629 | 7.34 | 126.0575 | 155.787 | 185.8497 | 268.9687 | 2 | 2 | 2 | 318.5293 | 424.6629 | 270.9687
2012-01-22 | 4.37 | 161.8986 | 199.7866 | 231.6831 | 57.5961 | 36.2085 | 85.7594 | 316.1234 | -2.27 | 244.9374 | 298.9653 | 334.1479 | 421.6325 | 7.33 | 124.8813 | 155.5745 | 186.006 | 269.0892 | 2 | 2 | 2 | 318.1234 | 423.6325 | 271.0892
2012-01-23 | 4.36 | 155.9954 | 207.4201 | 243.1731 | 60.6597 | 37.9608 | 92.7867 | 332.96 | -2.25 | 235.6448 | 308.8762 | 348.4979 | 441.6285 | 7.32 | 120.3279 | 161.9874 | 196.008 | 284.2975 | 2 | 2 | 2 | 334.96 | 443.6285 | 286.2975
2012-01-24 | 4.36 | 156.0378 | 207.4733 | 243.2277 | 60.6597 | 37.9608 | 92.7867 | 333.0129 | -2.24 | 235.5659 | 308.7745 | 348.3918 | 441.5154 | 7.33 | 120.2502 | 161.8877 | 195.9038 | 284.1867 | 2 | 2 | 2 | 335.0129 | 443.5154 | 286.1867
2012-01-25 | 4.35 | 156.1032 | 207.5565 | 243.3137 | 60.6606 | 37.9617 | 92.7876 | 333.1022 | -2.22 | 235.2688 | 308.396 | 347.9984 | 441.1099 | 7.34 | 120.0749 | 161.6646 | 195.6718 | 283.948 | 2 | 2 | 2 | 335.1022 | 443.1099 | 285.948
2012-01-26 | 4.35 | 156.1474 | 207.6119 | 243.3709 | 60.6606 | 37.9617 | 92.7876 | 333.1578 | -2.21 | 235.1917 | 308.2966 | 347.895 | 440.9994 | 7.34 | 120.1195 | 161.7206 | 195.7296 | 284.0043 | 2 | 2 | 2 | 335.1578 | 442.9994 | 286.0043
2012-01-27 | 4.37 | 158.5645 | 205.9325 | 240.1493 | 59.8444 | 37.5712 | 90.6607 | 328.577 | -2.18 | 238.8213 | 306.178 | 344.0138 | 435.6751 | 7.38 | 121.6831 | 159.8656 | 192.4191 | 279.3609 | 2 | 2 | 2 | 330.577 | 437.6751 | 281.3609
2012-01-28 | 4.39 | 163.2893 | 199.9944 | 231.482 | 57.2582 | 36.002 | 85.6446 | 315.9729 | -2.15 | 245.9422 | 298.1279 | 332.7866 | 420.3405 | 7.41 | 125.1223 | 154.6789 | 184.7022 | 267.7787 | 2 | 2 | 2 | 317.9729 | 422.3405 | 269.7787
2012-01-29 | 4.41 | 161.2936 | 199.0659 | 230.9351 | 57.5925 | 36.205 | 85.7559 | 315.3467 | -2.12 | 242.9504 | 296.5929 | 331.694 | 419.0977 | 7.45 | 123.2788 | 153.6628 | 184.0274 | 267.0461 | 2 | 2 | 2 | 317.3467 | 421.0977 | 269.0461
2012-01-30 | 4.44 | 155.1223 | 206.3001 | 242.0058 | 60.6525 | 37.9536 | 92.7795 | 331.7403 | -2.08 | 233.6811 | 306.3654 | 345.8872 | 438.9179 | 7.5 | 118.2526 | 159.3369 | 193.2517 | 281.4391 | 2 | 2 | 2 | 333.7403 | 440.9179 | 283.4391
2012-01-31 | 4.49 | 154.4891 | 205.4939 | 241.1681 | 60.648 | 37.949 | 92.7749 | 330.8756 | -2.04 | 233.1675 | 305.7114 | 345.2074 | 438.2159 | 7.55 | 117.6199 | 158.5314 | 192.4146 | 280.5752 | 2 | 2 | 2 | 332.8756 | 440.2159 | 282.5752
2012-02-01 | 4.54 | 153.835 | 204.6599 | 240.3015 | 60.6434 | 37.9445 | 92.7704 | 329.982 | -2 | 232.633 | 305.0295 | 344.4988 | 437.4851 | 7.6 | 116.9662 | 157.698 | 191.5486 | 279.6824 | 2 | 2 | 2 | 331.982 | 439.4851 | 281.6824
2012-02-02 | 4.6 | 153.1935 | 203.8428 | 239.4521 | 60.638 | 37.9391 | 92.765 | 329.1006 | -1.98 | 232.4726 | 304.825 | 344.2854 | 437.2596 | 7.64 | 116.5661 | 157.1885 | 191.0185 | 279.1305 | 2 | 2 | 2 | 331.1006 | 439.2596 | 281.1305
2012-02-03 | 4.65 | 155.1383 | 201.6529 | 235.7097 | 59.819 | 37.5459 | 90.6353 | 323.9878 | -1.96 | 236.1239 | 302.8072 | 340.5164 | 432.0557 | 7.67 | 118.1373 | 155.4371 | 187.8253 | 274.6134 | 2 | 2 | 2 | 325.9878 | 434.0557 | 276.6134
2012-02-04 | 4.68 | 159.6205 | 195.6439 | 226.9866 | 57.2322 | 35.976 | 85.6186 | 311.3311 | -1.94 | 243.278 | 294.969 | 329.5217 | 416.9649 | 7.71 | 121.3301 | 150.1824 | 180.0558 | 262.9821 | 2.8708 | 2.8708 | 2.8708 | 314.2018 | 419.8357 | 265.8528
2012-02-05 | 4.72 | 157.5203 | 194.5622 | 226.2774 | 57.5653 | 36.1777 | 85.7286 | 310.5368 | -1.94 | 240.7963 | 294.0221 | 329.0335 | 416.3428 | 7.72 | 120.0086 | 149.7605 | 179.9908 | 262.8764 | 3.0593 | 3.0593 | 3.0593 | 313.5961 | 419.4021 | 265.9357
2012-02-06 | 4.75 | 151.3358 | 201.475 | 236.9911 | 60.6244 | 37.9255 | 92.7514 | 326.557 | -1.95 | 232.0571 | 304.2933 | 343.7308 | 436.6819 | 7.73 | 115.4329 | 155.7439 | 189.5159 | 277.5761 | 2 | 2 | 2 | 328.557 | 438.6819 | 279.5761
2012-02-07 | 4.78 | 150.8893 | 200.9069 | 236.4008 | 60.6217 | 37.9228 | 92.7487 | 325.9499 | -1.96 | 232.0917 | 304.3376 | 343.7763 | 436.7305 | 7.74 | 115.2277 | 155.4833 | 189.2448 | 277.2985 | 2 | 2 | 2 | 327.9499 | 438.7305 | 279.2985
2012-02-08 | 4.75 | 151.2885 | 201.4132 | 236.9253 | 60.6244 | 37.9255 | 92.7514 | 326.4879 | -1.99 | 232.4899 | 304.8426 | 344.2994 | 437.2668 | 7.74 | 115.2658 | 155.5299 | 189.292 | 277.3441 | 2 | 2 | 2 | 328.4879 | 439.2668 | 279.3441
2012-02-09 | 4.72 | 151.6795 | 201.9092 | 237.4388 | 60.6271 | 37.9282 | 92.7541 | 327.0148 | -2.02 | 232.88 | 305.3372 | 344.8116 | 437.7921 | 7.74 | 115.2958 | 155.5662 | 189.3282 | 277.3787 | 2 | 2 | 2 | 329.0148 | 439.7921 | 279.3787
2012-02-10 | 4.69 | 154.6673 | 201.0606 | 235.0902 | 59.8154 | 37.5422 | 90.6317 | 323.3372 | -2.05 | 237.2393 | 304.1948 | 341.9486 | 433.5189 | 7.74 | 117.3017 | 154.3901 | 186.7344 | 273.4775 | 2 | 2 | 2 | 325.3372 | 435.5189 | 275.4775
2012-02-11 | 4.66 | 159.9475 | 196.0277 | 227.3773 | 57.234 | 35.9778 | 85.6204 | 311.7206 | -2.08 | 245.1149 | 297.1443 | 331.7623 | 419.2586 | 7.74 | 121.0283 | 149.82 | 179.6762 | 262.5787 | 2.7783 | 2.7783 | 2.7783 | 314.4989 | 422.0369 | 265.357
2012-02-12 | 4.62 | 158.7173 | 195.9854 | 227.7409 | 57.5741 | 36.1865 | 85.7374 | 312.0358 | -2.1 | 242.737 | 296.3324 | 331.414 | 418.7845 | 7.75 | 119.5831 | 149.2464 | 179.4527 | 262.3151 | 2.7035 | 2.7035 | 2.7035 | 314.7393 | 421.488 | 265.0186
2012-02-13 | 4.59 | 153.3335 | 204.0088 | 239.6137 | 60.6389 | 37.94 | 92.7659 | 329.2486 | -2.12 | 234.1691 | 306.9709 | 346.503 | 439.5261 | 7.75 | 115.2649 | 155.5199 | 189.2753 | 277.3146 | 2 | 2 | 2 | 331.2486 | 441.5261 | 279.3146
2012-02-14 | 4.55 | 153.7523 | 204.5388 | 240.162 | 60.6425 | 37.9436 | 92.7695 | 329.8153 | -2.11 | 233.9846 | 306.7323 | 346.2534 | 439.2695 | 7.75 | 115.2023 | 155.4368 | 189.1871 | 277.2248 | 2 | 2 | 2 | 331.8153 | 441.2695 | 279.2248
2012-02-15 | 4.51 | 154.2173 | 205.1294 | 240.7735 | 60.6462 | 37.9472 | 92.7731 | 330.4454 | -2.09 | 233.7259 | 306.4009 | 345.9079 | 438.9118 | 7.76 | 115.0654 | 155.2609 | 189.0028 | 277.0339 | 2 | 2 | 2 | 332.4454 | 440.9118 | 279.0339
2012-02-16 | 4.54 | 153.9193 | 204.7472 | 240.3759 | 60.6434 | 37.9445 | 92.7704 | 330.0309 | -2.04 | 233.186 | 305.7105 | 345.1903 | 438.167 | 7.78 | 114.8882 | 155.0328 | 188.7652 | 276.7846 | 2 | 2 | 2 | 332.0309 | 440.167 | 278.7846
2012-02-17 | 4.56 | 156.2202 | 202.9886 | 237.0795 | 59.8271 | 37.554 | 90.6434 | 325.3792 | -1.99 | 236.4583 | 303.2061 | 340.9164 | 432.4437 | 7.79 | 116.6525 | 153.5683 | 185.8745 | 272.5825 | 2 | 2 | 2 | 327.3792 | 434.4437 | 274.5825
2012-02-18 | 4.59 | 160.8523 | 197.091 | 228.4666 | 57.2403 | 35.9841 | 85.6267 | 312.8321 | -1.93 | 243.2333 | 294.8985 | 329.4359 | 416.8496 | 7.8 | 120.2935 | 148.9373 | 178.7563 | 261.621 | 2.5145 | 2.5145 | 2.5145 | 315.3466 | 419.3641 | 264.1356
2012-02-19 | 4.61 | 158.8319 | 196.1093 | 227.8613 | 57.575 | 36.1874 | 85.7383 | 312.1505 | -1.85 | 239.5945 | 292.5654 | 327.5148 | 414.7588 | 7.83 | 118.5755 | 148.0306 | 178.1887 | 261.0052 | 2.6763 | 2.6763 | 2.6763 | 314.8268 | 417.4351 | 263.6815
2012-02-20 | 4.69 | 152.0972 | 202.4233 | 237.9612 | 60.6298 | 37.9309 | 92.7568 | 327.5337 | -1.76 | 229.7944 | 301.3865 | 340.6995 | 433.527 | 7.86 | 113.9111 | 153.7855 | 187.4681 | 275.4409 | 2 | 2 | 2 | 329.5337 | 435.527 | 277.4409
2012-02-21 | 4.76 | 151.2229 | 201.3107 | 236.807 | 60.6235 | 37.9246 | 92.7505 | 326.3425 | -1.68 | 228.7988 | 300.1192 | 339.3847 | 432.1698 | 7.88 | 113.6395 | 153.4408 | 187.1109 | 275.0721 | 2 | 2 | 2 | 328.3425 | 434.1698 | 277.0721
2012-02-22 | 4.84 | 150.3252 | 200.1682 | 235.6209 | 60.6163 | 37.9173 | 92.7432 | 325.1144 | -1.57 | 227.5389 | 298.5151 | 337.7194 | 430.4471 | 7.92 | 113.2241 | 152.9126 | 186.5626 | 274.502 | 2 | 2 | 2 | 327.1144 | 432.4471 | 276.502
2012-02-23 | 4.91 | 149.4304 | 199.0289 | 234.4389 | 60.6099 | 37.911 | 92.7369 | 323.8954 | -1.47 | 226.2819 | 296.9142 | 336.0583 | 428.7336 | 7.95 | 112.8115 | 152.3876 | 186.0184 | 273.9412 | 2 | 2 | 2 | 325.8954 | 430.7336 | 275.9412
2012-02-24 | 5.01 | 150.7998 | 196.2189 | 230.067 | 59.7864 | 37.5133 | 90.6027 | 318.1336 | -1.36 | 228.8268 | 293.6734 | 331.0413 | 422.245 | 7.99 | 114.2974 | 150.628 | 182.8294 | 269.4284 | 2 | 2 | 2 | 320.1336 | 424.245 | 271.4284
2012-02-25 | 5.1 | 154.3568 | 189.3839 | 220.5145 | 57.1945 | 35.9383 | 85.581 | 304.6311 | -1.25 | 234.5837 | 284.6329 | 318.8428 | 405.9265 | 8.03 | 117.3388 | 145.4344 | 175.1441 | 257.8917 | 4.4609 | 4.4609 | 4.4609 | 309.092 | 410.3874 | 262.3526
2012-02-26 | 5.2 | 151.5167 | 187.3833 | 218.8516 | 57.5231 | 36.1355 | 85.6864 | 302.8608 | -1.13 | 230.6479 | 281.89 | 316.4915 | 403.3943 | 8.08 | 115.5138 | 144.385 | 174.4277 | 257.1205 | 4.8811 | 4.8811 | 4.8811 | 307.7419 | 408.2754 | 262.0015
2012-02-27 | 5.32 | 144.4848 | 192.7363 | 227.9102 | 60.5728 | 37.8739 | 92.6997 | 317.1531 | -1.02 | 220.8511 | 290.0027 | 328.8872 | 421.3277 | 8.13 | 110.638 | 149.6261 | 183.1553 | 270.9811 | 2 | 2 | 2 | 319.1531 | 423.3277 | 272.9811
2012-02-28 | 5.44 | 143.0482 | 190.9086 | 226.0137 | 60.5619 | 37.863 | 92.6889 | 315.1945 | -0.9 | 219.4136 | 288.1737 | 326.9895 | 419.3676 | 8.21 | 109.6835 | 148.4127 | 181.8966 | 269.6804 | 2 | 2 | 2 | 317.1945 | 421.3676 | 271.6804
2012-02-29 | 5.5 | 142.3121 | 189.9704 | 225.0397 | 60.5565 | 37.8575 | 92.6834 | 314.1886 | -0.79 | 218.0744 | 286.4671 | 325.2179 | 417.5385 | 8.29 | 108.5865 | 147.0148 | 180.4453 | 268.1823 | 2.1926 | 2.1926 | 2.1926 | 316.3812 | 419.7311 | 270.3748
2012-03-01 | 5.56 | 141.6053 | 189.0707 | 223.6521 | 60.551 | 37.8521 | 92.678 | 312.769 | -0.67 | 216.6441 | 284.6457 | 322.8734 | 415.1315 | 8.36 | 108.3618 | 146.7294 | 179.6953 | 267.4206 | 2.5295 | 2.5295 | 2.5295 | 315.2985 | 417.661 | 269.9501
2012-03-02 | 5.68 | 142.555 | 185.9281 | 218.9554 | 59.7257 | 37.4526 | 90.542 | 306.6809 | -0.55 | 218.8611 | 281.2319 | 317.7017 | 408.4936 | 8.44 | 108.995 | 144.0128 | 175.5261 | 261.9029 | 3.9744 | 3.9744 | 3.9744 | 310.6553 | 412.468 | 265.8774
2012-03-03 | 5.81 | 145.35 | 178.6992 | 209.0356 | 57.1308 | 35.8747 | 85.5173 | 292.8103 | -0.42 | 224.0547 | 272.1399 | 305.4977 | 392.1815 | 8.55 | 111.1141 | 138.0533 | 167.0754 | 249.5846 | 7.2664 | 7.2664 | 7.2664 | 300.0767 | 399.448 | 256.851
2012-03-04 | 5.94 | 142.1391 | 176.1924 | 206.8399 | 57.4581 | 36.0705 | 85.6214 | 290.501 | -0.28 | 219.8892 | 269.0486 | 302.775 | 389.2777 | 8.65 | 108.6391 | 136.1836 | 165.5046 | 247.9413 | 7.8145 | 7.8145 | 7.8145 | 298.3155 | 397.0922 | 255.7558
2012-03-05 | 6.08 | 135.2722 | 181.009 | 215.2846 | 60.5039 | 37.805 | 92.6309 | 304.1328 | -0.15 | 210.3076 | 276.5788 | 314.5007 | 406.4891 | 8.76 | 102.9937 | 139.8971 | 172.6041 | 260.1015 | 4.5792 | 4.5792 | 4.5792 | 308.712 | 411.0683 | 264.6807
2012-03-06 | 6.21 | 133.66 | 178.9575 | 213.1553 | 60.4921 | 37.7932 | 92.6191 | 301.9364 | 0.03 | 208.0924 | 273.7591 | 311.5739 | 403.4697 | 8.89 | 101.141 | 137.5394 | 170.1569 | 257.5772 | 5.1005 | 5.1005 | 5.1005 | 307.0368 | 408.5702 | 262.6776
2012-03-07 | 6.33 | 132.2857 | 177.2074 | 211.0037 | 60.4813 | 37.7823 | 92.6082 | 299.7227 | 0.2 | 206.115 | 271.2406 | 308.6248 | 400.433 | 9.03 | 99.5262 | 135.483 | 167.6873 | 255.0355 | 5.6259 | 5.6259 | 5.6259 | 305.3485 | 406.0589 | 260.6614
2012-03-08 | 6.44 | 130.9198 | 175.4677 | 209.1974 | 60.4713 | 37.7724 | 92.5983 | 297.8594 | 0.37 | 204.0257 | 268.5794 | 305.8618 | 397.5824 | 9.16 | 97.7993 | 133.2837 | 165.4039 | 252.68 | 6.0681 | 6.0681 | 6.0681 | 303.9274 | 403.6505 | 258.7481
2012-03-09 | 6.55 | 131.7664 | 172.4581 | 204.6657 | 59.6469 | 37.3737 | 90.4632 | 291.9521 | 0.56 | 205.1273 | 264.082 | 299.5995 | 389.8324 | 9.3 | 97.8416 | 130.0878 | 160.7647 | 246.6886 | 7.4701 | 7.4701 | 7.4701 | 299.4222 | 397.3025 | 254.1587
2012-03-10 | 6.67 | 134.478 | 165.7946 | 195.3804 | 57.0537 | 35.7975 | 85.4401 | 278.7434 | 0.75 | 209.2606 | 254.5779 | 287.0348 | 373.1607 | 9.44 | 98.8552 | 123.5025 | 151.7207 | 233.7676 | 10.605 | 10.605 | 10.605 | 289.3484 | 383.7657 | 244.3726
2012-03-11 | 6.74 | 132.0866 | 164.1916 | 194.1072 | 57.3878 | 36.0002 | 85.5511 | 277.3931 | 0.93 | 204.7061 | 250.9194 | 283.711 | 369.6497 | 9.56 | 96.2144 | 121.3502 | 149.8451 | 231.8206 | 10.9255 | 10.9255 | 10.9255 | 288.3186 | 380.5751 | 242.7461
2012-03-12 | 6.82 | 126.2636 | 169.5413 | 203.0447 | 60.4369 | 37.738 | 92.5639 | 291.5087 | 1.12 | 194.9102 | 256.9726 | 293.8122 | 385.1475 | 9.69 | 91.2177 | 124.9053 | 156.7056 | 243.7037 | 7.5753 | 7.5753 | 7.5753 | 299.0841 | 392.7228 | 251.279
2012-03-13 | 6.9 | 125.3292 | 168.3531 | 201.8114 | 60.4296 | 37.7307 | 92.5566 | 290.2336 | 1.31 | 192.6503 | 254.096 | 290.8261 | 382.0639 | 9.81 | 90.2836 | 123.7177 | 155.4729 | 242.4292 | 7.878 | 7.878 | 7.878 | 298.1115 | 389.9418 | 250.3072
2012-03-14 | 6.98 | 124.3865 | 167.1537 | 200.5662 | 60.4224 | 37.7235 | 92.5494 | 288.9464 | 1.47 | 190.7434 | 251.6683 | 288.3058 | 379.4612 | 9.89 | 89.1005 | 122.2121 | 153.9097 | 240.8143 | 8.1834 | 8.1834 | 8.1834 | 297.1299 | 387.6446 | 248.9977
2012-03-15 | 7.04 | 123.6054 | 166.1611 | 199.5364 | 60.4169 | 37.718 | 92.5439 | 287.8848 | 1.63 | 188.7573 | 249.1408 | 285.6825 | 376.7555 | 9.97 | 88.0789 | 120.9133 | 152.5621 | 239.4249 | 8.4354 | 8.4354 | 8.4354 | 296.3202 | 385.1909 | 247.8603
2012-03-16 | 7.11 | 124.9351 | 163.9318 | 195.8316 | 59.5961 | 37.323 | 90.4124 | 282.8319 | 1.79 | 190.0853 | 245.2997 | 280.1392 | 369.7549 | 10.06 | 89.0536 | 119.1183 | 149.399 | 234.9588 | 9.6347 | 9.6347 | 9.6347 | 292.4665 | 379.3895 | 244.5935
2012-03-17 | 7.17 | 128.0318 | 158.1483 | 187.4884 | 57.0089 | 35.7527 | 85.3953 | 270.6082 | 1.92 | 194.3457 | 236.8766 | 268.7629 | 354.3314 | 10.1 | 91.1486 | 114.3604 | 142.2843 | 224.0421 | 12.5358 | 12.5358 | 12.5358 | 283.1439 | 366.8672 | 236.5779
2012-03-18 | 7.23 | 125.8826 | 156.792 | 186.4643 | 57.3447 | 35.9571 | 85.5081 | 269.517 | 2.05 | 190.6226 | 234.1088 | 266.3453 | 351.7617 | 10.15 | 90.0131 | 113.9544 | 142.2059 | 223.9489 | 12.7948 | 12.7948 | 12.7948 | 282.3117 | 364.5564 | 236.7437
2012-03-19 | 7.32 | 120.2234 | 161.8602 | 195.0719 | 60.3916 | 37.6927 | 92.5186 | 283.273 | 2.19 | 182.0005 | 240.5411 | 276.7552 | 367.539 | 10.19 | 86.264 | 118.6088 | 150.17 | 236.9514 | 9.53 | 9.53 | 9.53 | 292.803 | 377.0689 | 246.4813
2012-03-20 | 7.41 | 119.1729 | 160.5229 | 193.6836 | 60.3834 | 37.6845 | 92.5104 | 281.8378 | 2.32 | 180.4676 | 238.5892 | 274.729 | 365.4455 | 10.23 | 85.6956 | 117.8856 | 149.4191 | 236.1739 | 9.8706 | 9.8706 | 9.8706 | 291.7084 | 375.316 | 246.0445
2012-03-21 | 7.49 | 118.1652 | 159.2413 | 192.3533 | 60.3762 | 37.6773 | 92.5031 | 280.4657 | 2.44 | 178.9776 | 236.6931 | 272.7607 | 363.415 | 10.27 | 84.9291 | 116.9113 | 148.4078 | 235.131 | 10.1962 | 10.1962 | 10.1962 | 290.6619 | 373.6113 | 245.3272
2012-03-22 | 7.58 | 117.1382 | 157.9344 | 190.9967 | 60.368 | 37.6691 | 92.495 | 279.0622 | 2.57 | 177.4683 | 234.7717 | 270.7662 | 361.3533 | 10.34 | 84.2638 | 116.065 | 147.5295 | 234.2209 | 10.5293 | 10.5293 | 10.5293 | 289.5915 | 371.8826 | 244.7503
2012-03-23 | 7.67 | 117.9869 | 155.2621 | 186.8495 | 59.5454 | 37.2723 | 90.3617 | 273.564 | 2.7 | 178.8461 | 231.2698 | 265.6035 | 354.7599 | 10.4 | 85.047 | 114.1231 | 144.224 | 229.6169 | 11.8343 | 11.8343 | 11.8343 | 285.3982 | 366.5941 | 241.4511
2012-03-24 | 7.77 | 120.453 | 149.161 | 178.2116 | 56.955 | 35.6989 | 85.3415 | 261.0418 | 2.83 | 182.8464 | 223.2341 | 254.6806 | 339.8136 | 10.46 | 86.225 | 108.5258 | 136.262 | 217.829 | 14.8062 | 14.8062 | 14.8062 | 275.8481 | 354.6198 | 232.6352
2012-03-25 | 7.86 | 117.9737 | 147.359 | 176.7191 | 57.2894 | 35.9018 | 85.4527 | 259.4748 | 2.96 | 179.2095 | 220.49 | 252.2758 | 337.2662 | 10.57 | 83.9816 | 106.7638 | 134.7774 | 216.2927 | 15.3688 | 15.3688 | 15.3688 | 274.8436 | 352.635 | 231.6615
2012-03-26 | 7.96 | 112.486 | 152.0082 | 184.8432 | 60.3336 | 37.6347 | 92.4606 | 272.7113 | 3.08 | 171.248 | 226.8477 | 262.5389 | 352.8622 | 10.68 | 79.613 | 110.1411 | 141.3782 | 227.8727 | 12.7459 | 12.7459 | 12.7459 | 285.4572 | 365.6081 | 240.6186
2012-03-27 | 8.05 | 111.4742 | 150.7189 | 183.5044 | 60.3254 | 37.6265 | 92.4524 | 271.3256 | 3.21 | 169.7539 | 224.9439 | 260.5622 | 350.8183 | 10.78 | 78.1199 | 108.2389 | 139.4031 | 225.8307 | 13.5934 | 13.5934 | 13.5934 | 284.919 | 364.4117 | 239.4241
2012-03-28 | 8.13 | 110.4205 | 149.3765 | 182.1104 | 60.3182 | 37.6193 | 92.4452 | 269.8899 | 3.32 | 168.3383 | 223.1405 | 258.6896 | 348.8887 | 10.9 | 76.5849 | 106.2836 | 137.3729 | 223.7388 | 14.468 | 14.468 | 14.468 | 284.3579 | 363.3567 | 238.2068
2012-03-29 | 8.22 | 109.3807 | 148.0503 | 180.7335 | 60.31 | 37.6111 | 92.437 | 268.4661 | 3.44 | 166.9366 | 221.3532 | 256.8341 | 346.9711 | 11.03 | 75.1843 | 104.498 | 135.5189 | 221.823 | 15.3398 | 15.3398 | 15.3398 | 283.8059 | 362.3108 | 237.1628
2012-03-30 | 8.31 | 110.2034 | 145.5409 | 176.7764 | 59.4874 | 37.2143 | 90.3037 | 263.1661 | 3.55 | 168.4865 | 218.3302 | 252.1961 | 340.9231 | 11.15 | 74.8172 | 101.3473 | 130.9858 | 215.9565 | 17.1315 | 17.1315 | 17.1315 | 280.2976 | 358.0546 | 233.088
2012-03-31 | 8.36 | 112.953 | 140.2602 | 169.0221 | 56.9021 | 35.6459 | 85.2886 | 251.5678 | 3.66 | 172.3105 | 210.7283 | 241.7699 | 326.5052 | 11.25 | 75.9493 | 96.3301 | 123.6709 | 204.8516 | 20.4257 | 20.4257 | 20.4257 | 271.9935 | 346.9309 | 225.2773
2012-04-01 | 8.42 | 111.08 | 139.1251 | 168.2091 | 77.1226 | 47.2039 | 90.7108 | 270.5891 | 3.76 | 169.312 | 208.6681 | 240.059 | 344.542 | 11.35 | 74.2164 | 95.1012 | 122.7247 | 223.7735 | 16.4604 | 16.4604 | 16.4604 | 287.0495 | 361.0024 | 240.2339
2012-04-02 | 8.48 | 106.3526 | 144.1864 | 176.7189 | 81.7184 | 49.1408 | 98.0875 | 285.753 | 3.86 | 161.9795 | 215.0319 | 250.2684 | 361.6042 | 11.43 | 70.4721 | 98.4896 | 129.2779 | 236.8274 | 13.4106 | 13.4106 | 13.4106 | 299.1636 | 375.0148 | 250.238
2012-04-03 | 8.53 | 105.6723 | 143.3178 | 175.8162 | 81.7141 | 49.1365 | 98.0832 | 284.8239 | 3.96 | 160.6965 | 213.3956 | 248.5688 | 359.853 | 11.51 | 69.5513 | 97.3148 | 128.0574 | 235.5706 | 14.1802 | 14.1802 | 14.1802 | 299.0041 | 374.0332 | 249.7508
2012-04-04 | 8.59 | 104.7646 | 141.9761 | 173.5048 | 81.7089 | 49.1314 | 98.078 | 282.481 | 4.06 | 159.19 | 211.2344 | 245.3265 | 356.5592 | 11.59 | 68.1205 | 95.3452 | 125.148 | 232.605 | 15.293 | 15.293 | 15.293 | 297.774 | 371.8522 | 247.898
2012-04-05 | 8.65 | 104.015 | 141.0211 | 172.5139 | 81.7038 | 49.1262 | 98.0729 | 281.4587 | 4.15 | 158.0794 | 209.8199 | 243.859 | 355.0452 | 11.7 | 66.8908 | 93.7793 | 123.5235 | 230.9293 | 16.0924 | 16.0924 | 16.0924 | 297.5511 | 371.1375 | 247.0217
2012-04-06 | 8.71 | 106.5588 | 138.8597 | 167.8864 | 81.6986 | 49.1211 | 98.0677 | 276.7998 | 4.25 | 161.8075 | 207.0266 | 238.2801 | 349.4147 | 11.8 | 67.7857 | 91.0205 | 118.4845 | 225.8392 | 17.7625 | 17.7625 | 17.7625 | 294.5623 | 367.1772 | 243.6016
2012-04-07 | 8.77 | 103.8986 | 131.7154 | 160.3527 | 81.6935 | 49.1159 | 98.0626 | 269.2348 | 4.35 | 157.6849 | 196.5746 | 227.3971 | 338.4802 | 11.9 | 65.3233 | 85.1987 | 112.2689 | 219.5723 | 20.1223 | 20.1223 | 20.1223 | 289.3571 | 358.6025 | 239.6946
2012-04-08 | 8.87 | 102.7089 | 130.2819 | 158.8704 | 81.6849 | 49.1073 | 98.054 | 267.7011 | 4.44 | 156.6163 | 195.287 | 226.0656 | 337.1022 | 12.04 | 63.5256 | 83.0321 | 110.0287 | 217.2561 | 21.0583 | 21.0583 | 21.0583 | 288.7594 | 358.1605 | 238.3143
2012-04-09 | 8.97 | 103.377 | 134.9314 | 163.8295 | 81.6763 | 49.0987 | 98.0454 | 272.6089 | 4.54 | 158.2521 | 202.6371 | 233.7471 | 344.7321 | 12.19 | 62.7471 | 84.8017 | 112.0621 | 219.2085 | 20.4655 | 20.4655 | 20.4655 | 293.0744 | 365.1976 | 239.6739
2012-04-10 | 9.06 | 99.0743 | 134.7291 | 165.9872 | 81.6685 | 49.091 | 98.0376 | 274.7203 | 4.63 | 152.2948 | 202.4531 | 236.218 | 347.1566 | 12.34 | 59.0689 | 83.8214 | 113.1952 | 220.2704 | 20.5364 | 20.5364 | 20.5364 | 295.2567 | 367.693 | 240.8068
2012-04-11 | 9.16 | 97.8986 | 133.2319 | 164.4345 | 81.6599 | 49.0824 | 98.029 | 273.1164 | 4.73 | 151.1185 | 200.955 | 234.6645 | 345.5516 | 12.49 | 57.6534 | 82.0191 | 111.3261 | 218.3403 | 21.489 | 21.489 | 21.489 | 294.6054 | 367.0406 | 239.8293
2012-04-12 | 9.3 | 96.2586 | 131.1457 | 162.2717 | 81.6479 | 49.0703 | 98.017 | 270.8823 | 4.83 | 149.9584 | 199.4794 | 233.1349 | 343.9705 | 12.65 | 55.7735 | 79.6279 | 108.8469 | 215.7801 | 22.5989 | 22.5989 | 22.5989 | 293.4812 | 366.5694 | 238.379
2012-04-13 | 9.44 | 94.6421 | 129.0888 | 160.1395 | 81.6359 | 49.0583 | 98.005 | 268.6789 | 4.93 | 148.8218 | 198.0331 | 231.6358 | 342.42 | 12.81 | 54.2775 | 77.7245 | 106.8739 | 213.741 | 23.7015 | 23.7015 | 23.7015 | 292.3804 | 366.1215 | 237.4424
2012-04-14 | 9.57 | 97.7753 | 122.2371 | 150.4113 | 76.7075 | 46.7582 | 90.3806 | 252.2953 | 5.04 | 154.977 | 190.1444 | 220.5158 | 324.4869 | 12.93 | 55.4738 | 72.0187 | 98.568 | 198.9086 | 28.1695 | 28.1695 | 28.1695 | 280.4648 | 352.6564 | 227.0781
2012-04-15 | 9.71 | 95.0465 | 119.9734 | 148.4185 | 77.015 | 47.0964 | 90.6032 | 250.1986 | 5.16 | 151.895 | 187.8628 | 218.5604 | 322.3914 | 13.06 | 53.4408 | 70.2873 | 97.0839 | 197.363 | 29.2544 | 29.2544 | 29.2544 | 279.453 | 351.6457 | 226.6174
2012-04-16 | 9.85 | 89.8855 | 123.206 | 154.9337 | 81.6006 | 49.0231 | 97.9697 | 263.2647 | 5.27 | 145.0222 | 193.425 | 227.8331 | 338.443 | 13.18 | 50.6398 | 73.2249 | 103.0446 | 209.7535 | 26.733 | 26.733 | 26.733 | 289.9976 | 365.176 | 236.4864
2012-04-17 | 9.99 | 88.214 | 121.0767 | 152.7231 | 81.5886 | 49.011 | 97.9577 | 260.983 | 5.39 | 143.5908 | 191.6014 | 225.9399 | 336.4885 | 13.25 | 49.9317 | 72.3228 | 102.108 | 208.7857 | 27.8617 | 27.8617 | 27.8617 | 288.8447 | 364.3502 | 236.6474
2012-04-18 | 10.13 | 86.5558 | 118.9645 | 150.5295 | 81.5765 | 48.999 | 97.9457 | 258.7183 | 5.51 | 142.1728 | 189.7948 | 224.0637 | 334.5509 | 13.31 | 49.1167 | 71.2843 | 101.0293 | 207.6708 | 28.9865 | 28.9865 | 28.9865 | 287.7048 | 363.5374 | 236.6573
2012-04-19 | 10.26 | 84.8911 | 116.8441 | 148.328 | 81.5654 | 48.9878 | 97.9345 | 256.4507 | 5.63 | 140.6278 | 187.8267 | 222.0204 | 332.4462 | 13.37 | 48.295 | 70.2377 | 99.9426 | 206.5529 | 30.1119 | 30.1119 | 30.1119 | 286.5626 | 362.5582 | 236.6648
2012-04-20 | 10.38 | 84.8747 | 113.902 | 143.9877 | 79.9962 | 48.557 | 95.6657 | 250.0346 | 5.76 | 141.4304 | 184.5308 | 217.1693 | 325.4593 | 13.42 | 48.6399 | 68.6506 | 97.1007 | 201.7105 | 32.2219 | 32.2219 | 32.2219 | 282.2565 | 357.6812 | 233.9324
2012-04-21 | 10.5 | 86.0862 | 108.3689 | 136.0941 | 76.6284 | 46.6791 | 90.3014 | 237.5407 | 5.88 | 144.4197 | 177.6191 | 207.5851 | 311.159 | 13.46 | 49.4699 | 64.9002 | 91.2188 | 191.33 | 35.7744 | 35.7744 | 35.7744 | 273.3151 | 346.9334 | 227.1045
2012-04-22 | 10.61 | 83.7036 | 106.4355 | 134.429 | 76.9399 | 47.0213 | 90.5282 | 235.7948 | 6 | 141.2971 | 175.2138 | 205.4894 | 308.9319 | 13.51 | 48.0981 | 63.9152 | 90.4979 | 190.5798 | 36.7761 | 36.7761 | 36.7761 | 272.5708 | 345.708 | 227.3559
2012-04-23 | 10.73 | 79.2533 | 109.6649 | 140.8721 | 81.525 | 48.9474 | 97.8941 | 248.7552 | 6.12 | 134.7462 | 180.3366 | 214.2417 | 324.4173 | 13.58 | 45.4279 | 66.5873 | 96.1501 | 202.6358 | 34.295 | 34.295 | 34.295 | 283.0502 | 358.7123 | 236.9307
2012-04-24 | 10.84 | 77.9274 | 107.9782 | 139.1207 | 81.5155 | 48.938 | 97.8846 | 246.9477 | 6.24 | 133.2988 | 178.4951 | 212.3297 | 322.444 | 13.65 | 44.223 | 65.0548 | 94.5587 | 200.9934 | 35.3112 | 35.3112 | 35.3112 | 282.2589 | 357.7552 | 236.3046
2012-04-25 | 10.95 | 76.6308 | 106.3275 | 137.4067 | 81.5061 | 48.9285 | 97.8752 | 245.1775 | 6.37 | 131.7601 | 176.5362 | 210.2957 | 320.3438 | 13.75 | 42.9272 | 63.4051 | 92.8457 | 199.2244 | 36.3186 | 36.3186 | 36.3186 | 281.4961 | 356.6623 | 235.543
2012-04-26 | 11.06 | 75.3013 | 104.6348 | 135.6488 | 81.4966 | 48.919 | 97.8657 | 243.3635 | 6.49 | 130.3086 | 174.6883 | 208.3767 | 318.3635 | 13.86 | 41.7191 | 61.8669 | 91.2481 | 197.5758 | 37.3364 | 37.3364 | 37.3364 | 280.6999 | 355.6998 | 234.9121
2012-04-27 | 11.17 | 75.2671 | 101.9082 | 131.5576 | 79.9283 | 48.4891 | 95.5977 | 237.2114 | 6.61 | 131.0794 | 171.6089 | 203.7779 | 311.6443 | 13.96 | 40.8739 | 58.9567 | 87.0534 | 191.3438 | 39.3837 | 39.3837 | 39.3837 | 276.5952 | 351.0281 | 230.7275
2012-04-28 | 11.27 | 76.3359 | 96.7989 | 124.1477 | 76.5629 | 46.6135 | 90.2359 | 225.231 | 6.75 | 133.3961 | 164.5381 | 194.0792 | 297.2425 | 14.08 | 40.484 | 54.2371 | 80.2085 | 179.9849 | 42.822 | 42.822 | 42.822 | 268.053 | 340.0645 | 222.8068
2012-04-29 | 11.37 | 74.2655 | 95.1722 | 122.7911 | 76.8766 | 46.958 | 90.4648 | 223.8061 | 6.89 | 130.2228 | 161.9976 | 191.8343 | 294.8662 | 14.21 | 38.5428 | 52.5114 | 78.7145 | 178.4419 | 43.7398 | 43.7398 | 43.7398 | 267.5459 | 338.606 | 222.1817
2012-04-30 | 11.47 | 70.3234 | 98.2986 | 129.0711 | 81.4614 | 48.8838 | 97.8305 | 236.5764 | 7.02 | 123.8774 | 166.5027 | 199.8794 | 309.5962 | 14.33 | 35.784 | 54.3108 | 83.4037 | 189.4826 | 41.2962 | 41.2962 | 41.2962 | 277.8726 | 350.8924 | 230.7788
2012-05-01 | 11.58 | 68.9573 | 96.5603 | 127.443 | 81.4519 | 48.8743 | 97.821 | 234.8922 | 7.16 | 122.148 | 164.3021 | 197.7714 | 307.4172 | 14.45 | 34.5398 | 52.7273 | 81.9364 | 187.9644 | 42.2831 | 42.2831 | 42.2831 | 277.1754 | 349.7003 | 230.2475
2012-05-02 | 11.7 | 67.5894 | 94.8188 | 125.6354 | 81.4416 | 48.864 | 97.8107 | 233.0237 | 7.3 | 120.5372 | 162.2516 | 195.6432 | 305.2177 | 14.56 | 33.1734 | 50.9875 | 80.1304 | 186.0975 | 43.3063 | 43.3063 | 43.3063 | 276.3299 | 348.524 | 229.4038
2012-05-03 | 11.81 | 66.2514 | 93.115 | 123.8671 | 81.4321 | 48.8546 | 97.8012 | 231.1993 | 7.45 | 118.7155 | 159.9323 | 193.2359 | 302.7343 | 14.67 | 32.0776 | 49.5919 | 78.682 | 184.6031 | 44.3189 | 44.3189 | 44.3189 | 275.5182 | 347.0532 | 228.922
2012-05-04 | 11.92 | 65.9821 | 90.3181 | 119.7278 | 79.8638 | 48.4246 | 95.5333 | 225.0084 | 7.6 | 118.8411 | 156.3331 | 188.1297 | 295.5052 | 14.76 | 31.7217 | 47.5306 | 75.3932 | 179.3161 | 46.3678 | 46.3678 | 46.3678 | 271.3762 | 341.873 | 225.6839
2012-05-05 | 12.04 | 65.2628 | 85.2593 | 113.5851 | 81.4124 | 48.8348 | 97.7815 | 220.8002 | 7.75 | 118.3702 | 149.2834 | 179.8579 | 289.2042 | 14.84 | 30.9721 | 43.9198 | 70.7935 | 176.6326 | 47.9462 | 47.9462 | 47.9462 | 268.7464 | 337.1504 | 224.5788
2012-05-06 | 12.16 | 63.7945 | 83.4897 | 111.7534 | 81.402 | 48.8245 | 97.7712 | 218.9075 | 7.9 | 116.5281 | 147.0635 | 177.5603 | 286.8305 | 14.93 | 30.1242 | 42.8979 | 69.7358 | 175.5389 | 48.975 | 48.975 | 48.975 | 267.8825 | 335.8055 | 224.5139
2012-05-07 | 12.28 | 62.2727 | 81.6558 | 109.8557 | 81.3917 | 48.8142 | 97.7608 | 216.9489 | 8.03 | 114.8802 | 145.078 | 175.5057 | 284.7097 | 15 | 29.2229 | 41.8118 | 68.6121 | 174.3792 | 50.0119 | 50.0119 | 50.0119 | 266.9608 | 334.7216 | 224.391
2012-05-08 | 12.4 | 58.7481 | 83.2044 | 113.3306 | 81.3814 | 48.8039 | 97.7505 | 220.3628 | 8.17 | 109.292 | 147.3986 | 179.9841 | 289.1171 | 15.07 | 27.3225 | 43.2916 | 71.8888 | 177.6149 | 49.7736 | 49.7736 | 49.7736 | 270.1365 | 338.8907 | 227.3885
2012-05-09 | 12.51 | 57.4173 | 81.5152 | 111.5768 | 81.3719 | 48.7944 | 97.7411 | 218.5531 | 8.3 | 107.72 | 145.4036 | 177.9128 | 286.9797 | 15.14 | 26.71 | 42.5145 | 71.0819 | 176.7819 | 50.7675 | 50.7675 | 50.7675 | 269.3206 | 337.7472 | 227.5494
2012-05-10 | 12.62 | 56.0862 | 79.8232 | 109.8195 | 81.3625 | 48.7849 | 97.7316 | 216.7398 | 8.41 | 106.3865 | 143.7092 | 176.1531 | 285.1639 | 15.19 | 26.0971 | 41.7344 | 70.2715 | 175.9454 | 51.7622 | 51.7622 | 51.7622 | 268.502 | 336.9261 | 227.7076
2012-05-11 | 12.73 | 54.7942 | 78.1833 | 108.1169 | 81.353 | 48.7755 | 97.7222 | 214.9812 | 8.52 | 105.0923 | 142.0669 | 174.4482 | 283.4028 | 15.24 | 25.6428 | 41.1581 | 69.6732 | 175.326 | 52.744 | 52.744 | 52.744 | 267.7252 | 336.1467 | 228.07
2012-05-12 | 12.84 | 55.3327 | 73.2906 | 101.1975 | 81.3436 | 48.766 | 97.7127 | 208.0059 | 8.63 | 107.4333 | 136.1038 | 166.2174 | 275.1159 | 15.28 | 26.0029 | 37.9303 | 64.5949 | 170.2266 | 54.9562 | 54.9562 | 54.9562 | 262.9621 | 330.0721 | 225.1828
2012-05-13 | 12.94 | 54.1917 | 71.9167 | 99.7749 | 81.335 | 48.7574 | 97.7041 | 206.5323 | 8.72 | 106.4136 | 134.8766 | 164.9468 | 273.7991 | 15.31 | 25.6057 | 37.4529 | 64.1003 | 169.7109 | 55.8627 | 55.8627 | 55.8627 | 262.395 | 329.6618 | 225.5736
2012-05-14 | 13.03 | 51.5337 | 74.3754 | 104.412 | 81.3272 | 48.7497 | 97.6964 | 211.1233 | 8.81 | 102.2881 | 139.0206 | 171.5266 | 280.3327 | 15.34 | 24.593 | 40.0614 | 68.7872 | 174.3866 | 55.3298 | 55.3298 | 55.3298 | 266.4532 | 335.6625 | 229.7165
2012-05-15 | 13.12 | 50.3917 | 72.9205 | 102.9002 | 81.3195 | 48.742 | 97.6886 | 209.5656 | 8.89 | 101.264 | 137.7164 | 170.1715 | 278.9363 | 15.36 | 24.5346 | 39.9863 | 68.708 | 174.3062 | 56.2487 | 56.2487 | 56.2487 | 265.8142 | 335.185 | 230.5549
2012-05-16 | 13.22 | 49.2625 | 71.4828 | 101.4075 | 81.3109 | 48.7334 | 97.68 | 208.0218 | 8.98 | 100.2528 | 136.4296 | 168.8353 | 277.554 | 15.37 | 24.2484 | 39.6221 | 68.3296 | 173.9117 | 57.1565 | 57.1565 | 57.1565 | 265.1784 | 334.7105 | 231.0683
2012-05-17 | 13.3 | 48.294 | 70.2484 | 100.125 | 81.304 | 48.7265 | 97.6732 | 206.6983 | 9.07 | 99.1617 | 135.0396 | 167.3914 | 276.0639 | 15.38 | 24.1228 | 39.4611 | 68.1615 | 173.7374 | 58.0121 | 58.0121 | 58.0121 | 264.7105 | 334.076 | 231.7495
2012-05-18 | 13.38 | 48.1596 | 68.0627 | 96.6642 | 79.7383 | 48.2991 | 95.4078 | 201.2192 | 9.18 | 99.5179 | 132.21 | 163.132 | 269.7212 | 15.39 | 24.5593 | 38.5855 | 66.1206 | 169.7409 | 59.854 | 59.854 | 59.854 | 261.0732 | 329.5752 | 229.5949
2012-05-19 | 13.46 | 48.6624 | 63.9599 | 90.4228 | 76.3765 | 46.4272 | 90.0495 | 190.4738 | 9.29 | 101.255 | 126.4025 | 154.8879 | 256.8545 | 15.39 | 25.2039 | 36.1077 | 61.6685 | 160.8652 | 62.9382 | 62.9382 | 62.9382 | 253.412 | 319.7926 | 223.8034
2012-05-20 | 13.54 | 47.1693 | 62.8258 | 89.5452 | 76.6956 | 46.777 | 90.2839 | 189.5597 | 9.4 | 98.8314 | 124.5291 | 153.2979 | 255.1729 | 15.4 | 24.5828 | 35.8492 | 61.6726 | 160.8737 | 63.6814 | 63.6814 | 63.6814 | 253.241 | 318.8542 | 224.555
2012-05-21 | 13.61 | 44.5684 | 65.501 | 95.193 | 81.2774 | 48.6998 | 97.6465 | 201.6073 | 9.53 | 93.6235 | 127.9854 | 160.0648 | 268.5031 | 15.42 | 23.4074 | 38.547 | 67.2091 | 172.7503 | 61.3483 | 61.3483 | 61.3483 | 262.9556 | 329.8514 | 234.0986
2012-05-22 | 13.68 | 43.7434 | 64.4498 | 94.1011 | 81.2714 | 48.6938 | 97.6405 | 200.4794 | 9.66 | 92.0749 | 126.0131 | 158.0167 | 266.389 | 15.44 | 23.1845 | 38.2625 | 66.9132 | 172.4432 | 62.1346 | 62.1346 | 62.1346 | 262.614 | 328.5236 | 234.5778
2012-05-23 | 13.75 | 42.9005 | 63.3757 | 92.985 | 81.2654 | 48.6878 | 97.6345 | 199.3272 | 9.79 | 90.5085 | 124.0179 | 155.9443 | 264.2507 | 15.46 | 22.8234 | 37.8019 | 66.434 | 171.9479 | 62.919 | 62.919 | 62.919 | 262.2462 | 327.1697 | 234.8669
2012-05-24 | 13.82 | 42.0241 | 62.2585 | 91.8245 | 81.2593 | 48.6818 | 97.6285 | 198.1307 | 9.91 | 89.0289 | 122.1327 | 153.9866 | 262.232 | 15.49 | 22.3086 | 37.145 | 65.7514 | 171.2442 | 63.714 | 63.714 | 63.714 | 261.8447 | 325.946 | 234.9582
2012-05-25 | 13.89 | 41.9204 | 60.2677 | 88.5818 | 79.6944 | 48.2553 | 95.3639 | 192.8811 | 10.04 | 88.984 | 119.0539 | 149.4952 | 255.658 | 15.53 | 22.3615 | 35.837 | 63.2672 | 166.792 | 65.4632 | 65.4632 | 65.4632 | 258.3444 | 321.1213 | 232.2553
2012-05-26 | 13.96 | 42.3541 | 56.4689 | 82.6847 | 76.3339 | 46.3846 | 90.0069 | 182.4981 | 10.17 | 90.139 | 113.2059 | 141.2599 | 242.8132 | 15.56 | 22.5593 | 32.9657 | 58.42 | 157.5127 | 68.4309 | 68.4309 | 68.4309 | 250.929 | 311.244 | 225.9436
2012-05-27 | 14.03 | 41.0775 | 55.5472 | 82.0202 | 76.6548 | 46.7362 | 90.243 | 181.8067 | 10.27 | 87.9828 | 111.5719 | 139.9061 | 241.3814 | 15.6 | 21.6167 | 32.3029 | 58.0037 | 157.0896 | 69.0831 | 69.0831 | 69.0831 | 250.8898 | 310.4644 | 226.1726
2012-05-28 | 14.09 | 38.7572 | 58.0966 | 87.5011 | 81.2361 | 48.6586 | 97.6052 | 193.6683 | 10.37 | 83.4698 | 115.0532 | 146.6344 | 254.6458 | 15.65 | 20.3673 | 34.6709 | 63.1801 | 168.5888 | 66.756 | 66.756 | 66.756 | 260.4242 | 321.4018 | 235.3448
2012-05-29 | 14.16 | 38.0124 | 57.1472 | 86.5147 | 81.2301 | 48.6526 | 97.5992 | 192.6459 | 10.48 | 82.2422 | 113.4893 | 145.0101 | 252.9656 | 15.69 | 19.8637 | 34.0286 | 62.5125 | 167.8952 | 67.4791 | 67.4791 | 67.4791 | 260.125 | 320.4447 | 235.3743
2012-05-30 | 14.22 | 37.3088 | 56.2509 | 85.5838 | 81.225 | 48.6474 | 97.5941 | 191.684 | 10.56 | 81.2963 | 112.2848 | 143.7593 | 251.6737 | 15.73 | 19.4013 | 33.4393 | 61.9003 | 167.2619 | 68.1879 | 68.1879 | 68.1879 | 259.8719 | 319.8616 | 235.4498
2012-05-31 | 14.28 | 36.5705 | 55.3099 | 84.6062 | 81.2198 | 48.6422 | 97.5889 | 190.6753 | 10.65 | 80.1955 | 110.8826 | 142.3029 | 250.1712 | 15.77 | 18.784 | 32.6522 | 61.0825 | 166.4181 | 68.9001 | 68.9001 | 68.9001 | 259.5755 | 319.0713 | 235.3182
2012-06-01 | 14.33 | 36.5609 | 53.5727 | 81.6208 | 79.6566 | 48.2175 | 95.3261 | 185.6986 | 10.74 | 80.4324 | 108.3751 | 138.3691 | 244.1835 | 15.81 | 18.5969 | 31.1328 | 58.3841 | 161.7507 | 70.5389 | 70.5389 | 70.5389 | 256.2375 | 314.7224 | 232.2896
2012-06-02 | 14.38 | 37.0304 | 50.1464 | 76.1397 | 76.2982 | 46.3489 | 89.9712 | 175.7525 | 10.85 | 81.5232 | 102.9771 | 130.656 | 231.8883 | 15.85 | 18.7544 | 28.4454 | 53.7464 | 152.6938 | 73.3571 | 73.3571 | 73.3571 | 249.1095 | 305.2453 | 226.0509
2012-06-03 | 14.43 | 35.0035 | 50.9327 | 77.7707 | 81.2069 | 48.6293 | 97.576 | 183.7617 | 10.95 | 77.265 | 103.4232 | 132.0368 | 239.7522 | 15.88 | 17.759 | 29.5142 | 55.6276 | 160.915 | 71.9062 | 71.9062 | 71.9062 | 255.6678 | 311.6583 | 232.8211
2012-06-04 | 14.49 | 34.3612 | 50.1366 | 76.9472 | 81.2017 | 48.6242 | 97.5709 | 182.9072 | 11.06 | 76.0136 | 101.871 | 130.4318 | 238.0912 | 15.91 | 17.3603 | 29.0205 | 55.1168 | 160.3831 | 72.5589 | 72.5589 | 72.5589 | 255.4661 | 310.6502 | 232.9421
2012-06-05 | 14.53 | 33.8841 | 49.543 | 76.3329 | 81.1983 | 48.6207 | 97.5674 | 182.2718 | 11.19 | 74.4417 | 99.9181 | 128.4122 | 236.0058 | 15.93 | 17.0054 | 28.5785 | 54.6591 | 159.9094 | 73.1445 | 73.1445 | 73.1445 | 255.4162 | 309.1503 | 233.0538
2012-06-06 | 14.56 | 33.223 | 50.9098 | 79.3024 | 81.1957 | 48.6182 | 97.5648 | 185.2252 | 11.31 | 72.4059 | 100.7165 | 130.8961 | 238.4289 | 15.95 | 16.7059 | 29.9143 | 57.5537 | 162.7978 | 72.8782 | 72.8782 | 72.8782 | 258.1034 | 311.3071 | 235.676
2012-06-07 | 14.6 | 32.8024 | 50.3738 | 78.7458 | 81.1923 | 48.6147 | 97.5614 | 184.6475 | 11.44 | 70.8985 | 98.7996 | 128.909 | 236.376 | 15.97 | 16.6477 | 29.8388 | 57.4741 | 162.712 | 73.4348 | 73.4348 | 73.4348 | 258.0823 | 309.8108 | 236.1468
2012-06-08 | 14.64 | 32.3248 | 49.7667 | 78.1162 | 81.1888 | 48.6113 | 97.558 | 183.9968 | 11.57 | 69.3342 | 96.8116 | 126.8491 | 234.2502 | 15.98 | 16.5325 | 29.6921 | 57.3214 | 162.5532 | 74.0087 | 74.0087 | 74.0087 | 258.0055 | 308.2589 | 236.5619
2012-06-09 | 14.68 | 32.0297 | 47.2404 | 73.949 | 81.1854 | 48.6079 | 97.5545 | 179.8085 | 11.69 | 68.3307 | 92.3301 | 120.5644 | 227.9047 | 15.99 | 16.7323 | 28.2393 | 54.305 | 159.5405 | 75.4069 | 75.4069 | 75.4069 | 255.2154 | 303.3117 | 234.9475
2012-06-10 | 14.72 | 32.4487 | 45.2337 | 71.3423 | 76.5972 | 46.6786 | 90.1855 | 170.8039 | 11.81 | 68.7275 | 88.5705 | 116.0961 | 216.8631 | 15.98 | 17.239 | 27.0651 | 52.5796 | 151.4939 | 77.9483 | 77.9483 | 77.9483 | 248.7522 | 294.8113 | 229.4421
2012-06-11 | 14.76 | 30.8167 | 47.9763 | 76.968 | 81.1785 | 48.601 | 97.5476 | 182.7854 | 11.93 | 64.8105 | 91.2847 | 121.9027 | 229.1214 | 15.98 | 16.6426 | 29.9184 | 58.232 | 163.4651 | 75.1656 | 75.1656 | 75.1656 | 257.951 | 304.2871 | 238.6307
2012-06-12 | 14.8 | 30.3399 | 47.3694 | 76.3371 | 81.1751 | 48.5975 | 97.5442 | 182.1334 | 12.06 | 63.2512 | 89.299 | 119.8413 | 226.9942 | 15.98 | 16.6469 | 29.9242 | 58.2368 | 163.4687 | 75.3204 | 75.3204 | 75.3204 | 257.4538 | 302.3146 | 238.789
2012-06-13 | 14.84 | 29.8381 | 46.7302 | 75.6733 | 81.1717 | 48.5941 | 97.5408 | 181.4486 | 12.16 | 62.0273 | 87.7402 | 118.2234 | 225.3255 | 15.98 | 16.6262 | 29.8978 | 58.2087 | 163.4394 | 75.4829 | 75.4829 | 75.4829 | 256.9315 | 300.8084 | 238.9223
2012-06-14 | 14.88 | 29.359 | 46.1188 | 75.0377 | 81.1682 | 48.5907 | 97.5373 | 180.792 | 12.26 | 60.826 | 86.2092 | 116.6338 | 223.6851 | 15.98 | 16.7481 | 30.052 | 58.3676 | 163.602 | 75.6388 | 75.6388 | 75.6388 | 256.4307 | 299.3238 | 239.2407
2012-06-15 | 14.92 | 29.3512 | 44.5626 | 72.2795 | 79.6059 | 48.1667 | 95.2754 | 176.055 | 12.37 | 60.4937 | 83.4695 | 112.5685 | 217.5761 | 15.97 | 16.8942 | 28.9999 | 56.1639 | 159.4466 | 76.763 | 76.763 | 76.763 | 252.818 | 294.3391 | 236.2096
2012-06-16 | 14.96 | 29.7637 | 41.5145 | 67.2217 | 76.2488 | 46.2995 | 89.9218 | 166.5529 | 12.46 | 61.2542 | 78.9102 | 105.8112 | 206.288 | 15.98 | 17.4194 | 26.8554 | 52.0946 | 150.9768 | 79.0182 | 79.0182 | 79.0182 | 245.5711 | 285.3062 | 229.9949
2012-06-17 | 15 | 29.0166 | 41.1346 | 67.1032 | 76.5739 | 46.6553 | 90.1621 | 166.4317 | 12.56 | 59.4264 | 77.4624 | 104.6192 | 205.0416 | 15.98 | 17.0521 | 26.8417 | 52.3428 | 151.2409 | 79.047 | 79.047 | 79.047 | 245.4787 | 284.0885 | 230.2879
2012-06-18 | 15.03 | 27.5308 | 43.7873 | 72.6154 | 81.1553 | 48.5778 | 97.5244 | 178.2904 | 12.65 | 56.1102 | 80.2002 | 110.396 | 217.2488 | 15.99 | 16.4832 | 29.7117 | 58.0111 | 163.2308 | 76.2325 | 76.2325 | 76.2325 | 254.5228 | 293.4812 | 239.4633
2012-06-19 | 15.07 | 27.0895 | 43.2236 | 72.0294 | 81.1519 | 48.5743 | 97.521 | 177.6833 | 12.74 | 55.0672 | 78.8703 | 109.015 | 215.8219 | 15.99 | 16.4027 | 29.6075 | 57.9018 | 163.1153 | 76.3765 | 76.3765 | 76.3765 | 254.0598 | 292.1984 | 239.4919
2012-06-20 | 15.11 | 26.6557 | 42.6703 | 71.4545 | 81.1484 | 48.5709 | 97.5176 | 177.0874 | 12.83 | 54.0318 | 77.5508 | 107.6452 | 214.4062 | 16 | 16.2095 | 29.3606 | 57.6449 | 162.8474 | 76.518 | 76.518 | 76.518 | 253.6054 | 290.9242 | 239.3653
2012-06-21 | 15.13 | 26.3472 | 42.2765 | 71.0444 | 81.1467 | 48.5692 | 97.5158 | 176.6662 | 12.91 | 53.0017 | 76.2379 | 106.2815 | 213.0016 | 16 | 16.1416 | 29.2732 | 57.5528 | 162.754 | 76.6179 | 76.6179 | 76.6179 | 253.2841 | 289.6195 | 239.372
2012-06-22 | 15.16 | 26.5316 | 41.0383 | 68.6239 | 79.5853 | 48.1461 | 95.2547 | 172.2752 | 12.99 | 53.0249 | 74.1389 | 102.9006 | 207.5998 | 16.01 | 16.3982 | 28.3777 | 55.5135 | 158.764 | 77.6601 | 77.6601 | 77.6601 | 249.9353 | 285.2598 | 236.4241
2012-06-23 | 15.18 | 27.0695 | 38.316 | 63.9149 | 76.2301 | 46.2808 | 89.9031 | 163.1376 | 13.07 | 53.6392 | 69.8696 | 96.476 | 196.665 | 16.01 | 16.7439 | 26.0534 | 51.2609 | 150.1081 | 79.8288 | 79.8288 | 79.8288 | 242.9664 | 276.4938 | 229.9368
2012-06-24 | 15.2 | 26.4844 | 38.1086 | 63.9718 | 76.5572 | 46.6386 | 90.1455 | 163.2032 | 13.13 | 52.2748 | 68.9196 | 95.7906 | 195.9495 | 16.02 | 16.5172 | 26.201 | 51.6746 | 150.5476 | 79.8132 | 79.8132 | 79.8132 | 243.0164 | 275.7627 | 230.3608
2012-06-25 | 15.22 | 25.2577 | 40.887 | 69.599 | 81.139 | 48.5614 | 97.5081 | 175.1713 | 13.2 | 49.5065 | 71.7845 | 101.6571 | 208.2284 | 16.02 | 15.8943 | 28.9563 | 57.2201 | 162.4067 | 76.9727 | 76.9727 | 76.9727 | 252.144 | 285.2011 | 239.3794
2012-06-26 | 15.25 | 25.0161 | 40.5778 | 69.2768 | 81.1364 | 48.5589 | 97.5055 | 174.833 | 13.27 | 48.7837 | 70.8623 | 100.699 | 207.2343 | 16.03 | 15.7731 | 28.8005 | 57.057 | 162.2325 | 77.053 | 77.053 | 77.053 | 251.886 | 284.2874 | 239.2855
2012-06-27 | 15.27 | 24.7492 | 40.237 | 68.9225 | 81.1347 | 48.5571 | 97.5038 | 174.4494 | 13.33 | 48.0356 | 69.9087 | 99.7088 | 206.1941 | 16.04 | 15.7467 | 28.766 | 57.0205 | 162.1769 | 77.1441 | 77.1441 | 77.1441 | 251.5934 | 283.3381 | 239.321
2012-06-28 | 15.29 | 24.4946 | 39.9123 | 68.5842 | 81.133 | 48.5554 | 97.5021 | 174.0818 | 13.39 | 47.2998 | 68.9711 | 98.7347 | 205.17 | 16.04 | 15.7326 | 28.7475 | 57.0001 | 162.1375 | 77.2313 | 77.2313 | 77.2313 | 251.3131 | 282.4013 | 239.3688
2012-06-29 | 15.32 | 24.5655 | 38.58 | 66.0711 | 79.5715 | 48.1324 | 95.241 | 169.584 | 13.45 | 47.3889 | 67.0973 | 95.6018 | 200.0145 | 16.05 | 15.8999 | 27.7526 | 54.8589 | 158.0302 | 78.2988 | 78.2988 | 78.2988 | 247.8828 | 278.3133 | 236.329
2012-06-30 | 15.35 | 24.9904 | 35.8457 | 61.359 | 76.2156 | 46.2663 | 89.8886 | 160.4302 | 13.5 | 48.2787 | 63.5039 | 89.9004 | 189.8151 | 16.06 | 16.1786 | 25.3804 | 50.5596 | 149.3116 | 80.4713 | 80.4713 | 80.4713 | 240.9015 | 270.2864 | 229.7829
2012-07-01 | 15.37 | 24.3944 | 35.6092 | 61.3824 | 72.0236 | 43.3351 | 85.6742 | 155.9302 | 13.55 | 47.0628 | 62.6919 | 89.3512 | 184.7174 | 16.07 | 16.0495 | 25.6392 | 51.0862 | 145.3327 | 81.5393 | 81.5393 | 81.5393 | 237.4695 | 266.2567 | 226.8721
2012-07-02 | 15.4 | 23.1847 | 38.2399 | 66.8426 | 76.0868 | 45.2036 | 91.7187 | 167.1715 | 13.6 | 44.7858 | 65.7655 | 95.4023 | 196.6232 | 16.07 | 15.3843 | 28.3001 | 56.5294 | 156.5362 | 78.8714 | 78.8714 | 78.8714 | 246.0429 | 275.4945 | 235.4075
2012-07-03 | 15.43 | 22.8983 | 37.8737 | 66.4611 | 76.0841 | 45.2009 | 91.716 | 166.7553 | 13.65 | 44.2584 | 65.0924 | 94.7024 | 195.8778 | 16.08 | 15.3383 | 28.24 | 56.4656 | 156.4479 | 78.9702 | 78.9702 | 78.9702 | 245.7254 | 274.8479 | 235.418
2012-07-04 | 15.45 | 22.5696 | 37.4552 | 66.0256 | 76.0823 | 45.1991 | 91.7142 | 166.29 | 13.69 | 43.6887 | 64.3672 | 93.9486 | 195.0834 | 16.08 | 15.2499 | 28.1278 | 56.3477 | 156.3105 | 79.0806 | 79.0806 | 79.0806 | 245.3706 | 274.164 | 235.3911
2012-07-05 | 15.48 | 22.254 | 37.052 | 65.6051 | 76.0796 | 45.1964 | 91.7115 | 165.8349 | 13.73 | 43.2522 | 63.8102 | 93.3685 | 194.4628 | 16.09 | 15.1746 | 28.0307 | 56.2449 | 156.1832 | 79.1886 | 79.1886 | 79.1886 | 245.0235 | 273.6514 | 235.3718
2012-07-06 | 15.5 | 22.3618 | 35.8263 | 63.2087 | 74.5974 | 44.8382 | 89.6795 | 161.543 | 13.78 | 43.3478 | 62.0495 | 90.3639 | 189.5269 | 16.09 | 15.4071 | 27.1361 | 54.2097 | 152.2693 | 80.2072 | 80.2072 | 80.2072 | 241.7503 | 269.7341 | 232.4765
2012-07-07 | 15.52 | 22.8104 | 33.2579 | 58.6778 | 71.7328 | 43.0143 | 85.406 | 153.0776 | 13.82 | 44.2037 | 58.6668 | 84.8981 | 180.0744 | 16.09 | 15.889 | 25.0374 | 50.1947 | 144.3433 | 82.2164 | 82.2164 | 82.2164 | 235.294 | 262.2908 | 226.5597
2012-07-08 | 15.54 | 22.3469 | 33.1645 | 58.8472 | 72.0088 | 43.3203 | 85.6594 | 153.1954 | 13.87 | 43.1404 | 58.0086 | 84.5041 | 179.5979 | 16.09 | 15.7477 | 25.2798 | 50.7046 | 144.8161 | 82.1884 | 82.1884 | 82.1884 | 235.3838 | 261.7863 | 227.0045
2012-07-09 | 15.56 | 21.2747 | 35.8034 | 64.3042 | 76.0724 | 45.1891 | 91.7043 | 164.4154 | 13.91 | 41.0694 | 61.029 | 90.4775 | 191.4004 | 16.09 | 15.1563 | 28.0065 | 56.2143 | 156.0746 | 79.5255 | 79.5255 | 79.5255 | 243.9409 | 270.9259 | 235.6001
2012-07-10 | 15.58 | 21.1303 | 35.6199 | 64.1125 | 76.0706 | 45.1873 | 91.7025 | 164.1941 | 13.95 | 40.6842 | 60.5388 | 89.9676 | 190.8502 | 16.09 | 15.2521 | 28.129 | 56.3401 | 156.1809 | 79.578 | 79.578 | 79.578 | 243.7721 | 270.4282 | 235.7589
2012-07-11 | 15.59 | 20.9431 | 35.3806 | 63.8627 | 76.0697 | 45.1864 | 91.7016 | 163.9197 | 13.99 | 40.1362 | 59.84 | 89.2411 | 190.0834 | 16.08 | 15.1851 | 28.0428 | 56.2492 | 156.0705 | 79.6432 | 79.6432 | 79.6432 | 243.5628 | 269.7266 | 235.7137
2012-07-12 | 15.6 | 20.8023 | 35.2024 | 63.6765 | 76.0688 | 45.1855 | 91.7007 | 163.7088 | 14.04 | 39.5148 | 59.0495 | 88.4195 | 189.2168 | 16.08 | 15.2845 | 28.1706 | 56.3805 | 156.1872 | 79.6932 | 79.6932 | 79.6932 | 243.402 | 268.91 | 235.8804
2012-07-13 | 15.61 | 20.9854 | 34.1082 | 61.4206 | 74.5875 | 44.8282 | 89.6696 | 159.5678 | 14.08 | 39.6473 | 57.4288 | 85.57 | 184.449 | 16.07 | 15.4966 | 27.2492 | 54.3178 | 152.2498 | 80.676 | 80.676 | 80.676 | 240.2438 | 265.125 | 232.9258
2012-07-14 | 15.62 | 21.5434 | 31.7561 | 57.1197 | 71.7239 | 43.0053 | 85.3971 | 151.3481 | 14.12 | 40.4139 | 54.1698 | 80.2492 | 175.1578 | 16.07 | 16.1339 | 25.3308 | 50.4893 | 144.5226 | 82.6268 | 82.6268 | 82.6268 | 233.9749 | 257.7846 | 227.1495
2012-07-15 | 15.63 | 21.1916 | 31.7852 | 57.4143 | 72.0009 | 43.3124 | 85.6515 | 151.5993 | 14.15 | 39.6136 | 53.7969 | 80.1462 | 174.9872 | 16.06 | 15.9638 | 25.5386 | 50.9633 | 144.9621 | 82.5672 | 82.5672 | 82.5672 | 234.1665 | 257.5544 | 227.5294
2012-07-16 | 15.64 | 20.3435 | 34.6186 | 63.0661 | 76.0652 | 45.1819 | 91.6971 | 162.9999 | 14.19 | 37.7333 | 56.781 | 86.0612 | 186.703 | 16.06 | 15.5463 | 28.5048 | 56.7226 | 156.4611 | 79.8615 | 79.8615 | 79.8615 | 242.8613 | 266.5645 | 236.3225
2012-07-17 | 15.65 | 20.2319 | 34.476 | 62.9165 | 76.0643 | 45.181 | 91.6962 | 162.8256 | 14.21 | 37.501 | 56.4848 | 85.7522 | 186.3638 | 16.05 | 15.5548 | 28.5152 | 56.7318 | 156.4507 | 79.9028 | 79.9028 | 79.9028 | 242.7284 | 266.2666 | 236.3535
2012-07-18 | 15.66 | 20.1415 | 34.3617 | 62.7966 | 76.0634 | 45.1801 | 91.6953 | 162.6812 | 14.24 | 37.1701 | 56.064 | 85.3144 | 185.8909 | 16.05 | 15.4647 | 28.4012 | 56.6122 | 156.3067 | 79.9371 | 79.9371 | 79.9371 | 242.6183 | 265.828 | 236.2438
2012-07-19 | 15.66 | 20.0545 | 34.2508 | 62.6801 | 76.0634 | 45.1801 | 91.6953 | 162.545 | 14.26 | 36.8424 | 55.6468 | 84.88 | 185.4263 | 16.05 | 15.6177 | 28.5962 | 56.813 | 156.4978 | 79.9694 | 79.9694 | 79.9694 | 242.5144 | 265.3957 | 236.4672
2012-07-20 | 15.67 | 20.1532 | 33.964 | 59.6502 | 76.0625 | 45.1792 | 91.6944 | 159.4905 | 14.28 | 36.9668 | 55.2499 | 81.624 | 182.1401 | 16.04 | 15.7987 | 28.4512 | 53.9592 | 153.6244 | 80.6944 | 80.6944 | 80.6944 | 240.1849 | 262.8345 | 234.3188
2012-07-21 | 15.68 | 20.3813 | 32.2877 | 56.4112 | 76.0616 | 45.1783 | 91.6935 | 156.2269 | 14.3 | 37.3654 | 53.2152 | 77.9527 | 178.4387 | 16.04 | 16.0737 | 26.9801 | 50.9478 | 150.5935 | 81.4689 | 81.4689 | 81.4689 | 237.6958 | 259.9076 | 232.0624
2012-07-22 | 15.69 | 20.2963 | 32.1842 | 56.3031 | 76.0607 | 45.1774 | 91.6926 | 156.0943 | 14.32 | 37.1565 | 52.9592 | 77.6877 | 178.1436 | 16.04 | 16.112 | 27.0284 | 50.996 | 150.6222 | 81.5004 | 81.5004 | 81.5004 | 237.5947 | 259.644 | 232.1226
2012-07-23 | 15.7 | 19.8296 | 33.555 | 59.2237 | 76.0598 | 45.1765 | 91.6917 | 158.9904 | 14.34 | 36.278 | 54.3792 | 80.721 | 181.1468 | 16.04 | 15.8384 | 28.5021 | 54.0075 | 153.6142 | 80.8131 | 80.8131 | 80.8131 | 239.8034 | 261.9598 | 234.4272
2012-07-24 | 15.71 | 19.7079 | 33.4008 | 58.6981 | 76.0589 | 45.1756 | 91.6908 | 158.4401 | 14.36 | 36.0346 | 54.0711 | 80.0365 | 180.4322 | 16.04 | 15.8378 | 28.5011 | 53.6401 | 153.2272 | 80.9436 | 80.9436 | 80.9436 | 239.3838 | 261.3758 | 234.1709
2012-07-25 | 15.72 | 19.6176 | 33.2871 | 58.5789 | 76.058 | 45.1747 | 91.6899 | 158.2964 | 14.38 | 35.8227 | 53.8036 | 79.7584 | 180.1241 | 16.04 | 15.6268 | 28.2345 | 53.363 | 152.9209 | 80.9778 | 80.9778 | 80.9778 | 239.2742 | 261.1018 | 233.8987
2012-07-26 | 15.72 | 19.5388 | 33.1871 | 58.4747 | 76.058 | 45.1747 | 91.6899 | 158.1726 | 14.4 | 35.5013 | 53.3967 | 79.3375 | 179.6731 | 16.05 | 15.6691 | 28.2878 | 53.4171 | 152.9604 | 81.0071 | 81.0071 | 81.0071 | 239.1797 | 260.6802 | 233.9675
2012-07-27 | 15.73 | 19.4743 | 33.1061 | 58.3898 | 76.0571 | 45.1738 | 91.689 | 158.0631 | 14.42 | 35.3151 | 53.1619 | 79.0937 | 179.3993 | 16.05 | 15.4838 | 28.0539 | 53.1743 | 152.6884 | 81.0331 | 81.0331 | 81.0331 | 239.0963 | 260.4324 | 233.7215
2012-07-28 | 15.73 | 19.7882 | 31.5619 | 55.2895 | 76.0571 | 45.1738 | 91.689 | 154.9432 | 14.42 | 35.9057 | 51.4227 | 75.7331 | 176.0183 | 16.06 | 15.8511 | 26.7104 | 50.2957 | 149.7951 | 81.7736 | 81.7736 | 81.7736 | 236.7168 | 257.7919 | 231.5687
2012-07-29 | 15.74 | 19.6883 | 31.439 | 55.1616 | 76.0562 | 45.1729 | 91.6881 | 154.7908 | 14.43 | 35.8051 | 51.2991 | 75.6045 | 175.8645 | 16.06 | 15.7514 | 26.5877 | 50.168 | 149.6431 | 81.8098 | 81.8098 | 81.8098 | 236.6006 | 257.6743 | 231.4528
2012-07-30 | 15.74 | 19.347 | 32.9462 | 58.2208 | 76.0562 | 45.1729 | 91.6881 | 157.8303 | 14.44 | 35.0648 | 52.8467 | 78.7645 | 178.9994 | 16.06 | 15.3571 | 27.8945 | 53.0058 | 152.4566 | 81.0884 | 81.0884 | 81.0884 | 238.9187 | 260.0878 | 233.545
2012-07-31 | 15.74 | 19.3462 | 32.9454 | 58.2187 | 76.0562 | 45.1729 | 91.6881 | 157.8085 | 14.43 | 35.1841 | 52.9983 | 78.9197 | 179.1391 | 16.07 | 15.3564 | 27.8939 | 53.0039 | 152.4352 | 81.0935 | 81.0935 | 81.0935 | 238.9021 | 260.2326 | 233.5287
2012-08-01 | 15.74 | 19.3373 | 32.9346 | 58.1462 | 76.0562 | 45.1729 | 91.6881 | 157.7164 | 14.42 | 35.2955 | 53.1399 | 79.0023 | 179.2061 | 16.07 | 15.3478 | 27.8833 | 52.9322 | 152.3439 | 81.1154 | 81.1154 | 81.1154 | 238.8318 | 260.3216 | 233.4594
2012-08-02 | 15.74 | 19.3365 | 32.9338 | 58.1443 | 76.0562 | 45.1729 | 91.6881 | 157.6948 | 14.42 | 35.2939 | 53.1384 | 78.9997 | 179.1832 | 16.07 | 15.2262 | 27.7296 | 52.7725 | 152.1599 | 81.1205 | 81.1205 | 81.1205 | 238.8153 | 260.3037 | 233.2805
2012-08-03 | 15.73 | 19.4205 | 33.0415 | 58.2543 | 76.0571 | 45.1738 | 91.689 | 157.7899 | 14.4 | 35.4981 | 53.3983 | 79.2669 | 179.4396 | 16.07 | 15.1896 | 27.6844 | 52.7246 | 152.0926 | 81.098 | 81.098 | 81.098 | 238.8878 | 260.5376 | 233.1906
2012-08-04 | 15.72 | 19.8694 | 31.6622 | 55.3251 | 76.058 | 45.1747 | 91.6899 | 154.8458 | 14.38 | 36.3508 | 51.9726 | 76.2294 | 176.3912 | 16.07 | 15.5646 | 26.3573 | 49.865 | 149.2183 | 81.7967 | 81.7967 | 81.7967 | 236.6425 | 258.1879 | 231.015
2012-08-05 | 15.72 | 19.9426 | 31.7513 | 55.4157 | 76.058 | 45.1747 | 91.6899 | 154.9168 | 14.37 | 36.5461 | 52.2126 | 76.4752 | 176.6215 | 16.07 | 15.6379 | 26.4466 | 49.9559 | 149.2896 | 81.7799 | 81.7799 | 81.7799 | 236.6966 | 258.4014 | 231.0695
2012-08-06 | 15.71 | 19.4715 | 33.5136 | 61.7443 | 76.0589 | 45.1756 | 91.6908 | 161.2304 | 14.35 | 35.7666 | 54.285 | 83.294 | 183.4294 | 16.06 | 15.2779 | 28.168 | 56.1984 | 155.5174 | 80.2814 | 80.2814 | 80.2814 | 241.5118 | 263.7109 | 235.7988
2012-08-07 | 15.71 | 19.5137 | 33.568 | 61.7993 | 76.0589 | 45.1756 | 91.6908 | 161.2657 | 14.34 | 35.9278 | 54.4914 | 83.5067 | 183.6265 | 16.06 | 15.3203 | 28.2226 | 56.2536 | 155.5531 | 80.273 | 80.273 | 80.273 | 241.5387 | 263.8995 | 235.8261
2012-08-08 | 15.71 | 19.5428 | 33.6052 | 61.8363 | 76.0589 | 45.1756 | 91.6908 | 161.2831 | 14.32 | 36.1958 | 54.8334 | 83.8599 | 183.9688 | 16.06 | 15.3496 | 28.26 | 56.2908 | 155.5708 | 80.2689 | 80.2689 | 80.2689 | 241.552 | 264.2377 | 235.8398
2012-08-09 | 15.7 | 19.548 | 33.6122 | 61.8426 | 76.0598 | 45.1765 | 91.6917 | 161.2745 | 14.31 | 36.2002 | 54.8395 | 83.8654 | 183.9587 | 16.05 | 15.355 | 28.2671 | 56.2973 | 155.5626 | 80.271 | 80.271 | 80.271 | 241.5454 | 264.2297 | 235.8336
2012-08-10 | 15.7 | 19.887 | 32.7433 | 59.8242 | 74.5793 | 44.8201 | 89.6615 | 157.3935 | 14.3 | 36.9416 | 54.0609 | 81.8973 | 180.1165 | 16.05 | 15.6233 | 27.4139 | 54.306 | 151.7128 | 81.192 | 81.192 | 81.192 | 238.5856 | 261.3086 | 232.9048
2012-08-11 | 15.7 | 20.5543 | 30.5876 | 55.7311 | 71.7168 | 42.9982 | 85.39 | 149.4212 | 14.29 | 38.2701 | 51.6342 | 77.4477 | 171.7586 | 16.05 | 16.1568 | 25.3633 | 50.3405 | 143.8765 | 83.0842 | 83.0842 | 83.0842 | 232.5054 | 254.8428 | 226.9606
2012-08-12 | 15.7 | 20.394 | 30.8397 | 56.2556 | 71.9948 | 43.3063 | 85.6454 | 149.9186 | 14.28 | 38.0468 | 51.9369 | 78.041 | 172.315 | 16.05 | 16.043 | 25.6397 | 50.886 | 144.3983 | 82.9661 | 82.9661 | 82.9661 | 232.8847 | 255.2811 | 227.3644
2012-08-13 | 15.69 | 19.6896 | 33.7967 | 62.0298 | 76.0607 | 45.1774 | 91.6926 | 161.3876 | 14.26 | 36.818 | 55.6318 | 84.6832 | 184.7185 | 16.04 | 15.4974 | 28.4524 | 56.4853 | 155.6772 | 80.2441 | 80.2441 | 80.2441 | 241.6317 | 264.9626 | 235.9213
2012-08-14 | 15.69 | 19.7028 | 33.8141 | 62.0468 | 76.0607 | 45.1774 | 91.6926 | 161.3849 | 14.25 | 36.9502 | 55.8012 | 84.8578 | 184.8774 | 16.04 | 15.391 | 28.3174 | 56.344 | 155.5118 | 80.2447 | 80.2447 | 80.2447 | 241.6296 | 265.1222 | 235.7565
2012-08-15 | 15.68 | 19.8246 | 33.9706 | 62.1197 | 76.0616 | 45.1783 | 91.6935 | 161.4429 | 14.22 | 37.3107 | 56.2622 | 85.2468 | 185.2601 | 16.04 | 15.3932 | 28.3213 | 56.2588 | 155.407 | 80.231 | 80.231 | 80.231 | 241.6738 | 265.4911 | 235.638
2012-08-16 | 15.67 | 19.9529 | 34.135 | 62.2892 | 76.0625 | 45.1792 | 91.6944 | 161.5973 | 14.19 | 37.6778 | 56.7312 | 85.7322 | 185.7393 | 16.04 | 15.402 | 28.3333 | 56.27 | 155.3987 | 80.1943 | 80.1943 | 80.1943 | 241.7916 | 265.9336 | 235.593
2012-08-17 | 15.66 | 20.3848 | 33.3709 | 60.3782 | 74.583 | 44.8237 | 89.6651 | 157.8321 | 14.16 | 38.6519 | 56.2054 | 84.022 | 182.1671 | 16.04 | 15.6353 | 27.4339 | 54.2308 | 151.5051 | 81.0879 | 81.0879 | 81.0879 | 238.9201 | 263.255 | 232.593
2012-08-18 | 15.65 | 21.1225 | 31.2665 | 56.3361 | 71.7212 | 43.0027 | 85.3945 | 149.9225 | 14.12 | 40.3399 | 54.0982 | 79.8948 | 174.1497 | 16.04 | 15.9727 | 25.1482 | 50.023 | 143.4302 | 82.9652 | 82.9652 | 82.9652 | 232.8877 | 257.1149 | 226.3954
2012-08-19 | 15.63 | 21.0443 | 32.2192 | 57.7488 | 76.0661 | 45.1828 | 91.698 | 157.0166 | 14.08 | 40.1851 | 55.4122 | 81.7103 | 181.7077 | 16.04 | 15.7343 | 25.785 | 51.1014 | 150.1669 | 81.2815 | 81.2815 | 81.2815 | 238.2981 | 262.9892 | 231.4484
2012-08-20 | 15.61 | 20.7915 | 34.9487 | 62.5599 | 76.0679 | 45.1846 | 91.6998 | 161.8174 | 14.04 | 39.7269 | 58.9506 | 87.4333 | 187.429 | 16.04 | 15.3641 | 28.0692 | 55.4306 | 154.4765 | 80.1421 | 80.1421 | 80.1421 | 241.9595 | 267.5711 | 234.6186
2012-08-21 | 15.59 | 21.0602 | 35.2896 | 62.9122 | 76.0697 | 45.1864 | 91.7016 | 162.1594 | 14 | 40.2361 | 59.5964 | 88.1016 | 188.0955 | 16.04 | 15.2713 | 27.9517 | 55.3078 | 154.3296 | 80.0609 | 80.0609 | 80.0609 | 242.2203 | 268.1565 | 234.3905
2012-08-22 | 15.56 | 21.3085 | 35.6044 | 63.2372 | 76.0724 | 45.1891 | 91.7043 | 162.4787 | 13.95 | 40.7246 | 60.216 | 88.7426 | 188.7394 | 16.04 | 15.2786 | 27.961 | 55.3163 | 154.3232 | 79.9851 | 79.9851 | 79.9851 | 242.4639 | 268.7245 | 234.3084
2012-08-23 | 15.54 | 21.6036 | 35.9797 | 63.6249 | 76.0742 | 45.1909 | 91.7061 | 162.856 | 13.9 | 41.3807 | 61.0491 | 89.6046 | 189.6043 | 16.04 | 15.4535 | 28.1838 | 55.5459 | 154.538 | 79.8956 | 79.8956 | 79.8956 | 242.7516 | 269.4999 | 234.4336
2012-08-24 | 15.52 | 21.8807 | 36.3316 | 63.9886 | 76.076 | 45.1928 | 91.7079 | 163.2093 | 13.85 | 42.0186 | 61.8587 | 90.4427 | 190.4451 | 16.03 | 15.369 | 28.0774 | 55.4346 | 154.4026 | 79.8117 | 79.8117 | 79.8117 | 243.0211 | 270.2568 | 234.2143
2012-08-25 | 15.49 | 22.6929 | 34.2165 | 59.8064 | 76.0787 | 45.1955 | 91.7106 | 159.0213 | 13.8 | 43.5568 | 59.4987 | 85.9264 | 185.9316 | 16.03 | 15.9028 | 25.9886 | 51.3058 | 150.2636 | 80.8057 | 80.8057 | 80.8057 | 239.827 | 266.7373 | 231.0693
2012-08-26 | 15.47 | 23.0034 | 34.5929 | 60.1942 | 76.0805 | 45.1973 | 91.7124 | 159.3987 | 13.74 | 44.3602 | 60.4726 | 86.9315 | 186.944 | 16.02 | 15.8433 | 25.9165 | 51.2303 | 150.1639 | 80.7161 | 80.7161 | 80.7161 | 240.1148 | 267.6601 | 230.88
2012-08-27 | 15.44 | 23.2951 | 34.9468 | 60.559 | 76.0832 | 45.2 | 91.7151 | 159.7577 | 13.68 | 45.0213 | 61.2742 | 87.7589 | 187.7787 | 16.02 | 16.0119 | 26.1212 | 51.4409 | 150.3643 | 80.6309 | 80.6309 | 80.6309 | 240.3886 | 268.4097 | 230.9952
2012-08-28 | 15.42 | 23.034 | 37.7974 | 65.5033 | 76.085 | 45.2018 | 91.7169 | 164.6914 | 13.62 | 44.7355 | 65.3077 | 94.0126 | 194.0396 | 16.01 | 15.8001 | 28.6273 | 56.0002 | 154.9087 | 79.46 | 79.46 | 79.46 | 244.1514 | 273.4996 | 234.3687
2012-08-29 | 15.4 | 23.1489 | 38.2249 | 66.5183 | 76.0868 | 45.2036 | 91.7187 | 165.6959 | 13.54 | 45.4116 | 66.6098 | 95.9672 | 196.0106 | 16 | 15.8477 | 28.9159 | 56.8604 | 155.754 | 79.2216 | 79.2216 | 79.2216 | 244.9175 | 275.2322 | 234.9756
2012-08-30 | 15.37 | 23.4373 | 38.5934 | 66.8995 | 76.0895 | 45.2063 | 91.7214 | 166.0713 | 13.45 | 46.4171 | 67.8929 | 97.2973 | 197.3618 | 15.98 | 16.0167 | 29.1321 | 57.0836 | 155.967 | 79.1325 | 79.1325 | 79.1325 | 245.2038 | 276.4943 | 235.0995
2012-08-31 | 15.35 | 24.109 | 38.0384 | 65.1961 | 74.6109 | 44.8517 | 89.693 | 162.523 | 13.37 | 48.2063 | 68.1647 | 96.3905 | 194.6156 | 15.97 | 16.3199 | 28.3006 | 55.113 | 152.1496 | 79.9746 | 79.9746 | 79.9746 | 242.4976 | 274.5903 | 232.1242
2012-09-01 | 15.32 | 25.1632 | 36.072 | 61.2808 | 71.7507 | 43.0321 | 85.4239 | 154.7578 | 13.26 | 51.0213 | 66.7965 | 92.9837 | 187.3474 | 15.96 | 17.1297 | 26.5266 | 51.4313 | 144.6329 | 81.8176 | 81.8176 | 81.8176 | 236.5754 | 269.165 | 226.4505
2012-09-02 | 15.3 | 25.2137 | 36.6132 | 62.1082 | 72.0297 | 43.3412 | 85.6803 | 155.5712 | 13.16 | 51.792 | 68.3825 | 94.9141 | 189.2773 | 15.94 | 16.8925 | 26.6668 | 51.8372 | 145.0183 | 81.6246 | 81.6246 | 81.6246 | 237.1957 | 270.9018 | 226.6429
2012-09-03 | 15.26 | 24.725 | 40.2436 | 68.6089 | 76.0995 | 45.2162 | 91.7314 | 167.7521 | 13.05 | 51.171 | 73.9638 | 103.5931 | 203.7594 | 15.93 | 16.4681 | 29.7156 | 57.6862 | 156.51 | 78.7336 | 78.7336 | 78.7336 | 246.4857 | 282.4929 | 235.2436
2012-09-04 | 15.22 | 25.1645 | 40.8061 | 69.1918 | 76.1031 | 45.2198 | 91.735 | 168.3335 | 12.92 | 52.6863 | 75.8983 | 105.5994 | 205.8047 | 15.91 | 16.6687 | 29.9733 | 57.9529 | 156.7663 | 78.5956 | 78.5956 | 78.5956 | 246.9291 | 284.4003 | 235.3619
2012-09-05 | 15.19 | 25.5726 | 41.3295 | 69.7341 | 76.1058 | 45.2225 | 91.7377 | 168.8697 | 12.8 | 54.17 | 77.7936 | 107.565 | 207.8046 | 15.9 | 16.8378 | 30.192 | 58.179 | 156.9775 | 78.209 | 78.209 | 78.209 | 247.0788 | 286.0136 | 235.1865
2012-09-06 | 15.15 | 26.0319 | 41.9184 | 70.3448 | 76.1094 | 45.2261 | 91.7413 | 169.479 | 12.68 | 55.5851 | 79.6017 | 109.4407 | 209.7145 | 15.88 | 16.6993 | 30.0185 | 57.9987 | 156.773 | 77.6602 | 77.6602 | 77.6602 | 247.1392 | 287.3747 | 234.4332
2012-09-07 | 15.09 | 27.1756 | 41.8819 | 69.1702 | 74.6343 | 44.8751 | 89.7165 | 166.4792 | 12.55 | 58.0785 | 80.519 | 109.1773 | 207.6297 | 15.87 | 17.1991 | 29.4085 | 56.2545 | 153.1944 | 77.9603 | 77.9603 | 77.9603 | 244.4395 | 285.59 | 231.1547
2012-09-08 | 15.03 | 28.7451 | 40.3342 | 65.6728 | 71.7765 | 43.058 | 85.4498 | 159.147 | 12.42 | 61.4967 | 79.2514 | 105.8297 | 200.4185 | 15.85 | 18.0789 | 27.66 | 52.5949 | 145.7061 | 79.2734 | 79.2734 | 79.2734 | 238.4204 | 279.692 | 224.9795
2012-09-09 | 14.97 | 29.1504 | 41.3268 | 66.9701 | 72.0586 | 43.3701 | 85.7092 | 160.4468 | 12.29 | 62.4248 | 81.1021 | 108.0435 | 202.6389 | 15.82 | 18.2245 | 28.2663 | 53.4833 | 146.5927 | 78.5379 | 78.5379 | 78.5379 | 238.9846 | 281.1767 | 225.1305
2012-09-10 | 14.92 | 28.7527 | 45.3969 | 73.9491 | 76.1301 | 45.2468 | 91.762 | 173.1089 | 12.17 | 61.6502 | 87.346 | 117.4708 | 217.8938 | 15.8 | 17.747 | 31.363 | 59.389 | 158.1264 | 75.1056 | 75.1056 | 75.1056 | 248.2145 | 292.9994 | 233.232
2012-09-11 | 14.85 | 29.4523 | 46.2902 | 74.8742 | 76.1364 | 45.2531 | 91.7683 | 174.0461 | 12.05 | 62.9464 | 89.0005 | 119.1857 | 219.6422 | 15.77 | 18.2079 | 31.9518 | 59.9982 | 158.7388 | 74.4408 | 74.4408 | 74.4408 | 248.4869 | 294.083 | 233.1796
2012-09-12 | 14.79 | 30.1952 | 47.2392 | 75.8574 | 76.1418 | 45.2585 | 91.7737 | 175.0367 | 11.94 | 64.2859 | 90.7106 | 120.9586 | 221.4439 | 15.73 | 18.712 | 32.5962 | 60.6654 | 159.4047 | 73.7557 | 73.7557 | 73.7557 | 248.7924 | 295.1997 | 233.1605
2012-09-13 | 14.73 | 30.9074 | 48.1496 | 76.8007 | 76.1472 | 45.2639 | 91.7791 | 175.9873 | 11.82 | 65.7142 | 92.5347 | 122.8498 | 223.3684 | 15.69 | 19.1856 | 33.2021 | 61.2927 | 160.0307 | 73.0725 | 73.0725 | 73.0725 | 249.0598 | 296.441 | 233.1032
2012-09-14 | 14.67 | 32.2161 | 48.1917 | 75.6941 | 74.6722 | 44.9129 | 89.7543 | 173.0548 | 11.71 | 68.2176 | 93.2062 | 122.305 | 220.9877 | 15.65 | 20.0535 | 32.984 | 59.9472 | 156.8613 | 73.3109 | 73.3109 | 73.3109 | 246.3657 | 294.2986 | 230.1722
2012-09-15 | 14.61 | 33.9419 | 46.5124 | 72.214 | 71.814 | 43.0955 | 85.4872 | 165.7385 | 11.61 | 71.5754 | 91.233 | 118.3593 | 213.1551 | 15.61 | 21.272 | 31.4565 | 56.6785 | 149.7749 | 74.5821 | 74.5821 | 74.5821 | 240.3206 | 287.7372 | 224.357
2012-09-16 | 14.55 | 34.3295 | 47.5217 | 73.5336 | 72.0953 | 43.4068 | 85.7459 | 167.0591 | 11.5 | 72.1857 | 92.7764 | 120.2655 | 215.0543 | 15.56 | 21.6693 | 32.3873 | 57.9053 | 151.0083 | 73.7958 | 73.7958 | 73.7958 | 240.855 | 288.8501 | 224.8041
2012-09-17 | 14.49 | 33.7882 | 51.8291 | 80.7885 | 76.1688 | 45.2856 | 91.8007 | 180.0037 | 11.4 | 70.7413 | 98.9529 | 129.6792 | 230.3024 | 15.51 | 21.4705 | 36.1211 | 64.4916 | 163.2374 | 70.2431 | 70.2431 | 70.2431 | 250.2468 | 300.5455 | 233.4805
2012-09-18 | 14.43 | 34.5175 | 52.7604 | 81.7529 | 76.1743 | 45.291 | 91.8062 | 180.975 | 11.3 | 71.9473 | 100.4926 | 131.2748 | 231.9216 | 15.46 | 21.9612 | 36.748 | 65.1401 | 163.8844 | 69.5245 | 69.5245 | 69.5245 | 250.4995 | 301.4461 | 233.4089
2012-09-19 | 14.37 | 35.2027 | 53.6363 | 82.6609 | 76.1797 | 45.2964 | 91.8116 | 181.89 | 11.2 | 73.1091 | 101.9768 | 132.8139 | 233.4842 | 15.42 | 22.5274 | 37.472 | 65.8905 | 164.6376 | 68.8192 | 68.8192 | 68.8192 | 250.7092 | 302.3034 | 233.4569
2012-09-20 | 14.31 | 35.9154 | 54.5476 | 83.6059 | 76.1851 | 45.3018 | 91.817 | 182.8418 | 11.09 | 74.4179 | 103.6488 | 134.5482 | 235.2463 | 15.37 | 23.0015 | 38.0789 | 66.5196 | 165.2651 | 68.0976 | 68.0976 | 68.0976 | 250.9394 | 303.3439 | 233.3627
2012-09-21 | 14.25 | 37.2576 | 54.5024 | 82.3965 | 74.71 | 44.9508 | 89.7922 | 179.806 | 10.97 | 77.1385 | 104.3708 | 134.0335 | 232.8964 | 15.33 | 23.883 | 37.7783 | 65.0792 | 162.0013 | 68.3148 | 68.3148 | 68.3148 | 248.1207 | 301.2112 | 230.316
2012-09-22 | 14.19 | 39.1405 | 52.6904 | 78.5817 | 71.8515 | 43.1329 | 85.5247 | 172.1536 | 10.86 | 80.9004 | 102.3171 | 129.7896 | 224.7617 | 15.29 | 24.9697 | 35.8501 | 61.2049 | 154.3017 | 69.6276 | 69.6276 | 69.6276 | 241.7812 | 294.3893 | 223.9292
2012-09-23 | 14.12 | 39.6152 | 53.8444 | 80.0561 | 72.1329 | 43.4444 | 85.7835 | 173.6318 | 10.74 | 81.5541 | 103.9823 | 131.8307 | 226.7955 | 15.25 | 24.9739 | 36.3406 | 61.9809 | 155.0717 | 68.7658 | 68.7658 | 68.7658 | 242.3976 | 295.5613 | 223.8375
2012-09-24 | 14.04 | 39.0234 | 58.5204 | 88.1778 | 76.2094 | 45.3261 | 91.8413 | 187.4541 | 10.61 | 80.0295 | 110.8164 | 142.4349 | 243.2617 | 15.22 | 24.4381 | 39.9194 | 68.8794 | 167.6042 | 64.9666 | 64.9666 | 64.9666 | 252.4207 | 308.2283 | 232.5708
2012-09-25 | 13.97 | 39.9219 | 59.6689 | 89.3685 | 76.2157 | 45.3324 | 91.8476 | 188.6558 | 10.49 | 81.5239 | 112.7254 | 144.4145 | 245.2732 | 15.19 | 24.9786 | 40.6112 | 69.5962 | 168.3191 | 64.1552 | 64.1552 | 64.1552 | 252.811 | 309.4284 | 232.4743
2012-09-26 | 13.9 | 40.7792 | 60.7643 | 90.504 | 76.222 | 45.3387 | 91.8539 | 189.8023 | 10.36 | 83.0966 | 114.7337 | 146.4971 | 247.3921 | 15.15 | 24.8803 | 40.4877 | 69.467 | 168.1655 | 63.3568 | 63.3568 | 63.3568 | 253.1592 | 310.7489 | 231.5223
2012-09-27 | 13.79 | 41.9765 | 62.2917 | 92.0865 | 76.2319 | 45.3487 | 91.8638 | 191.4138 | 10.24 | 84.4115 | 116.4117 | 148.2359 | 249.1624 | 15.12 | 25.3611 | 41.1011 | 70.1013 | 168.8024 | 62.4481 | 62.4481 | 62.4481 | 253.8619 | 311.6106 | 231.2505
2012-09-28 | 13.69 | 43.9839 | 62.9191 | 91.5552 | 74.7605 | 45.0013 | 89.8426 | 189.072 | 10.11 | 87.4986 | 117.3349 | 147.9011 | 246.9917 | 15.08 | 26.2377 | 40.7272 | 68.5761 | 165.4511 | 62.4701 | 62.4701 | 62.4701 | 251.5421 | 309.4617 | 227.9212
2012-09-29 | 13.59 | 46.632 | 61.5915 | 88.2096 | 71.905 | 43.1865 | 85.5782 | 181.9014 | 9.99 | 91.7635 | 115.2278 | 143.555 | 238.7486 | 15.05 | 27.4511 | 38.7961 | 64.6878 | 157.7413 | 63.6304 | 63.6304 | 63.6304 | 245.5318 | 302.379 | 221.3717
Formulas:
MCM = +[1]Energy!A5

## 2010_2011 Description
Seasonal Normal Demand Forecasts
This spreadsheet contains total LDZ and national seasonal normal demand forecasts for the 2010/11 gas supply year.
The total LDZ figures are National Grid Transmission's forecasts and not the sum of the forecasts produced by the Networks.
Units are MWh
The forecasts are produced in energy units. The volume figures are converted from the energy figures using a calorific value of 39.6 MJ/m3 for all values.
Daily seasonal normal demands are the demands that are forecast to occur in the average weather conditions expected between October 2010 and September 2015.
Seasonal normal demand forecasts are produced each year, in May, as part of the annual demand forecasting process.
The methodology for producing these forecasts is published on National Grid’s website at
http://www.nationalgrid.com/uk/Gas/OperationalInfo/operationaldocuments/Gas+Demand+and+Supply+Forecasting+Methodology/
Cold and warm profiles give an indication of extremes of weather that could be expected throughout the year.
Cold and warm demand profiles are calculated from the demand models and cold and warm CWVs calculated from weather data from October 1928 to September 2009.
They do not show historical maximums and minimums.
The cold/warm curves are 1 in 20 weekly values
The highest demand on the cold curve will always be less than the 1 in 20 peak day demand.
Adding all the cold demand values will produce an annual demand far in excess of a 1 in 20 year because even in the coldest year there will be days warmer than normal.
Exports to Europe and storage injection are shown separately.
Exports to Europe and storage injection depend on the supply demand balance and the price of gas in the UK and on ther continent. The figures in this spreadsheet are therefore
not detailed forecasts but typical values for the time of year for graphical comparison with actual demands in the daily summary report.
http://marketinformation.natgrid.co.uk/gas/ReportExplorer.aspx
The forecasts were produced in May/June 2010.

## 2010_2011 Energy
| Excludes IUK exports and storage injection | [8 empty] | IUK exports and storage injection |  |  | Includes IUK exports and storage injection
MWh |  | LDZ | Total | Cold | LDZ | Total | Warm | LDZ | Total | Total | Total | Total | Total | Total | Total
| SNCWV | SND | SND | CWV | Cold demand | Cold demand | CWV | Warm demand | Warm demand | SND | Cold demand | Warm demand | SND | Cold demand | Warm demand
2010-10-01 | 13.34 | 1111754.8 | 2311819.7 | 9.75 | 1746522.663 | 2946599.769 | 14.88 | 835969.722 | 2036029.386 | 393969.1988 | 327950.0959 | 425778.3427 | 2705788.8988 | 3274549.8649 | 2461807.7287
2010-10-02 | 13.23 | 1066429.8 | 2185501.8 | 9.6 | 1690382.72 | 2809466.699 | 14.82 | 789128.84 | 1908195.593 | 439229.8451 | 372787.4489 | 472331.9807 | 2624731.6451 | 3182254.1479 | 2380527.5737
2010-10-03 | 13.11 | 1092353.7 | 2219156.1 | 9.45 | 1719560.406 | 2846374.518 | 14.76 | 804864.585 | 1931661.705 | 430177.5725 | 363643.5813 | 464904.3981 | 2649333.6725 | 3210018.0993 | 2396566.1031
2010-10-04 | 13 | 1195044.2 | 2426232.7 | 9.29 | 1853308.511 | 3084510.267 | 14.71 | 887604.889 | 2118787.133 | 371348.9592 | 303361.5763 | 406720.0748 | 2797581.6592 | 3387871.8433 | 2525507.2078
2010-10-05 | 12.86 | 1218117.4 | 2450221.7 | 9.13 | 1880090.961 | 3112208.689 | 14.65 | 896561.097 | 2128658.953 | 364332.6785 | 295823.9989 | 401089.4808 | 2814554.3785 | 3408032.6879 | 2529748.4338
2010-10-06 | 12.73 | 1241190.9 | 2474211.1 | 8.97 | 1908656.124 | 3141689.76 | 14.59 | 907299.136 | 2140312.54 | 357505.3186 | 288284.644 | 395457.1092 | 2831716.4186 | 3429974.404 | 2535769.6492
2010-10-07 | 12.6 | 1264264.8 | 2498200.8 | 8.81 | 1937221.21 | 3171170.854 | 14.53 | 918037.33 | 2151966.382 | 350567.945 | 280635.2754 | 389714.724 | 2848768.745 | 3451806.1294 | 2541681.106
2010-10-08 | 12.47 | 1267619.1 | 2473872.4 | 8.65 | 1943919.786 | 3150186.356 | 14.48 | 909052.227 | 2115298.392 | 346240.8069 | 275171.3423 | 386348.4726 | 2820113.2069 | 3425357.6983 | 2501646.8646
2010-10-09 | 12.32 | 1221299.3 | 2346425.9 | 8.49 | 1880613.163 | 3005752.402 | 14.42 | 856703.19 | 1981822.86 | 391131.2436 | 320091.0807 | 433175.1943 | 2737557.1436 | 3325843.4827 | 2414998.0543
2010-10-10 | 12.18 | 1253555.3 | 2386563.3 | 8.31 | 1917978.244 | 3050998.628 | 14.34 | 879182.908 | 2012183.996 | 381606.7276 | 310073.1713 | 425064.2683 | 2768170.0276 | 3361071.7993 | 2437248.2643
2010-10-11 | 12.03 | 1367184.4 | 2605098.2 | 8.12 | 2062172.996 | 3300100.381 | 14.26 | 968113.412 | 2206019.307 | 321876.8372 | 249030.9875 | 366119.7663 | 2926975.0372 | 3549131.3685 | 2572139.0733
2010-10-12 | 11.88 | 1392030.6 | 2630912.5 | 7.93 | 2094303.64 | 3333199.465 | 14.18 | 980633.64 | 2219507.59 | 314598.8246 | 240839.2816 | 360025.7421 | 2945511.3246 | 3574038.7466 | 2579533.332
2010-10-13 | 11.73 | 1418647.2 | 2658549.8 | 7.75 | 2126433.924 | 3366350.454 | 14.07 | 1000280.708 | 2240175.118 | 307247.8378 | 232754.5998 | 353275.9486 | 2965797.6378 | 3599105.0538 | 2593451.0666
2010-10-14 | 11.58 | 1445264.1 | 2686187.3 | 7.58 | 2156782.6 | 3397719.9 | 13.96 | 1019927.848 | 2260842.818 | 299896.9374 | 224860.6027 | 346526.1415 | 2986084.2374 | 3622580.5027 | 2607368.9595
2010-10-15 | 11.43 | 1449998.2 | 2663214.4 | 7.4 | 2164402.07 | 3377632.175 | 13.85 | 1019404.52 | 2232612.05 | 294935.1471 | 219081.5174 | 342081.9446 | 2958149.5471 | 3596713.6924 | 2574693.9946
2010-10-16 | 11.28 | 1400219.7 | 2532087 | 7.23 | 2098476.515 | 3230356.775 | 13.71 | 979521.131 | 2111380.655 | 340005.2302 | 263862.7039 | 387435.2261 | 2872092.2302 | 3494219.4789 | 2498815.8811
2010-10-17 | 11.16 | 1428464.4 | 2568066.4 | 7.07 | 2131916.488 | 3271531.576 | 13.58 | 1010352.856 | 2149947.112 | 330993.9104 | 254184.4907 | 378329.1079 | 2899060.3104 | 3525716.0667 | 2528276.2199
2010-10-18 | 11.03 | 1542886.2 | 2787630.1 | 6.91 | 2276407.328 | 3521165.648 | 13.44 | 1112781.571 | 2357517.036 | 271142.164 | 193224.5493 | 317750.5632 | 3058772.264 | 3714390.1973 | 2675267.5992
2010-10-19 | 10.91 | 1565965.2 | 2811625.1 | 6.74 | 2308543.045 | 3554217.44 | 13.31 | 1137778.9 | 2383430.3 | 264173.6785 | 185162.4721 | 310451.2793 | 3075798.7785 | 3739379.9121 | 2693881.5793
2010-10-20 | 10.78 | 1587274.5 | 2833797.9 | 6.58 | 2335334.74 | 3581873.26 | 13.17 | 1160995.422 | 2407510.218 | 257089.1916 | 177376.4902 | 303046.6941 | 3090887.0916 | 3759249.7502 | 2710556.9121
2010-10-21 | 10.68 | 1605043.9 | 2852326 | 6.41 | 2365692.686 | 3612990.258 | 13.04 | 1184214.752 | 2431488.456 | 250497.1246 | 169341.8348 | 295774.8321 | 3102823.1246 | 3782332.0928 | 2727263.2881
2010-10-22 | 10.58 | 1600603.7 | 2819853.7 | 6.24 | 2370732.404 | 3589997.16 | 12.91 | 1186603.302 | 2405845.38 | 245941.994 | 163533.0159 | 290728.8065 | 3065795.694 | 3753530.1759 | 2696574.1865
2010-10-23 | 10.49 | 1537968 | 2675400.3 | 6.07 | 2300866.126 | 3438313.012 | 12.79 | 1140387.31 | 2277812.02 | 292144.9488 | 208249.284 | 336398.5663 | 2967545.2488 | 3646562.296 | 2614210.5863
2010-10-24 | 10.39 | 1560628.6 | 2705611.8 | 5.9 | 2333863.297 | 3478860.865 | 12.67 | 1167424.116 | 2312400.02 | 283557.0332 | 198304.6801 | 327407.454 | 2989168.8333 | 3677165.5451 | 2639807.474
2010-10-25 | 10.29 | 1674354.5 | 2924619.6 | 5.73 | 2487132.104 | 3737413.164 | 12.56 | 1269968.732 | 2520225.887 | 224060.5782 | 136954.9366 | 267201.9006 | 3148680.1782 | 3874368.1006 | 2787427.7876
2010-10-26 | 10.19 | 1692125.6 | 2943149.4 | 5.56 | 2517493 | 3768533.005 | 12.45 | 1289626.1 | 2540641.99 | 217358.6244 | 128810.1945 | 260201.3485 | 3160508.0244 | 3897343.1995 | 2800843.3385
2010-10-27 | 10.09 | 1709896.7 | 2961679.4 | 5.42 | 2542507.772 | 3794306.717 | 12.34 | 1309283.5 | 2561058.225 | 210766.4707 | 121347.5475 | 253310.7965 | 3172445.8707 | 3915654.2645 | 2814369.0215
2010-10-28 | 9.97 | 1732979.1 | 2985677.6 | 5.27 | 2571084.24 | 3823799.29 | 12.24 | 1328938.236 | 2581628.891 | 203688.1255 | 113850 | 246473.4479 | 3189365.7255 | 3937649.29 | 2828102.3389
2010-10-29 | 9.84 | 1731795.5 | 2956511.5 | 5.12 | 2570002.156 | 3794734.104 | 12.13 | 1325430.633 | 2550138.747 | 198650.1222 | 108790 | 242113.0413 | 3155161.6222 | 3903524.104 | 2792251.7883
2010-10-30 | 9.72 | 1670585.1 | 2813435.5 | 5.02 | 2482565.45 | 3625430.89 | 12.02 | 1273647.95 | 2416490.99 | 244658.865 | 154752.0467 | 288240.8824 | 3058094.365 | 3780182.9367 | 2704731.8724
2010-10-31 | 9.59 | 1697943.8 | 2848453.9 | 4.92 | 2503095.458 | 3653620.402 | 11.9 | 1300389.806 | 2450892.414 | 235892.3741 | 146360.2509 | 279467.6899 | 3084346.2741 | 3799980.6529 | 2730360.1039
2010-11-01 | 9.45 | 1823542 | 3079852 | 4.82 | 2649753.011 | 3906079.216 | 11.78 | 1409343.899 | 2665645.744 | 203966.3649 | 114619.235 | 247345.2774 | 3283818.3649 | 4020698.451 | 2912991.0214
2010-11-02 | 9.31 | 1848396.5 | 3105882 | 4.74 | 2664073.398 | 3921575.35 | 11.65 | 1432563.524 | 2690040.6 | 196757.735 | 108403.5951 | 240176.1458 | 3302639.735 | 4029978.9452 | 2930216.7458
2010-11-03 | 9.17 | 1873251.6 | 3131912.6 | 4.66 | 2678393.63 | 3937070.866 | 11.52 | 1455783.85 | 2714436.39 | 189549.1732 | 102187.9233 | 233006.9823 | 3321461.7732 | 4039258.7893 | 2947443.3723
2010-11-04 | 9.04 | 1898107.2 | 3157943.7 | 4.58 | 2694496.416 | 3954349.072 | 11.38 | 1482569.136 | 2742397.312 | 182529.5276 | 95970.4694 | 225645.3384 | 3340473.2276 | 4050319.5414 | 2968042.6504
2010-11-05 | 8.88 | 1901870.8 | 3134017.6 | 4.48 | 2684044.56 | 3916206.66 | 11.25 | 1482004.657 | 2714143.062 | 176753.243 | 91909.4748 | 221012.2487 | 3310770.8429 | 4008116.1348 | 2935155.3108
2010-11-06 | 8.73 | 1839272.7 | 2989606.2 | 4.38 | 2591715.71 | 3742063.33 | 11.11 | 1429346.452 | 2579672.536 | 222816.9278 | 138728.4513 | 267068.4319 | 3212423.1278 | 3880791.7813 | 2846740.9679
2010-11-07 | 8.58 | 1871209 | 3029508.1 | 4.27 | 2615452.945 | 3773765.937 | 10.98 | 1459189.1 | 2617480.62 | 213984.812 | 130246.8289 | 258205.4128 | 3243492.912 | 3904012.7659 | 2875686.0328
2010-11-08 | 8.43 | 2006385.4 | 3271185.9 | 4.1 | 2780293.596 | 4045109.251 | 10.86 | 1575450.684 | 2840242.679 | 153266.2584 | 68526.7786 | 197438.8543 | 3424452.1584 | 4113636.0296 | 3037681.5333
2010-11-09 | 8.26 | 2034783.9 | 3300864.7 | 3.93 | 2808872.224 | 4074968.179 | 10.75 | 1593324.528 | 2859396.613 | 145895.2124 | 60982.6326 | 191038.8983 | 3446759.9124 | 4135950.8116 | 3050435.5113
2010-11-10 | 8.1 | 2064953.5 | 3332366.9 | 3.76 | 2841014.896 | 4108443.586 | 10.63 | 1616544.568 | 2883949.213 | 138420.3039 | 53133.0258 | 184142.7831 | 3470787.2039 | 4161576.6118 | 3068091.9961
2010-11-11 | 7.93 | 2093353.1 | 3362046.9 | 3.55 | 2876724.518 | 4145433.648 | 10.54 | 1630854.179 | 2899538.844 | 131049.1077 | 44826.0362 | 178124.1736 | 3493096.0077 | 4190259.6842 | 3077663.0176
2010-11-12 | 7.77 | 2100236 | 3341261.3 | 3.35 | 2886864.71 | 4127905.58 | 10.44 | 1627925.315 | 2868941.37 | 125028.0865 | 39160 | 174155.2424 | 3466289.3865 | 4167065.58 | 3043096.6124
2010-11-13 | 7.6 | 2035453.3 | 3194468.7 | 3.14 | 2807945.882 | 3966975.554 | 10.35 | 1562586.375 | 2721592.975 | 171399.8842 | 84217.026 | 221710.5268 | 3365868.5842 | 4051192.58 | 2943303.5018
2010-11-14 | 7.42 | 2068453.5 | 3235428.5 | 2.94 | 2843266.368 | 4010255.604 | 10.27 | 1580075.74 | 2747041.52 | 162716.0747 | 74515.9199 | 214297.8007 | 3398144.5747 | 4084771.5239 | 2961339.3207
2010-11-15 | 7.25 | 2214038.4 | 3488062.9 | 2.73 | 3023127.9 | 4297168.672 | 10.2 | 1691656.425 | 2965670.305 | 101603.5797 | 24970 | 154426.189 | 3589666.4797 | 4322138.672 | 3120096.494
2010-11-16 | 7.08 | 2245981.6 | 3521391.2 | 2.58 | 3051708.8 | 4327134.7 | 10.12 | 1707747.532 | 2983146.288 | 94196.8073 | 20240 | 148540.8017 | 3615588.0073 | 4347374.7 | 3131687.0897
2010-11-17 | 6.95 | 2267302.1 | 3543782.5 | 2.42 | 3078513.874 | 4355010.129 | 10.03 | 1722063.336 | 2998532.956 | 87652.9226 | 15620 | 142629.7103 | 3631435.4226 | 4370630.129 | 3141162.6663
2010-11-18 | 6.83 | 2290393.5 | 3567997.1 | 2.26 | 3108883.118 | 4386503.07 | 9.95 | 1738160.612 | 3015752.88 | 81114.8936 | 11000 | 136713.8747 | 3649111.9936 | 4397503.07 | 3152466.7547
2010-11-19 | 6.7 | 2289791.3 | 3539437.4 | 2.15 | 3100372.86 | 4350034.785 | 9.87 | 1729476.876 | 2979111.781 | 75537.2368 | 6380 | 133383.4095 | 3614974.6368 | 4356414.785 | 3112495.1905
2010-11-20 | 6.57 | 2211056.9 | 3378166.3 | 2.05 | 2994860.076 | 4161983.94 | 9.78 | 1659589.152 | 2826688.28 | 123178.3778 | 33959.0296 | 181368.8439 | 3501344.6778 | 4195942.9696 | 3008057.1239
2010-11-21 | 6.49 | 2229789.5 | 3404421.6 | 1.95 | 3015994.044 | 4190640.672 | 9.7 | 1680331.144 | 2854952.972 | 118915.1536 | 28573.5087 | 176364.7196 | 3523336.7536 | 4219214.1807 | 3031317.6916
2010-11-22 | 6.4 | 2365056.9 | 3646629.6 | 1.87 | 3176901.12 | 4458489.675 | 9.61 | 1797215.16 | 3078776.625 | 63566.3597 | 0 | 120426.9258 | 3710195.9597 | 4458489.675 | 3199203.5508
2010-11-23 | 6.32 | 2381067.6 | 3663554 | 1.78 | 3194799.124 | 4477301.414 | 9.53 | 1813318.224 | 3095793.389 | 62255.6152 | 0 | 119018.6813 | 3725809.6152 | 4477301.414 | 3214812.0703
2010-11-24 | 6.23 | 2395307.9 | 3678655.6 | 1.7 | 3207350.716 | 4490714.271 | 9.44 | 1827639.988 | 3110976.453 | 60938.7058 | 0 | 117615.1719 | 3739594.3058 | 4490714.271 | 3228591.6249
2010-11-25 | 6.18 | 2404236.5 | 3688288.4 | 1.61 | 3223471.373 | 4507539.268 | 9.37 | 1840182.309 | 3124223.044 | 60156.0844 | 0 | 116397.0538 | 3748444.4844 | 4507539.268 | 3240620.0978
2010-11-26 | 6.13 | 2389252.4 | 3644886 | 1.51 | 3212745.918 | 4468395.326 | 9.29 | 1831104.276 | 3086727.232 | 60254.0381 | 0 | 117481.9125 | 3705140.0381 | 4468395.326 | 3204209.1445
2010-11-27 | 6.09 | 2295677.3 | 3468283.6 | 1.42 | 3105875.803 | 4278497.047 | 9.21 | 1760146.292 | 2932742.608 | 113815.6956 | 21307.7723 | 169861.7766 | 3582099.2956 | 4299804.8193 | 3102604.3846
2010-11-28 | 6.04 | 2307291.6 | 3487203.1 | 1.33 | 3123327.647 | 4303254.219 | 9.14 | 1777229.63 | 2957131.21 | 112039.8405 | 17980.2239 | 166915.6249 | 3599242.9405 | 4321234.4429 | 3124046.8349
2010-11-29 | 5.98 | 2439952.3 | 3726821 | 1.24 | 3289738.396 | 4576623.586 | 9.08 | 1892137.66 | 3178995.41 | 57025.3437 | 0 | 111333.8281 | 3783846.3437 | 4576623.586 | 3290329.2381
2010-11-30 | 5.93 | 2450652.4 | 3738277.7 | 1.15 | 3307641.56 | 4595284.068 | 9.01 | 1906462.94 | 3194077.152 | 56169.8024 | 0 | 110031.9902 | 3794447.5024 | 4595284.068 | 3304109.1422
2010-12-01 | 5.87 | 2459582 | 3747911.4 | 1.07 | 3320198.18 | 4608545.06 | 8.95 | 1915441.612 | 3203760.124 | 79339.3627 | 0 | 133147.3504 | 3827250.7627 | 4608545.06 | 3336907.4744
2010-12-02 | 5.81 | 2470282.4 | 3758926.9 | 0.99 | 3334536.764 | 4623198.616 | 8.89 | 1926202.184 | 3214835.596 | 78425.0149 | 0 | 132168.1026 | 3837351.9149 | 4623198.616 | 3347003.6986
2010-12-03 | 5.75 | 2456917.6 | 3716726.2 | 0.91 | 3319826.936 | 4579652.576 | 8.84 | 1911455.764 | 3171253.649 | 78284.6911 | 0 | 133886.9772 | 3795010.8911 | 4579652.576 | 3305140.6262
2010-12-04 | 5.69 | 2363136.7 | 3539425.3 | 0.82 | 3208284.91 | 4384589.581 | 8.8 | 1829636.17 | 3005914.507 | 131767.9669 | 35105.477 | 187282.7497 | 3671193.2669 | 4419695.058 | 3193197.2567
2010-12-05 | 5.63 | 2377958.5 | 3561189.1 | 0.74 | 3225510.853 | 4408757.201 | 8.76 | 1843121.899 | 3026342.583 | 129872.2354 | 31946.3487 | 184886.4148 | 3691061.3354 | 4440703.5497 | 3211228.9978
2010-12-06 | 5.57 | 2514856.9 | 3804813.7 | 0.65 | 3397241.556 | 4687215.576 | 8.72 | 1958547.78 | 3248493.555 | 74695.0446 | 0 | 129502.2207 | 3879508.7446 | 4687215.576 | 3377995.7757
2010-12-07 | 5.5 | 2525558.3 | 3815830.1 | 0.55 | 3413364.18 | 4703653.205 | 8.7 | 1960395.22 | 3250655.72 | 73701.8122 | 0 | 129397.4799 | 3889531.9122 | 4703653.205 | 3380053.1999
2010-12-08 | 5.44 | 2536259.8 | 3826846.6 | 0.46 | 3429487.598 | 4720091.728 | 8.67 | 1965807.977 | 3256383.372 | 72787.5142 | 0 | 128990.277 | 3899634.1142 | 4720091.728 | 3385373.649
2010-12-09 | 5.38 | 2546961.6 | 3837863.4 | 0.34 | 3450959.168 | 4741878.608 | 8.63 | 1973003.875 | 3263894.3 | 71873.2025 | 0 | 128392.362 | 3909736.6025 | 4741878.608 | 3392286.662
2010-12-10 | 5.32 | 2535194.5 | 3797280.1 | 0.23 | 3442900.589 | 4705004.004 | 8.59 | 1958063.433 | 3220137.588 | 71536.1519 | 0 | 130234.008 | 3868816.2519 | 4705004.004 | 3350371.596
2010-12-11 | 5.25 | 2439192.2 | 3617641.7 | 0.11 | 3331433.214 | 4509899.776 | 8.56 | 1871483.619 | 3049922.296 | 125092.6753 | 22896.6302 | 184036.7248 | 3742734.3753 | 4532796.4062 | 3233959.0208
2010-12-12 | 5.18 | 2455481.4 | 3640900.5 | -0.01 | 3355283.462 | 4540719.07 | 8.49 | 1890055.162 | 3075463.57 | 123137.3014 | 19014.0647 | 181107.6509 | 3764037.8015 | 4559733.1347 | 3256571.2209
2010-12-13 | 5.11 | 2595083.4 | 3887402.3 | -0.12 | 3533281.286 | 4825618.491 | 8.43 | 2008917.176 | 3301224.456 | 67760.761 | 0 | 125322.0088 | 3955163.061 | 4825618.491 | 3426546.4648
2010-12-14 | 5.04 | 2607557.1 | 3900243.5 | -0.24 | 3554753.844 | 4847459.152 | 8.36 | 2021461.564 | 3314135.912 | 66694.6631 | 0 | 124180.0109 | 3966938.1631 | 4847459.152 | 3438315.9229
2010-12-15 | 5 | 2616489.1 | 3909438.1 | -0.34 | 3574445.876 | 4867413.666 | 8.28 | 2037574.008 | 3330511.628 | 66011.0717 | 0 | 122679.4262 | 3975449.1717 | 4867413.666 | 3453191.0542
2010-12-16 | 4.95 | 2623650.2 | 3916809.4 | -0.44 | 3590573.67 | 4883752.274 | 8.21 | 2048339.22 | 3341486.684 | 65321.4338 | 0 | 121564.9916 | 3982130.8338 | 4883752.274 | 3463051.6756
2010-12-17 | 4.91 | 2606411.8 | 3870567.8 | -0.53 | 3576652.772 | 4840827.812 | 8.13 | 2038430.664 | 3302575.394 | 65248.4262 | 0 | 122685.7906 | 3935816.2262 | 4840827.812 | 3425261.1846
2010-12-18 | 4.87 | 2506670.7 | 3687036.2 | -0.63 | 3461518.4 | 4641902.05 | 8.06 | 1959997.632 | 3140352.605 | 119251.8672 | 9849.682 | 175566.5366 | 3806288.0672 | 4651751.732 | 3315919.1416
2010-12-19 | 4.83 | 2514186.3 | 3701260.1 | -0.72 | 3476472.2 | 4663563.76 | 8 | 1973213.96 | 3160277.616 | 117963.2409 | 6615.364 | 172904.3136 | 3819223.3409 | 4670179.124 | 3333181.9296
2010-12-20 | 4.8 | 2652295.9 | 3946296.2 | -0.82 | 3660437.252 | 4954457.122 | 7.94 | 2098532.756 | 3392521.966 | 62957.3134 | 0 | 116739.0911 | 4009253.5134 | 4954457.122 | 3509261.0571
2010-12-21 | 4.76 | 2454574.1 | 3738702.4 | -0.92 | 3420433.092 | 4704581.172 | 7.9 | 1928733.834 | 3212851.044 | 155762.2787 | 42227.5234 | 210423.4564 | 3894464.6787 | 4746808.6954 | 3423274.5004
2010-12-22 | 4.73 | 2461358.3 | 3745693.2 | -1.02 | 3439102.4 | 4723457.525 | 7.86 | 1937242.208 | 3221566.253 | 155242.5371 | 40335.0935 | 209675.2165 | 3900935.7371 | 4763792.6185 | 3431241.4695
2010-12-23 | 4.69 | 2468142.5 | 3752684.1 | -1.13 | 3457772.118 | 4742334.67 | 7.82 | 1944059.513 | 3228589.845 | 154643.7564 | 38363.7245 | 209038.7358 | 3907327.8564 | 4780698.3945 | 3437628.5809
2010-12-24 | 4.65 | 2434851.8 | 3619043.2 | -1.23 | 3429758.272 | 4613964.96 | 7.8 | 1909292.29 | 3093475.5 | 167981.6014 | 51015.2794 | 223215.8775 | 3787024.8014 | 4664980.2394 | 3316691.3775
2010-12-25 | 4.61 | 2401532.8 | 3520092.5 | -1.33 | 3403922.428 | 4522498.066 | 7.78 | 1874114.746 | 2992665.787 | 234073.0958 | 115890.2838 | 289616.4685 | 3754165.5958 | 4638388.3498 | 3282282.2555
2010-12-26 | 4.56 | 2392891.9 | 3522510 | -1.44 | 3397291.1 | 4526924.8 | 7.76 | 1864628.14 | 2994237.92 | 233499.754 | 114244.3519 | 289686.8217 | 3756009.754 | 4641169.1519 | 3283924.7417
2010-12-27 | 4.51 | 2424250.9 | 3633329.5 | -1.51 | 3426583.118 | 4635677.37 | 7.72 | 1897025.361 | 3106095.615 | 166116.5172 | 46593.6185 | 222608.1833 | 3799446.0172 | 4682270.9885 | 3328703.7983
2010-12-28 | 4.45 | 2432551.4 | 3641838.7 | -1.58 | 3436586.525 | 4645889.503 | 7.69 | 1900385.3 | 3109664.176 | 165289.0495 | 45539.3524 | 222316.7106 | 3807127.7495 | 4691428.8554 | 3331980.8866
2010-12-29 | 4.4 | 2440851.9 | 3650347.9 | -1.65 | 3448245.945 | 4657757.675 | 7.65 | 1907060.175 | 3116547.725 | 164540.5207 | 44373.327 | 221722.7802 | 3814888.4207 | 4702131.002 | 3338270.5052
2010-12-30 | 4.36 | 2447504.1 | 3657167.2 | -1.7 | 3456593.324 | 4666272.08 | 7.61 | 1913736.4 | 3123390.95 | 163941.172 | 43554.3799 | 221094.5314 | 3821108.372 | 4709826.4599 | 3344485.4814
2010-12-31 | 4.32 | 2488858.4 | 3674394.4 | -1.74 | 3514373.5 | 4699925.156 | 7.58 | 1944978.7 | 3130506.124 | 163076.0944 | 42441.2024 | 220172.0522 | 3837470.4944 | 4742366.3584 | 3350678.1762
2011-01-01 | 4.29 | 2455354.7 | 3543609.5 | -1.76 | 3476511.84 | 4564782.975 | 7.55 | 1913020.232 | 3001266.23 | 206663.804 | 86151.8103 | 263691.9618 | 3750273.304 | 4650934.7853 | 3264958.1918
2011-01-02 | 4.25 | 2529916.2 | 3633610.3 | -1.79 | 3575852.844 | 4679562.648 | 7.53 | 1981563.392 | 3085248.964 | 147660.0389 | 19750.6435 | 197481.4934 | 3781270.3389 | 4699313.2915 | 3282730.4574
2011-01-03 | 4.25 | 2542788.6 | 3799969.3 | -1.82 | 3575217.362 | 4832419.307 | 7.51 | 1997079.584 | 3254248.874 | 125378.1297 | 3915.2393 | 181836.7875 | 3925347.4297 | 4836334.5463 | 3436085.6615
2011-01-04 | 4.24 | 2542861 | 3800042.5 | -1.85 | 3578682.947 | 4835885.662 | 7.48 | 2000529.308 | 3257699.368 | 125295.6596 | 3451.5725 | 181373.1207 | 3925338.1596 | 4839337.2345 | 3439072.4887
2011-01-05 | 4.24 | 2751003.7 | 4020950.4 | -1.88 | 3849052.096 | 5119020.928 | 7.46 | 2183489.124 | 3453424.332 | 31668.8473 | 0 | 86379.2117 | 4052619.2473 | 5119020.928 | 3539803.5437
2011-01-06 | 4.24 | 2751095.7 | 4021043.3 | -1.91 | 3854504.94 | 5124474.065 | 7.44 | 2187141.88 | 3457078.28 | 31664.6081 | 0 | 85993.5759 | 4052707.9081 | 5124474.065 | 3543071.8559
2011-01-07 | 4.25 | 2724732.4 | 3965554.2 | -1.96 | 3832472.311 | 5073315.846 | 7.42 | 2166029.953 | 3406840.658 | 32159.1813 | 0 | 88133.6541 | 3997713.3813 | 5073315.846 | 3494974.3121
2011-01-08 | 4.26 | 2611320.9 | 3765176 | -2.01 | 3699969.28 | 4853844.971 | 7.4 | 2073695.44 | 3227540.078 | 87339.698 | 0 | 142177.1757 | 3852515.698 | 4853844.971 | 3369717.2537
2011-01-09 | 4.27 | 2611683.9 | 3769515.9 | -2.06 | 3709257.171 | 4867109.527 | 7.39 | 2079805.956 | 3237628.072 | 86959.5846 | 0 | 140357.6656 | 3856475.4846 | 4867109.527 | 3377985.7376
2011-01-10 | 4.28 | 2744378.1 | 4014120.1 | -2.11 | 3890586.455 | 5160350.82 | 7.38 | 2198192.05 | 3467923.2 | 32254.6687 | 0 | 84720.2531 | 4046374.7687 | 5160350.82 | 3552643.4531
2011-01-11 | 4.28 | 2744470.1 | 4014212.9 | -2.17 | 3901390.035 | 5171155.51 | 7.37 | 2200061.733 | 3469793.818 | 32250.4341 | 0 | 84525.3202 | 4046463.3341 | 5171155.51 | 3554319.1382
2011-01-12 | 4.28 | 2744562 | 4014305.7 | -2.23 | 3912192.629 | 5181959.114 | 7.36 | 2201932.168 | 3471665.088 | 32246.1996 | 0 | 84330.3873 | 4046551.8996 | 5181959.114 | 3555995.4753
2011-01-13 | 4.28 | 2744654 | 4014398.5 | -2.26 | 3917646.438 | 5187413.928 | 7.36 | 2202018.524 | 3471752.344 | 32241.965 | 0 | 84326.1527 | 4046640.465 | 5187413.928 | 3556078.4967
2011-01-14 | 4.28 | 2720055.6 | 3960728.7 | -2.3 | 3893588.912 | 5134284.484 | 7.36 | 2177283.188 | 3417945.916 | 32595.769 | 0 | 86875.3567 | 3993324.469 | 5134284.484 | 3504821.2727
2011-01-15 | 4.3 | 2606758.7 | 3760472.6 | -2.33 | 3757680.158 | 4911415.937 | 7.36 | 2082893.504 | 3236597.306 | 87844.2132 | 0 | 141183.2043 | 3848316.8132 | 4911415.937 | 3377780.5103
2011-01-16 | 4.31 | 2607149.6 | 3764842 | -2.34 | 3759949.745 | 4917663.525 | 7.37 | 2085544.722 | 3243227.43 | 87455.9777 | 0 | 139744.0687 | 3852297.9777 | 4917663.525 | 3382971.4987
2011-01-17 | 4.32 | 2737935.7 | 4007474.7 | -2.35 | 3934114.722 | 5203677.067 | 7.37 | 2200585.77 | 3470114.095 | 32831.9575 | 0 | 84387.7502 | 4040306.6575 | 5203677.067 | 3554501.8452
2011-01-18 | 4.33 | 2736256.1 | 4005743.7 | -2.35 | 3934219.044 | 5203730.692 | 7.38 | 2198890.085 | 3468366.705 | 32979.4818 | 0 | 84546.1745 | 4038723.1818 | 5203730.692 | 3552912.8795
2011-01-19 | 4.34 | 2734576.4 | 4004012.6 | -2.34 | 3932539.8 | 5201999.28 | 7.37 | 2200761.3 | 3470186.795 | 33126.9152 | 0 | 84323.2112 | 4037139.5152 | 5201999.28 | 3554510.0062
2011-01-20 | 4.35 | 2734668.3 | 4004105.3 | -2.33 | 3932642.956 | 5202104.104 | 7.36 | 2204414.983 | 3473841.247 | 33201.6242 | 0 | 84016.5236 | 4037306.9242 | 5202104.104 | 3557857.7706
2011-01-21 | 4.36 | 2708306.5 | 3948624.9 | -2.32 | 3899636.916 | 5139978.028 | 7.35 | 2181435.537 | 3421743.771 | 33729.7759 | 0 | 86345.2786 | 3982354.6759 | 5139978.028 | 3508089.0496
2011-01-22 | 4.37 | 2595323.4 | 3748700.5 | -2.3 | 3753181.298 | 4906579.742 | 7.34 | 2086913.082 | 3240280.678 | 88874.5061 | 0 | 140559.5121 | 3837575.0061 | 4906579.742 | 3380840.1901
2011-01-23 | 4.36 | 2597477.6 | 3754885.2 | -2.28 | 3748572.324 | 4906001.072 | 7.34 | 2089563.882 | 3246961.846 | 88241.9313 | 0 | 139070.5356 | 3843127.1313 | 4906001.072 | 3386032.3816
2011-01-24 | 4.36 | 2733264.1 | 4002652.3 | -2.26 | 3920572.994 | 5189984.464 | 7.34 | 2208329.474 | 3477707.344 | 33336.3676 | 0 | 83590.1719 | 4035988.6676 | 5189984.464 | 3561297.5159
2011-01-25 | 4.35 | 2733355.9 | 4002745 | -2.25 | 3917108.84 | 5186521.04 | 7.35 | 2204849 | 3474227.6 | 33253.1985 | 0 | 83888.3995 | 4035998.1985 | 5186521.04 | 3558115.9995
2011-01-26 | 4.35 | 2735219.4 | 4004661.6 | -2.23 | 3915427.118 | 5184892.348 | 7.36 | 2204934.579 | 3474366.244 | 33176.0486 | 0 | 83991.148 | 4037837.6486 | 5184892.348 | 3558357.392
2011-01-27 | 4.37 | 2729996.2 | 3999282.5 | -2.2 | 3908398.866 | 5177708.161 | 7.39 | 2197890.024 | 3467165.754 | 33548.2699 | 0 | 84586.6675 | 4032830.7699 | 5177708.161 | 3551752.4215
2011-01-28 | 4.39 | 2701859.9 | 3941978 | -2.17 | 3871919.104 | 5112060.164 | 7.43 | 2166038.464 | 3406145.924 | 34242.0325 | 0 | 87840.2268 | 3976220.0325 | 5112060.164 | 3493986.1508
2011-01-29 | 4.41 | 2587322.8 | 3740460.9 | -2.14 | 3724477.255 | 4877636.315 | 7.46 | 2065001.095 | 3218129.435 | 89523.586 | 0 | 142778.8787 | 3829984.486 | 4877636.315 | 3360908.3137
2011-01-30 | 4.44 | 2586091.8 | 3743166 | -2.1 | 3719946.718 | 4877041.846 | 7.51 | 2062541.731 | 3219606.107 | 89334.9109 | 0 | 141956.6003 | 3832500.9109 | 4877041.846 | 3361562.7073
2011-01-31 | 4.49 | 2710874.3 | 3979589.1 | -2.06 | 3885634.685 | 5154373.165 | 7.56 | 2169708.551 | 3438412.399 | 35279.555 | 0 | 87391.5444 | 4014868.655 | 5154373.165 | 3525803.9434
2011-02-01 | 4.54 | 2700335.4 | 3968737.5 | -2.02 | 3876825.9 | 5145250.96 | 7.61 | 2159098.725 | 3427490.08 | 36106.9121 | 0 | 88284.4015 | 4004844.4121 | 5145250.96 | 3515774.4815
2011-02-02 | 4.6 | 2691568 | 3959767 | -2 | 3875149.46 | 5143371.56 | 7.65 | 2153839.395 | 3422027.72 | 36937.8693 | 0 | 88788.462 | 3996704.8693 | 5143371.56 | 3510816.182
2011-02-03 | 4.65 | 2681028.8 | 3948972.3 | -1.98 | 3869907.817 | 5137874.522 | 7.69 | 2145012.864 | 3412945.724 | 37762.63 | 0 | 89488.0243 | 3986734.93 | 5137874.522 | 3502433.7483
2011-02-04 | 4.68 | 2651208.5 | 3890010.3 | -1.96 | 3835343.348 | 5074167.724 | 7.72 | 2115127.972 | 3353919.436 | 38691.0371 | 0 | 92510.9315 | 3928701.3371 | 5074167.724 | 3446430.3675
2011-02-05 | 4.72 | 2536362.7 | 3688268.5 | -1.97 | 3697537.912 | 4849465.12 | 7.73 | 2020652.352 | 3172548.52 | 94099.4934 | 0 | 146856.8927 | 3782367.9934 | 4849465.12 | 3319405.4127
2011-02-06 | 4.75 | 2533602.6 | 3689467.7 | -1.97 | 3698254.068 | 4854140 | 7.74 | 2023479.094 | 3179334.925 | 93914.7329 | 0 | 145343.6356 | 3783382.4329 | 4854140 | 3324678.5606
2011-02-07 | 4.78 | 2658360 | 3925856.7 | -1.98 | 3870332.628 | 5137852.988 | 7.75 | 2134667.984 | 3402154.289 | 39708.113 | 0 | 90240.6191 | 3965564.813 | 5137852.988 | 3492394.9081
2011-02-08 | 4.75 | 2663766.8 | 3931478.4 | -2.01 | 3875783.52 | 5143519.556 | 7.75 | 2134750.8 | 3402451.7 | 39245.9781 | 0 | 90317.8791 | 3970724.3781 | 5143519.556 | 3492769.5791
2011-02-09 | 4.72 | 2669173.7 | 3937100.2 | -2.04 | 3881234.612 | 5149184.872 | 7.76 | 2133049.852 | 3400965.812 | 38783.7431 | 0 | 90585.8374 | 3975883.9431 | 5149184.872 | 3491551.6494
2011-02-10 | 4.69 | 2676352.5 | 3944546.3 | -2.08 | 3890253.06 | 5158470.455 | 7.76 | 2134915.14 | 3403098.095 | 38248.7609 | 0 | 90579.3502 | 3982795.0609 | 5158470.455 | 3493677.4452
2011-02-11 | 4.66 | 2657134.9 | 3896498.1 | -2.1 | 3862702.38 | 5102088.564 | 7.76 | 2110378.25 | 3349730.91 | 38260.494 | 0 | 93200.0784 | 3934758.594 | 5102088.564 | 3442930.9884
2011-02-12 | 4.62 | 2552414.8 | 3705167.3 | -2.12 | 3722397.076 | 4875171.144 | 7.76 | 2014269.564 | 3167012.016 | 92613.8105 | 0 | 147771.8882 | 3797781.1105 | 4875171.144 | 3314783.9043
2011-02-13 | 4.59 | 2561602.1 | 3718648.6 | -2.14 | 3728231.56 | 4885299.696 | 7.76 | 2020560.76 | 3177597.216 | 91480.9557 | 0 | 146173.9284 | 3810129.5557 | 4885299.696 | 3323771.1444
2011-02-14 | 4.55 | 2699753.2 | 3968859 | -2.13 | 3897786.632 | 5166915.812 | 7.76 | 2133461.071 | 3402555.636 | 36169.4272 | 0 | 91028.0932 | 4005028.4272 | 5166915.812 | 3493583.7292
2011-02-15 | 4.51 | 2706932.6 | 3976305.6 | -2.11 | 3894317.192 | 5163714.024 | 7.77 | 2131758.784 | 3401120.048 | 35555.4831 | 0 | 91324.0409 | 4011861.0831 | 5163714.024 | 3492444.0889
2011-02-16 | 4.54 | 2703480.2 | 3972806.8 | -2.06 | 3887286.18 | 5156635.98 | 7.79 | 2130062.925 | 3399378.25 | 35931.0545 | 0 | 91530.8139 | 4008737.8545 | 5156635.98 | 3490909.0639
2011-02-17 | 4.56 | 2698255.7 | 3967483.7 | -2.01 | 3876688.2 | 5145939.852 | 7.8 | 2126584.2 | 3395800.536 | 36300.5295 | 0 | 91742.3906 | 4003784.2295 | 5145939.852 | 3487542.9266
2011-02-18 | 4.59 | 2670135.6 | 3910266.4 | -1.96 | 3838516.985 | 5078670.71 | 7.81 | 2102068.506 | 3342188.036 | 37132.4313 | 0 | 94305.0957 | 3947398.8313 | 5078670.71 | 3436493.1317
2011-02-19 | 4.61 | 2554720.5 | 3707928.4 | -1.87 | 3679842.248 | 4833070.984 | 7.84 | 2000982.277 | 3154179.941 | 92416.4183 | 0 | 149282.881 | 3800344.8183 | 4833070.984 | 3303462.8221
2011-02-20 | 4.69 | 2545072.4 | 3702041.3 | -1.79 | 3668552.356 | 4825541.992 | 7.87 | 2002156.954 | 3159115.678 | 92924.2288 | 0 | 147916.7998 | 3794965.5288 | 4825541.992 | 3307032.4778
2011-02-21 | 4.76 | 2663179.9 | 3931595.2 | -1.7 | 3821815.02 | 5090252.93 | 7.89 | 2110891.89 | 3379296.235 | 39308.4212 | 0 | 92871.1006 | 3970903.6212 | 5090252.93 | 3472167.3356
2011-02-22 | 4.84 | 2650866.4 | 3918974 | -1.6 | 3805867.928 | 5073997.968 | 7.93 | 2105633.017 | 3373729.702 | 40442.8467 | 0 | 93319.2327 | 3959416.8467 | 5073997.968 | 3467048.9347
2011-02-23 | 4.91 | 2638552.6 | 3906352.5 | -1.49 | 3786351.42 | 5054174.36 | 7.96 | 2100374.085 | 3368163.005 | 41498.3468 | 0 | 93688.4395 | 3947850.8468 | 5054174.36 | 3461851.4445
2011-02-24 | 5.01 | 2620922.2 | 3888257.6 | -1.38 | 3766839.219 | 5034196.884 | 8 | 2093333.721 | 3360658.556 | 43009.1193 | 0 | 94164.322 | 3931266.7193 | 5034196.884 | 3454822.878
2011-02-25 | 5.1 | 2580564.9 | 3818474.7 | -1.27 | 3716641.287 | 4954572.745 | 8.05 | 2060056.955 | 3297956.725 | 44972.7885 | 0 | 97388.5978 | 3863447.4885 | 4954572.745 | 3395345.3228
2011-02-26 | 5.2 | 2455623.3 | 3606401.3 | -1.15 | 3557836.88 | 4708635.2 | 8.09 | 1960122.608 | 3110891.36 | 101218.1938 | 0 | 152112.7131 | 3707619.4938 | 4708635.2 | 3263004.0732
2011-02-27 | 5.32 | 2437754.4 | 3592079 | -1.04 | 3539939.428 | 4694284.38 | 8.14 | 1956230.614 | 3110546.19 | 102271.3942 | 0 | 151073.3252 | 3694350.3942 | 4694284.38 | 3261619.5152
2011-02-28 | 5.44 | 2545080.7 | 3810401.1 | -0.92 | 3685219.14 | 4950561.8 | 8.22 | 2054469.48 | 3319780.15 | 49507.6415 | 0 | 97128.1791 | 3859908.7415 | 4950561.8 | 3416908.3291
2011-03-01 | 5.56 | 2523904.1 | 3788655.5 | -0.69 | 3644296.6 | 4909069.775 | 8.37 | 2027804.152 | 3292545.617 | 116600.558 | 0 | 164924.3906 | 3905256.0579 | 4909069.775 | 3457470.0076
2011-03-02 | 5.68 | 2502727.2 | 3766955.7 | -0.57 | 3622998.4 | 4887248.675 | 8.45 | 2013628.352 | 3277847.057 | 118412.7089 | 0 | 166105.0481 | 3885368.4089 | 4887248.675 | 3443952.1052
2011-03-03 | 5.81 | 2479777.6 | 3743430.9 | -0.44 | 3599917.85 | 4863593.125 | 8.55 | 1995884.292 | 3259528.102 | 120376.7689 | 0 | 167639.1131 | 3863807.6689 | 4863593.125 | 3427167.2151
2011-03-04 | 5.94 | 2430849.5 | 3664925 | -0.3 | 3543239.852 | 4777336.468 | 8.66 | 1950534.444 | 3184600.596 | 123263.3386 | 1082.8765 | 171948.5862 | 3788188.3386 | 4778419.3445 | 3356549.1822
2011-03-05 | 6.08 | 2304947 | 3452012.5 | -0.17 | 3389172.275 | 4536257.775 | 8.76 | 1844947.56 | 2992004.484 | 179747.4062 | 57120.0458 | 227413.6604 | 3631759.9062 | 4593377.8208 | 3219418.1445
2011-03-06 | 6.21 | 2284168 | 3434771.6 | 0 | 3359590.779 | 4510214.251 | 8.9 | 1824074.669 | 2974669.661 | 180834.7355 | 58398.9684 | 228120.4881 | 3615606.3355 | 4568613.2194 | 3202790.1491
2011-03-07 | 6.33 | 2387975.1 | 3649327.7 | 0.18 | 3489746.465 | 4751120.59 | 9.03 | 1910631.23 | 3171974.38 | 128232.8096 | 6533.1325 | 175301.1605 | 3777560.5096 | 4757653.7225 | 3347275.5405
2011-03-08 | 6.44 | 2368568.1 | 3629450.1 | 0.35 | 3459523.552 | 4720426.967 | 9.17 | 1885746.256 | 3146618.801 | 129893.2746 | 9458.1876 | 177654.1205 | 3759343.3746 | 4729885.1546 | 3324272.9216
2011-03-09 | 6.55 | 2347388.2 | 3607747.4 | 0.54 | 3423947.945 | 4684328.08 | 9.31 | 1859077.38 | 3119426.82 | 131626.5234 | 12848.423 | 180090.8643 | 3739373.9234 | 4697176.503 | 3299517.6843
2011-03-10 | 6.67 | 2327980.5 | 3587869 | 0.73 | 3391939.428 | 4651848.718 | 9.45 | 1835975.764 | 3095854.534 | 133365.964 | 16043.152 | 182332.1016 | 3721234.964 | 4667891.87 | 3278186.6356
2011-03-11 | 6.74 | 2289958 | 3520641.3 | 0.92 | 3327144.072 | 4557847.742 | 9.57 | 1789437.032 | 3020110.427 | 135572.9029 | 22019.3709 | 186973.4322 | 3656214.2029 | 4579867.1129 | 3207083.8592
2011-03-12 | 6.82 | 2176595.2 | 3320722.5 | 1.1 | 3168579.732 | 4312725.236 | 9.69 | 1683041.453 | 2827159.469 | 190947.6606 | 79089.712 | 242899.5832 | 3511670.1606 | 4391814.948 | 3070059.0522
2011-03-13 | 6.9 | 2166536.2 | 3314528 | 1.29 | 3137773.086 | 4285782.938 | 9.81 | 1667710.134 | 2815692.722 | 191063.0325 | 80808.2656 | 243283.2485 | 3505591.0325 | 4366591.2036 | 3058975.9705
2011-03-14 | 6.98 | 2273387.3 | 3532072.7 | 1.45 | 3263885.843 | 4522591.251 | 9.9 | 1756041.648 | 3014716.636 | 138034.8399 | 28870.4597 | 190010.5543 | 3670107.54 | 4551461.7107 | 3204727.1903
2011-03-15 | 7.04 | 2261067.6 | 3519491.5 | 1.61 | 3233654.907 | 4492097.712 | 9.98 | 1740071.094 | 2998484.604 | 139009.2758 | 31828.6789 | 191443.1867 | 3658500.7758 | 4523926.3909 | 3189927.7907
2011-03-16 | 7.11 | 2250520.3 | 3508734.8 | 1.77 | 3206990.21 | 4465223.934 | 10.06 | 1727668.725 | 2985872.605 | 139989.8943 | 34591.3824 | 192680.3036 | 3648724.6943 | 4499815.3164 | 3178552.9086
2011-03-17 | 7.17 | 2238200.2 | 3496153.2 | 1.91 | 3180327.058 | 4438298.368 | 10.1 | 1718835.481 | 2976778.126 | 140964.3483 | 37168.2232 | 193350.161 | 3637117.5483 | 4475466.5912 | 3170128.287
2011-03-18 | 7.23 | 2203882 | 3432770.4 | 2.05 | 3126979.824 | 4355886.454 | 10.15 | 1686947.244 | 2915825.524 | 143088.9729 | 42119.0345 | 196584.6872 | 3575859.3729 | 4398005.4885 | 3112410.2112
2011-03-19 | 7.32 | 2092920.7 | 3235381.2 | 2.18 | 2984232.812 | 4126709.76 | 10.19 | 1598896.904 | 2741348.22 | 198375.132 | 98011.1869 | 250760.5547 | 3433756.332 | 4224720.9469 | 2992108.7747
2011-03-20 | 7.41 | 2081440.1 | 3227740.1 | 2.31 | 2964209.14 | 4110524.95 | 10.23 | 1597570.372 | 2743861.63 | 198537.1533 | 98544.5016 | 249577.5843 | 3426277.2533 | 4209069.4516 | 2993439.2143
2011-03-21 | 7.49 | 2183600 | 3440349.9 | 2.44 | 3087947.46 | 4344715.035 | 10.27 | 1690643.244 | 2947383.414 | 145712.1964 | 46260.8364 | 195577.634 | 3586062.0964 | 4390975.8714 | 3142961.048
2011-03-22 | 7.58 | 2167733.6 | 3424117.3 | 2.57 | 3064853.17 | 4321254.405 | 10.34 | 1678242.28 | 2934616.32 | 147069.2624 | 48479.2957 | 196651.9033 | 3571186.5624 | 4369733.7007 | 3131268.2233
2011-03-23 | 7.67 | 2150094.4 | 3406059.7 | 2.7 | 3039974.439 | 4295957.134 | 10.4 | 1665842.449 | 2921798.194 | 148498.9166 | 50781.5433 | 197619.2625 | 3554558.6166 | 4346738.6773 | 3119417.4565
2011-03-24 | 7.77 | 2134227.4 | 3389826.5 | 2.82 | 3020447.98 | 4276064.505 | 10.47 | 1655225.92 | 2910815.67 | 149934.8536 | 52697.5769 | 198581.8045 | 3539761.3536 | 4328762.0819 | 3109397.4745
2011-03-25 | 7.86 | 2093029 | 3319401.1 | 2.95 | 2967698.822 | 4194087.716 | 10.57 | 1612907.018 | 2839270.004 | 152769.6895 | 57436.5062 | 202748.6388 | 3472170.7895 | 4251524.2222 | 3042018.6428
2011-03-26 | 7.96 | 1981727 | 3121738 | 3.08 | 2827558.88 | 3967585.496 | 10.68 | 1513036.28 | 2653038.576 | 212244.1606 | 117413.3723 | 262344.1082 | 3333982.1606 | 4084998.8683 | 2915382.6842
2011-03-27 | 8.05 | 1972343.5 | 3116273.6 | 3.2 | 2811348.6 | 3955294.12 | 10.79 | 1501557.48 | 2645478.712 | 216710.7304 | 122171.737 | 266911.7746 | 3332984.3304 | 4077465.857 | 2912390.4866
2011-03-28 | 8.13 | 2068983.8 | 3323066.1 | 3.32 | 2929847.013 | 4183946.148 | 10.91 | 1575280.206 | 2829352.776 | 168745.4567 | 74584.0567 | 219324.0943 | 3491811.5567 | 4258530.2047 | 3048676.8703
2011-03-29 | 8.22 | 2053115.3 | 3306831.5 | 3.43 | 2910318.989 | 4164051.954 | 11.04 | 1552169.138 | 2805875.468 | 174722.3276 | 81041.2243 | 226162.6586 | 3481553.8276 | 4245093.1783 | 3032038.1266
2011-03-30 | 8.31 | 2039019.2 | 3292421.5 | 3.54 | 2892573.716 | 4145992.711 | 11.16 | 1532626.22 | 2786018.545 | 180626.5331 | 87414.6265 | 232726.759 | 3473048.0331 | 4233407.3375 | 3018745.304
2011-03-31 | 8.36 | 2028468.4 | 3281661.3 | 3.64 | 2873040.828 | 4126250.82 | 11.26 | 1513081.14 | 2766263.7 | 186179.2423 | 93986.8274 | 239298.96 | 3467840.5423 | 4220237.6474 | 3005562.66
2011-04-01 | 8.42 | 1994342.1 | 3237328.1 | 3.75 | 2826166.888 | 4069168.866 | 11.36 | 1473060.184 | 2716036.288 | 257366.9955 | 166841.9722 | 311963.4065 | 3494695.0955 | 4236010.8383 | 3027999.6945
2011-04-02 | 8.48 | 1894384.6 | 3042786.6 | 3.85 | 2696785.606 | 3845202.785 | 11.44 | 1383896.248 | 2532288.38 | 317026.5662 | 227212.1363 | 371952.1738 | 3359813.1661 | 4072414.9213 | 2904240.5538
2011-04-03 | 8.53 | 1888731.5 | 3040881.4 | 3.95 | 2680878.106 | 3833042.562 | 11.52 | 1374442.207 | 2526582.439 | 321163.8682 | 232097.13 | 376455.7709 | 3362045.2682 | 4065139.692 | 2903038.2099
2011-04-04 | 8.59 | 1989605.2 | 3263326.2 | 4.05 | 2802045.176 | 4075782.066 | 11.6 | 1454525.706 | 2728236.171 | 272576.4482 | 183855.9033 | 327833.1475 | 3535902.6482 | 4259637.9693 | 3056069.3185
2011-04-05 | 8.65 | 1977280.6 | 3250676.7 | 4.14 | 2784296.861 | 4057708.746 | 11.7 | 1434979.745 | 2708365.17 | 278393.8097 | 190322.3599 | 334490.3024 | 3529070.5097 | 4248031.1058 | 3042855.4724
2011-04-06 | 8.71 | 1968501.2 | 3241665.4 | 4.24 | 2768331.263 | 4041511.008 | 11.8 | 1419000.539 | 2692153.824 | 284176.056 | 196922.4995 | 341090.442 | 3525841.456 | 4238433.5075 | 3033244.266
2011-04-07 | 8.77 | 1957948.9 | 3230834.6 | 4.34 | 2750580.535 | 4023481.84 | 11.89 | 1403022.56 | 2675897.44 | 290030.9258 | 203606.1627 | 347583.4069 | 3520865.5258 | 4227088.0027 | 3023480.8469
2011-04-08 | 8.87 | 1917075.5 | 3158051.2 | 4.43 | 2707716.984 | 3948708.224 | 12.04 | 1354517.438 | 2595482.043 | 298200.3697 | 212403.4082 | 357524.8425 | 3456251.5697 | 4161111.6322 | 2953006.8855
2011-04-09 | 8.97 | 1810671.6 | 2956954.6 | 4.53 | 2579828.572 | 3726126.224 | 12.19 | 1254734.364 | 2401006.738 | 358606.6309 | 272849.8694 | 418924.7953 | 3315561.2309 | 3998976.0934 | 2819931.5334
2011-04-10 | 9.06 | 1798455.3 | 2948337.6 | 4.62 | 2565927.352 | 3715823.76 | 12.33 | 1235233.009 | 2385104.745 | 363457.4041 | 277629.5426 | 424657.9602 | 3311795.0041 | 3993453.3026 | 2809762.7052
2011-04-11 | 9.16 | 1887371.5 | 3158399.9 | 4.72 | 2681379.116 | 3952423.056 | 12.49 | 1294500.938 | 2565517.683 | 315795.2052 | 229619.4437 | 377792.0514 | 3474195.1052 | 4182042.4997 | 2943309.7344
2011-04-12 | 9.3 | 1864407.6 | 3134832.2 | 4.82 | 2665420.136 | 3935860.216 | 12.65 | 1267818.38 | 2538231.055 | 322899.4938 | 236103.7389 | 385420.5366 | 3457731.6938 | 4171963.9549 | 2923651.5916
2011-04-13 | 9.44 | 1839670.3 | 3109444.5 | 4.92 | 2647676.348 | 3917466.82 | 12.81 | 1239351.587 | 2509113.655 | 330076.4288 | 242671.5806 | 393132.5683 | 3439520.9288 | 4160138.4006 | 2902246.2232
2011-04-14 | 9.57 | 1814932.7 | 3084056.6 | 5.04 | 2624577.598 | 3893717.453 | 12.94 | 1214454.458 | 2483566.663 | 337174.243 | 249732.5964 | 400384.2824 | 3421230.843 | 4143450.0494 | 2883950.9454
2011-04-15 | 9.71 | 1769025.9 | 3006160.4 | 5.15 | 2580409.26 | 3817559.264 | 13.07 | 1171987.74 | 2409110.816 | 346339.0278 | 258906.6862 | 409939.7689 | 3352499.4278 | 4076465.9502 | 2819050.5849
2011-04-16 | 9.85 | 1659883.2 | 2802358.1 | 5.26 | 2454267.785 | 3596757.732 | 13.19 | 1082365.89 | 2224829.668 | 407064.164 | 319226.0274 | 470449.8084 | 3209422.264 | 3915983.7594 | 2695279.4764
2011-04-17 | 9.99 | 1641327.6 | 2787271.2 | 5.38 | 2437212.86 | 3583171.212 | 13.26 | 1077077.58 | 2223010.716 | 412517.2129 | 324433.6796 | 474703.969 | 3199788.4129 | 3907604.8916 | 2697714.685
2011-04-18 | 10.13 | 1717750.2 | 2984319.3 | 5.5 | 2544672.205 | 3811257.51 | 13.32 | 1148774.835 | 2415332.77 | 365919.1559 | 277174.926 | 426301.0253 | 3350238.4559 | 4088432.436 | 2841633.7953
2011-04-19 | 10.26 | 1693010.2 | 2958928.9 | 5.62 | 2521571.692 | 3787506.732 | 13.38 | 1136370.564 | 2402278.444 | 373017.0841 | 284236.0559 | 432217.9652 | 3331945.9841 | 4071742.7879 | 2834496.4092
2011-04-20 | 10.38 | 1655337.5 | 2920596.2 | 5.75 | 2480624.772 | 3745900.14 | 13.41 | 1115349.268 | 2380597.06 | 380549.2486 | 292193.9187 | 438268.8446 | 3301145.4486 | 4038094.0587 | 2818865.9046
2011-04-21 | 10.5 | 1635941.9 | 2900690 | 5.87 | 2461116.606 | 3725880.811 | 13.45 | 1110086.21 | 2374823.885 | 387459.3851 | 299225.0552 | 443774.3944 | 3288149.3851 | 4025105.8662 | 2818598.2794
2011-04-22 | 10.61 | 1547399.9 | 2779996.4 | 5.99 | 2353781.17 | 3586393.94 | 13.49 | 1045042.42 | 2277628.94 | 399140.5891 | 310839.7575 | 453863.5101 | 3179136.9891 | 3897233.6975 | 2731492.4501
2011-04-23 | 10.73 | 1493659.7 | 2630293.8 | 6.11 | 2291126.638 | 3427775.984 | 13.56 | 1004251.633 | 2140876.394 | 496644.4969 | 409110.1654 | 551180.4262 | 3126938.2969 | 3836886.1494 | 2692056.8202
2011-04-24 | 10.84 | 1470851.6 | 2610641.1 | 6.23 | 2266401.725 | 3406205.977 | 13.62 | 993751.35 | 2133531.954 | 505697.2541 | 416134.7209 | 557060.7917 | 3116338.3541 | 3822340.6979 | 2690592.7457
2011-04-25 | 10.95 | 1473087.5 | 2735231.8 | 6.35 | 2263393.12 | 3525553.98 | 13.72 | 996986.121 | 2259120.449 | 418958.9243 | 331362.4894 | 471907.1636 | 3154190.7243 | 3856916.4694 | 2731027.6126
2011-04-26 | 11.06 | 1537188.1 | 2799336 | 6.48 | 2352873.21 | 3615037.24 | 13.82 | 1044558.58 | 2306696.92 | 421547.3813 | 334882.143 | 474854.7222 | 3220883.3813 | 3949919.383 | 2781551.6422
2011-04-27 | 11.17 | 1517790.4 | 2779427.6 | 6.6 | 2331579.934 | 3593233.586 | 13.93 | 1025035.288 | 2286662.552 | 428268.6791 | 341915.1393 | 481697.0201 | 3207696.2791 | 3935148.7253 | 2768359.5721
2011-04-28 | 11.27 | 1500162.7 | 2761335.7 | 6.74 | 2306719.887 | 3567908.742 | 14.05 | 1003727.738 | 2264891.008 | 434948.5513 | 349467.9047 | 488868.3889 | 3196284.2513 | 3917376.6467 | 2753759.3969
2011-04-29 | 11.37 | 1472734.7 | 2702254.9 | 6.87 | 2271956.5 | 3501492.45 | 14.18 | 972296.98 | 2201807.345 | 443554.3849 | 358582.4333 | 497982.9175 | 3145809.2849 | 3860074.8833 | 2699790.2625
2011-04-30 | 11.47 | 1380206.3 | 2503032.1 | 7.01 | 2150566.304 | 3273406.376 | 14.31 | 887794.784 | 2010611.496 | 544219.6752 | 460309.817 | 599519.6029 | 3047251.7752 | 3733716.193 | 2610131.0989
2011-05-01 | 11.58 | 1357316.8 | 2486617.4 | 7.15 | 2124399.454 | 3253714.13 | 14.43 | 868615.47 | 1997906.85 | 546307.0538 | 458910.3906 | 597738.7797 | 3032924.4538 | 3712624.5206 | 2595645.6297
2011-05-02 | 11.7 | 1315541 | 2538654.1 | 7.29 | 2050962.043 | 3274089.355 | 14.55 | 836419.945 | 2059524.025 | 544924.3242 | 463164.3578 | 601611.3502 | 3083578.4243 | 3737253.7128 | 2661135.3752
2011-05-03 | 11.81 | 1412687.4 | 2668299.4 | 7.43 | 2192414.494 | 3448041.724 | 14.66 | 902934.595 | 2158536.52 | 459771.9784 | 377697.7069 | 515572.6043 | 3128071.3784 | 3825739.4309 | 2674109.1243
2011-05-04 | 11.92 | 1391508.5 | 2646563.3 | 7.59 | 2162193.19 | 3417263.578 | 14.75 | 885185.71 | 2140230.322 | 466565.9877 | 385577.4079 | 522117.417 | 3113129.2877 | 3802840.9859 | 2662347.739
2011-05-05 | 12.04 | 1370329.2 | 2624826.7 | 7.74 | 2135538.51 | 3390051.06 | 14.84 | 869220.14 | 2123707.84 | 473439.0544 | 393154.6696 | 528550.4887 | 3098265.7544 | 3783205.7296 | 2652258.3287
2011-05-06 | 12.16 | 1333295.6 | 2556308.4 | 7.89 | 2091143.464 | 3314171.309 | 14.93 | 839268.136 | 2062271.341 | 482709.8955 | 402738.8057 | 536990.4348 | 3039018.2955 | 3716910.1147 | 2599261.7758
2011-05-07 | 12.28 | 1239709.5 | 2359007 | 8.03 | 1973069.35 | 3092380.775 | 15 | 767294.2 | 1886582.624 | 583227.9259 | 504050.1328 | 636966.8735 | 2942234.926 | 3596430.9078 | 2523549.4975
2011-05-08 | 12.4 | 1217624.4 | 2343415 | 8.16 | 1950852.872 | 3076657.04 | 15.07 | 758806.699 | 1884588.755 | 593433.7506 | 510792.8558 | 642565.4065 | 2936848.7506 | 3587449.8958 | 2527154.1615
2011-05-09 | 12.51 | 1295647.7 | 2551116.2 | 8.3 | 2045117.737 | 3300600.972 | 15.14 | 823906.189 | 2079365.484 | 499867.7718 | 421765.8721 | 552203.5344 | 3050983.9718 | 3722366.8441 | 2631569.0184
2011-05-10 | 12.62 | 1276219.1 | 2531176.6 | 8.41 | 2025575.415 | 3280547.65 | 15.19 | 815064.045 | 2070012.55 | 506480.2071 | 428499.6073 | 557793.0796 | 3037656.8071 | 3709047.2573 | 2627805.6296
2011-05-11 | 12.73 | 1256790.1 | 2511236.7 | 8.53 | 2004246.74 | 3258708.04 | 15.24 | 806221.868 | 2060659.683 | 513092.5606 | 435424.0592 | 563382.6431 | 3024329.2606 | 3694132.0992 | 2624042.3261
2011-05-12 | 12.84 | 1237360.6 | 2491296.3 | 8.64 | 1984702.88 | 3238653.38 | 15.28 | 799164.744 | 2053092.004 | 519594.937 | 442047.8355 | 568671.5311 | 3010891.237 | 3680701.2155 | 2621763.5351
2011-05-13 | 12.94 | 1199639 | 2422002.1 | 8.73 | 1946467.621 | 3168845.135 | 15.3 | 777795.364 | 2000150.54 | 528863.2127 | 450625.713 | 575914.5202 | 2950865.3128 | 3619470.848 | 2576065.0602
2011-05-14 | 13.03 | 1114994.3 | 2243707.8 | 8.81 | 1842761.706 | 2971488.71 | 15.33 | 714460.71 | 1843166.85 | 587412.9017 | 509451.5036 | 633786.8191 | 2831120.7017 | 3480940.2136 | 2476953.6691
2011-05-15 | 13.12 | 1105159.8 | 2237660.9 | 8.9 | 1830571.452 | 2963086.056 | 15.35 | 716936.382 | 1849430.346 | 591313.9407 | 514038.4426 | 637038.8698 | 2828974.8407 | 3477124.4986 | 2486469.2158
2011-05-16 | 13.22 | 1172053.7 | 2424271.1 | 8.98 | 1926158.132 | 3178390.372 | 15.35 | 788783.166 | 2040993.111 | 544402.7337 | 466501.8389 | 587976.6794 | 2968673.8337 | 3644892.2109 | 2628969.7904
2011-05-17 | 13.3 | 1157943 | 2409789 | 9.07 | 1910180.505 | 3162041.31 | 15.35 | 788864.525 | 2040703.35 | 550340.6221 | 472718.9256 | 592477.4811 | 2960129.6221 | 3634760.2356 | 2633180.8311
2011-05-18 | 13.38 | 1143832.2 | 2395306.7 | 9.18 | 1890632.06 | 3142121.36 | 15.35 | 788945.859 | 2040413.564 | 556168.4241 | 479207.4227 | 596868.2965 | 2951475.1242 | 3621328.7827 | 2637281.8605
2011-05-19 | 13.46 | 1129721 | 2380824.1 | 9.29 | 1871082.373 | 3122199.968 | 15.35 | 789027.559 | 2040123.944 | 561996.2399 | 485695.9335 | 601259.1256 | 2942820.3399 | 3607895.9015 | 2641383.0696
2011-05-20 | 13.54 | 1093970.6 | 2313590.5 | 9.39 | 1829706.145 | 3049340.67 | 15.35 | 769468.037 | 1989081.702 | 570987.0146 | 494364.7048 | 608020.9135 | 2884577.5146 | 3543705.3748 | 2597102.6155
2011-05-21 | 13.61 | 1015706.9 | 2141911 | 9.52 | 1720513.25 | 2846730.338 | 15.37 | 708083 | 1834281.368 | 628813.8457 | 553847.726 | 665406.253 | 2770724.8457 | 3400578.064 | 2499687.621
2011-05-22 | 13.68 | 1011358.2 | 2141505.4 | 9.65 | 1703423.979 | 2833584.175 | 15.39 | 712302.197 | 1842444.025 | 631897.0546 | 558837.0249 | 668297.8701 | 2773402.4546 | 3392421.1999 | 2510741.8951
2011-05-23 | 13.75 | 1078594.4 | 2328351.1 | 9.78 | 1783950.386 | 3033721.378 | 15.41 | 778636.192 | 2028386.916 | 584523.1515 | 512358.2118 | 619721.3754 | 2912874.2515 | 3546079.5898 | 2648108.2914
2011-05-24 | 13.82 | 1064482 | 2313867.2 | 9.91 | 1759042.496 | 3008441.481 | 15.45 | 769789.072 | 2019168.667 | 590052.0876 | 519119.9379 | 624766.8164 | 2903919.2876 | 3527561.4189 | 2643935.4834
2011-05-25 | 13.89 | 1053916.5 | 2303023.2 | 10.03 | 1739488.678 | 2988609.274 | 15.48 | 766296.893 | 2015397.869 | 595435.8307 | 525523.8728 | 629454.4663 | 2898459.0307 | 3514133.1468 | 2644852.3353
2011-05-26 | 13.96 | 1041577.2 | 2290359 | 10.16 | 1716364.1 | 2965159.2 | 15.52 | 759234.26 | 2008010.6 | 600892.1341 | 532202.0661 | 634416.3746 | 2891251.1341 | 3497361.2661 | 2642426.9746
2011-05-27 | 14.03 | 1007758.3 | 2225138.3 | 10.26 | 1675555.242 | 2892948.437 | 15.57 | 730881.816 | 1948256.426 | 609542.9295 | 540553.0565 | 641813.8733 | 2834681.2294 | 3433501.4935 | 2590070.2993
2011-05-28 | 14.09 | 931887.9 | 2055972.4 | 10.37 | 1572270.444 | 2696366.848 | 15.62 | 663612.519 | 1787692.123 | 666797.3544 | 599324.0731 | 699440.6999 | 2722769.7544 | 3295690.9211 | 2487132.8229
2011-05-29 | 14.16 | 928023.5 | 2052238.5 | 10.47 | 1560830.363 | 2685057.171 | 15.67 | 662984.323 | 1787194.491 | 625468.3552 | 559419.069 | 658582.2041 | 2677706.8552 | 3244476.24 | 2445776.6951
2011-05-30 | 14.22 | 959565.9 | 2201460.2 | 10.56 | 1606551.174 | 2848458.55 | 15.71 | 690140.089 | 1932028.925 | 623340.4798 | 557834.2886 | 656043.932 | 2824800.6798 | 3406292.8386 | 2588072.857
2011-05-31 | 14.28 | 977125.2 | 2224371.1 | 10.64 | 1622524.404 | 2869783.144 | 15.76 | 708829.172 | 1956069.992 | 626942.1125 | 561708.918 | 659346.4664 | 2851313.2125 | 3431492.062 | 2615416.4584
2011-06-01 | 14.33 | 968335.6 | 2215349.6 | 10.73 | 1606547.34 | 2853573.94 | 15.8 | 701765.787 | 1948774.642 | 606084.9447 | 541670.2435 | 638354.3002 | 2821434.5447 | 3395244.1835 | 2587128.9422
2011-06-02 | 14.38 | 957773.1 | 2204508.7 | 10.84 | 1585216.33 | 2831964.32 | 15.84 | 692918.83 | 1939649.32 | 610870.6684 | 547666.8572 | 643016.0255 | 2815379.3684 | 3379631.1772 | 2582665.3455
2011-06-03 | 14.43 | 935695.7 | 2151202 | 10.94 | 1553398.181 | 2768916.347 | 15.87 | 676267.864 | 1891769.268 | 618574.6251 | 555248.4055 | 649262.6856 | 2769776.6251 | 3324164.7525 | 2541031.9536
2011-06-04 | 14.49 | 865261.2 | 1983911.5 | 11.05 | 1456876.532 | 2575537.94 | 15.9 | 617388.577 | 1736034.465 | 630081.0668 | 568296.039 | 660784.7323 | 2613992.5668 | 3143833.979 | 2396819.1973
2011-06-05 | 14.53 | 866580.9 | 1993091.5 | 11.18 | 1440398.81 | 2566920.03 | 15.92 | 621826.406 | 1748332.458 | 632864.9126 | 573689.9698 | 664080.9814 | 2625956.4126 | 3140609.9998 | 2412413.4394
2011-06-06 | 14.56 | 934210.6 | 2180161.4 | 11.3 | 1511953.28 | 2757915.39 | 15.95 | 681519.08 | 1927464.915 | 563681.3571 | 505967.9993 | 594642.7259 | 2743842.7571 | 3263883.3893 | 2522107.6409
2011-06-07 | 14.6 | 928964.2 | 2174775.9 | 11.43 | 1490605.549 | 2736428.561 | 15.97 | 679808.311 | 1925614.979 | 567950.6986 | 511987.3259 | 598564.3708 | 2742726.5986 | 3248415.8869 | 2524179.3498
2011-06-08 | 14.64 | 921943.8 | 2167570 | 11.56 | 1467472.82 | 2713109.7 | 15.98 | 678098.39 | 1923719.8 | 572182.4185 | 517980.2308 | 602268.8957 | 2739752.4185 | 3231089.9308 | 2525988.6957
2011-06-09 | 14.68 | 913149.3 | 2158543.5 | 11.69 | 1442554.368 | 2687959.332 | 15.98 | 676389.54 | 1921779.06 | 576376.9077 | 523946.705 | 605756.2915 | 2734920.4077 | 3211906.037 | 2527535.3515
2011-06-10 | 14.72 | 884866.4 | 2099048.3 | 11.81 | 1399181.972 | 2613373.766 | 15.98 | 657217.208 | 1871394.824 | 597370.6018 | 545335.6859 | 624856.8923 | 2696418.9018 | 3158709.4518 | 2496251.7163
2011-06-11 | 14.76 | 819271.2 | 1940502.5 | 11.93 | 1305094.79 | 2426335.046 | 15.98 | 604027.64 | 1725254.936 | 659261.5112 | 609351.8819 | 686584.7083 | 2599764.0112 | 3035686.9279 | 2411839.6443
2011-06-12 | 14.8 | 820756 | 1946112.4 | 12.05 | 1290698.875 | 2416064.075 | 15.98 | 611959.186 | 1737311.81 | 661720.1653 | 614280.3227 | 689224.769 | 2607832.5653 | 3030344.3977 | 2426536.579
2011-06-13 | 14.84 | 886839.7 | 2131538.3 | 12.15 | 1362517.169 | 2607225.084 | 15.98 | 678478.786 | 1923173.296 | 592241.6911 | 545700.6385 | 618738.1015 | 2723779.9911 | 3152925.7225 | 2541911.3975
2011-06-14 | 14.88 | 879818.5 | 2124331.6 | 12.26 | 1342953.516 | 2587475.786 | 15.98 | 678554.82 | 1923064.07 | 596143.4475 | 550982.1833 | 621921.9646 | 2720475.0475 | 3138457.9693 | 2544986.0346
2011-06-15 | 14.92 | 871023.1 | 2115304.2 | 12.36 | 1323390.816 | 2567680.876 | 15.98 | 676845.784 | 1921123.174 | 599897.8823 | 555936.6081 | 624969.406 | 2715202.0823 | 3123617.4841 | 2546092.58
2011-06-16 | 14.96 | 864001.6 | 2108097.2 | 12.46 | 1305612.55 | 2549716.8 | 15.98 | 676921.894 | 1921013.824 | 603689.7478 | 560917.4637 | 628043.2782 | 2711786.9478 | 3110634.2637 | 2549057.1022
2011-06-17 | 15 | 837571.3 | 2050520.3 | 12.55 | 1269853.63 | 2482811.305 | 15.98 | 659514.628 | 1872460.298 | 624139.3401 | 581092.3476 | 646501.8771 | 2674659.6401 | 3063903.6526 | 2518962.1751
2011-06-18 | 15.03 | 771554.1 | 1891575.2 | 12.64 | 1180990.923 | 2301019.671 | 15.99 | 601053.328 | 1721071.356 | 685495.2692 | 644228.0667 | 708112.0095 | 2577070.4692 | 2945247.7377 | 2429183.3655
2011-06-19 | 15.07 | 773209.4 | 1897368.7 | 12.73 | 1172067.866 | 2296234.654 | 15.99 | 609000.992 | 1733157.348 | 687455.7273 | 648138.4165 | 710306.0742 | 2584824.4273 | 2944373.0705 | 2443463.4222
2011-06-20 | 15.11 | 839462.3 | 2082908.8 | 12.82 | 1243424.409 | 2486878.824 | 15.99 | 677224.052 | 1920667.372 | 617422.9964 | 578812.7773 | 639264.15 | 2700331.7964 | 3065691.6013 | 2559931.522
2011-06-21 | 15.13 | 834214.3 | 2077521.7 | 12.9 | 1227429.797 | 2470745.002 | 16 | 673726.707 | 1917031.062 | 620544.4374 | 583112.2083 | 642228.6927 | 2698066.1374 | 3053857.2103 | 2559259.7547
2011-06-22 | 15.16 | 830740.3 | 2073955.2 | 12.98 | 1215006.126 | 2458228.656 | 16 | 675586.712 | 1918798.672 | 623562.1437 | 587106.3063 | 644697.204 | 2697517.3437 | 3045334.9623 | 2563495.876
2011-06-23 | 15.18 | 827266.1 | 2070388.4 | 13.06 | 1200795.788 | 2443925.508 | 16.01 | 673874.458 | 1916993.853 | 626501.02 | 591212.1726 | 647468.182 | 2696889.42 | 3035137.6806 | 2564462.035
2011-06-24 | 15.2 | 800892.6 | 2012883.3 | 13.13 | 1165413.659 | 2377411.397 | 16.01 | 652907.003 | 1864894.949 | 646304.3549 | 610672.7992 | 665593.9202 | 2659187.6549 | 2988084.1962 | 2530488.8692
2011-06-25 | 15.22 | 739317.1 | 1858518 | 13.2 | 1084554.568 | 2203761.832 | 16.02 | 596332.48 | 1715530.72 | 706819.1177 | 672780.0537 | 726556.9847 | 2565337.1177 | 2876541.8857 | 2442087.7047
2011-06-26 | 15.25 | 744521.3 | 1867955 | 13.27 | 1081039.448 | 2204479.186 | 16.02 | 606024.798 | 1729456.011 | 708081.0178 | 675815.1471 | 728257.1897 | 2576036.0178 | 2880294.3331 | 2457713.2007
2011-06-27 | 15.27 | 811594.7 | 2054300.3 | 13.33 | 1152883.948 | 2395596.338 | 16.03 | 670598.608 | 1913301.548 | 637307.7702 | 605553.9929 | 657042.5438 | 2691608.0702 | 3001150.3309 | 2570344.0918
2011-06-28 | 15.29 | 808120.2 | 2050733.4 | 13.39 | 1142245 | 2384864.85 | 16.04 | 668886.1 | 1911496.675 | 639806.5557 | 608838.4717 | 659373.531 | 2690539.9557 | 2993703.3217 | 2570870.206
2011-06-29 | 15.32 | 802871.4 | 2045345.5 | 13.45 | 1131606.699 | 2374087.344 | 16.05 | 667174.679 | 1909646.224 | 642346.8769 | 611984.7879 | 661566.3554 | 2687692.3769 | 2986072.1319 | 2571212.5794
2011-06-30 | 15.35 | 797622.6 | 2039957.6 | 13.5 | 1122754.775 | 2365096.35 | 16.05 | 667249.55 | 1909582.2 | 644777.2934 | 614830.4011 | 663458.477 | 2684734.8934 | 2979926.7511 | 2573040.677
2011-07-01 | 15.37 | 771291.4 | 2018053.5 | 13.55 | 1091208.52 | 2337976.99 | 16.06 | 644513.86 | 1891273.545 | 632869.33 | 602143.2328 | 650008.5153 | 2650922.83 | 2940120.2228 | 2541282.0603
2011-07-02 | 15.4 | 708724 | 1860054.7 | 13.6 | 1015728.74 | 2167065.18 | 16.07 | 588075.904 | 1739404.193 | 693054.7833 | 663374.2827 | 710476.7718 | 2553109.4833 | 2830439.4627 | 2449880.9648
2011-07-03 | 15.43 | 713965.8 | 1871197.4 | 13.64 | 1017482.911 | 2174720.239 | 16.07 | 597722.524 | 1754952.076 | 693546.8786 | 665100.9764 | 711440.6722 | 2564744.2786 | 2839821.2154 | 2466392.7482
2011-07-04 | 15.45 | 778154 | 2056080.2 | 13.69 | 1087087.076 | 2365019.336 | 16.08 | 660161.137 | 1938085.032 | 622273.57 | 594166.6628 | 639743.5652 | 2678353.77 | 2959185.9987 | 2577828.5972
2011-07-05 | 15.48 | 774596.8 | 2052430 | 13.73 | 1081720.375 | 2359559.6 | 16.08 | 661940.58 | 1939771.58 | 624305.4774 | 596411.7684 | 641225.8776 | 2676735.4774 | 2955971.3684 | 2580997.4576
2011-07-06 | 15.5 | 769265.7 | 2046959.3 | 13.78 | 1070995.896 | 2348695.616 | 16.09 | 658362.213 | 1936053.848 | 626220.9241 | 598932.9102 | 642984.2259 | 2673180.2241 | 2947628.5261 | 2579038.0739
2011-07-07 | 15.52 | 765708.6 | 2043309.1 | 13.82 | 1063843.2 | 2341449.75 | 16.09 | 658355.37 | 1935953.975 | 627953.8924 | 601069.7751 | 644358.2976 | 2671262.9924 | 2942519.5251 | 2580312.2726
2011-07-08 | 15.54 | 741133.3 | 1987116.8 | 13.86 | 1035994.68 | 2281983.892 | 16.09 | 639136.075 | 1885117.705 | 646712.8965 | 618792.8759 | 661318.605 | 2633829.6965 | 2900776.7679 | 2546436.31
2011-07-09 | 15.56 | 681136.2 | 1831773.3 | 13.9 | 963752.392 | 2114394.904 | 16.09 | 584584.114 | 1735219.618 | 706140.3245 | 679274.2006 | 721037.1364 | 2537913.6245 | 2793669.1046 | 2456256.7544
2011-07-10 | 15.58 | 688184.7 | 1844773.1 | 13.95 | 963895.166 | 2120488.782 | 16.09 | 594235.418 | 1750822.186 | 705900.5104 | 680669.4815 | 721478.9256 | 2550673.6104 | 2801158.2635 | 2472301.1116
2011-07-11 | 15.59 | 755029.1 | 2032350.5 | 13.99 | 1035230.3 | 2312557.2 | 16.08 | 661898.825 | 1939218.41 | 633891.3379 | 608982.5041 | 648838.4564 | 2666241.8379 | 2921539.7041 | 2588056.8664
2011-07-12 | 15.6 | 751472.1 | 2028700.4 | 14.03 | 1026291.404 | 2303525.199 | 16.08 | 660105.644 | 1937332.264 | 635105.3627 | 610791.1238 | 649884.2828 | 2663805.7626 | 2914316.3228 | 2587216.5468
2011-07-13 | 15.61 | 749689.5 | 2026871.2 | 14.08 | 1017351.504 | 2294538.659 | 16.07 | 661884.172 | 1939064.362 | 636136.7953 | 612596.8498 | 650545.8188 | 2663007.9953 | 2907135.5088 | 2589610.1808
2011-07-14 | 15.62 | 747906.7 | 2025041.9 | 14.11 | 1011984.115 | 2289124.7 | 16.07 | 661876.175 | 1939009.9 | 637168.1371 | 614021.1882 | 651398.0622 | 2662210.0371 | 2903145.8882 | 2590407.9622
2011-07-15 | 15.63 | 725140.5 | 1970711.6 | 14.15 | 984331.484 | 2229907.764 | 16.06 | 644426.356 | 1889995.951 | 655251.6022 | 631219.2484 | 667642.6307 | 2625963.2022 | 2861127.0124 | 2557638.5817
2011-07-16 | 15.64 | 669037 | 1819370.5 | 14.18 | 916957.21 | 2067295.628 | 16.06 | 591466.23 | 1741798.444 | 713765.9502 | 690778.593 | 726629.8803 | 2533136.4502 | 2758074.221 | 2468428.3243
2011-07-17 | 15.65 | 676124.8 | 1832412.8 | 14.21 | 918933.364 | 2075225.972 | 16.05 | 601099.86 | 1757386.58 | 712772.7555 | 691242.895 | 726331.3889 | 2545185.5555 | 2766468.867 | 2483717.9689
2011-07-18 | 15.66 | 742550 | 2019545.5 | 14.23 | 992300.05 | 2269300.555 | 16.05 | 667202.55 | 1944196.685 | 640121.1076 | 618534.9454 | 653242.0427 | 2659666.6076 | 2887835.5004 | 2597438.7277
2011-07-19 | 15.66 | 740767.2 | 2017716.2 | 14.26 | 985146.58 | 2262100.48 | 16.04 | 667194.614 | 1944142.284 | 640633.5103 | 619631.0432 | 653575.3471 | 2658349.7103 | 2881731.5232 | 2597717.6311
2011-07-20 | 15.67 | 738984.5 | 2015886.9 | 14.28 | 981565.477 | 2258472.742 | 16.04 | 667186.709 | 1944087.814 | 641114.9476 | 620314.6787 | 653877.586 | 2657001.8476 | 2878787.4207 | 2597965.4
2011-07-21 | 15.68 | 737201.7 | 2014057.6 | 14.3 | 977984.52 | 2254845.15 | 16.04 | 667178.76 | 1944033.3 | 641486.3848 | 620888.3143 | 654069.8249 | 2655543.9848 | 2875733.4643 | 2598103.1249
2011-07-22 | 15.69 | 688685.8 | 1913296.3 | 14.31 | 929155.776 | 2153770.554 | 16.04 | 622175.58 | 1846784.995 | 678203.975 | 656292.0046 | 689282.8168 | 2591500.275 | 2810062.5586 | 2536067.8118
2011-07-23 | 15.7 | 636496.5 | 1764737.9 | 14.33 | 868083.842 | 1996329.215 | 16.04 | 572721.356 | 1700961.77 | 718637.873 | 697560.3008 | 730169.7164 | 2483375.773 | 2693889.5158 | 2431131.4864
2011-07-24 | 15.71 | 636739.5 | 1771976.8 | 14.36 | 863031.94 | 1998273.155 | 16.04 | 573735.268 | 1708971.611 | 717308.0547 | 697741.8792 | 729779.1998 | 2489284.8547 | 2696015.0342 | 2438750.8108
2011-07-25 | 15.72 | 692487.6 | 1945289.8 | 14.37 | 926651.76 | 2179458.045 | 16.04 | 629562.768 | 1882363.876 | 675350.3857 | 655603.7102 | 687450.3325 | 2620640.1857 | 2835061.7552 | 2569814.2085
2011-07-26 | 15.72 | 690713.2 | 1943473.1 | 14.39 | 921307.276 | 2174071.399 | 16.05 | 625997.924 | 1878756.901 | 675312.2135 | 655958.5347 | 687614.4586 | 2618785.3135 | 2830029.9337 | 2566371.3596
2011-07-27 | 15.73 | 690705.7 | 1943465.6 | 14.41 | 919520.008 | 2172283.9 | 16.05 | 627769.092 | 1880527.9 | 675061.0176 | 655898.5371 | 687173.0643 | 2618526.6176 | 2828182.4371 | 2567700.9643
2011-07-28 | 15.73 | 690698.3 | 1943458.1 | 14.42 | 917732.646 | 2170496.507 | 16.06 | 625982.222 | 1878740.999 | 674730.8826 | 655759.6005 | 687034.1277 | 2618188.9826 | 2826256.1075 | 2565775.1267
2011-07-29 | 15.74 | 679806.2 | 1904205.1 | 14.43 | 907809.537 | 2132212.498 | 16.06 | 618577.936 | 1842975.844 | 677653.2396 | 657118.3574 | 688202.1863 | 2581858.3396 | 2789330.8554 | 2531178.0303
2011-07-30 | 15.74 | 629581.1 | 1757662.4 | 14.43 | 850763.34 | 1978848.539 | 16.07 | 567495.98 | 1695576.423 | 717370.2277 | 697474.8456 | 728749.3728 | 2475032.6277 | 2676323.3846 | 2424325.7958
2011-07-31 | 15.74 | 631562.2 | 1766679.6 | 14.43 | 850928.318 | 1986049.417 | 16.07 | 568523.926 | 1703640.269 | 715333.2827 | 696564.8006 | 727839.3278 | 2482012.8827 | 2682614.2176 | 2431479.5968
2011-08-01 | 15.74 | 688901.7 | 1941619.1 | 14.42 | 917700.032 | 2170421.524 | 16.07 | 624173.117 | 1876889.494 | 606493.6846 | 587344.7041 | 618809.9297 | 2548112.7846 | 2757766.2281 | 2495699.4237
2011-08-02 | 15.74 | 688894.3 | 1941611.6 | 14.41 | 919470.684 | 2172192.007 | 16.07 | 624165.316 | 1876881.493 | 605723.5496 | 586384.3708 | 618040.2947 | 2547335.1496 | 2758576.3778 | 2494921.7877
2011-08-03 | 15.73 | 688886.9 | 1941604.1 | 14.39 | 921241.096 | 2173962.55 | 16.07 | 622378.504 | 1875094.75 | 604764.4756 | 585235.0985 | 617272.4191 | 2546368.5756 | 2759197.6485 | 2492367.1691
2011-08-04 | 15.72 | 690646.2 | 1943405.6 | 14.38 | 923010.494 | 2175774.048 | 16.07 | 622369.465 | 1875127.78 | 603623.2572 | 584083.48 | 616311.499 | 2547028.8572 | 2759857.528 | 2491439.279
2011-08-05 | 15.72 | 683284.2 | 1907767.2 | 14.36 | 920168.536 | 2144655.752 | 16.07 | 616745.965 | 1841227.88 | 605767.0059 | 584266.2321 | 616875.6477 | 2513534.2059 | 2728921.9841 | 2458103.5277
2011-08-06 | 15.71 | 632966.2 | 1761127.2 | 14.35 | 862796.068 | 1990960.812 | 16.07 | 565715.432 | 1693875.188 | 644751.7854 | 623888.1116 | 656688.2255 | 2405878.9854 | 2614848.9236 | 2350563.4135
2011-08-07 | 15.71 | 636643.3 | 1771880.1 | 14.33 | 868088.776 | 2003329.578 | 16.06 | 570191.08 | 1705426.865 | 641989.1902 | 621856.8197 | 654847.6319 | 2413869.2901 | 2625186.3977 | 2360274.4969
2011-08-08 | 15.71 | 733499.9 | 2010261.7 | 14.32 | 976028.425 | 2252794.99 | 16.06 | 665233.975 | 1941994.45 | 565338.705 | 544581.4362 | 577762.9468 | 2575600.405 | 2797376.4262 | 2519757.3968
2011-08-09 | 15.7 | 733491.4 | 2010253.2 | 14.31 | 976018.808 | 2252785.573 | 16.06 | 663438.708 | 1940199.348 | 563939.5812 | 543182.9124 | 576555.1213 | 2574192.7812 | 2795968.4854 | 2516754.4693
2011-08-10 | 15.7 | 733482.8 | 2010244.6 | 14.3 | 977795.42 | 2254562.12 | 16.05 | 665216.02 | 1941976.595 | 562399.401 | 541452.6338 | 574824.8428 | 2572644.001 | 2796014.7538 | 2516801.4378
2011-08-11 | 15.7 | 735248.4 | 2012056.6 | 14.29 | 981357.124 | 2258170.259 | 16.05 | 666992.26 | 1943799.235 | 560786.7379 | 539638.7724 | 573201.6796 | 2572843.3379 | 2797809.0314 | 2517000.9147
2011-08-12 | 15.7 | 714287.3 | 1959582.2 | 14.27 | 964505.558 | 2209805.463 | 16.05 | 647753.49 | 1893047.165 | 576317.0211 | 553298.2589 | 587242.5629 | 2535899.2211 | 2763103.7219 | 2480289.7279
2011-08-13 | 15.69 | 658500.2 | 1808572.5 | 14.26 | 901147.047 | 2051223.823 | 16.05 | 591257.056 | 1741328.104 | 632234.3604 | 609883.3983 | 644018.4005 | 2440806.8604 | 2661107.2213 | 2385346.5045
2011-08-14 | 15.69 | 667334 | 1823406.4 | 14.24 | 911789.195 | 2067866.235 | 16.05 | 599156.764 | 1755228.012 | 628769.3283 | 607114.2695 | 641630.6684 | 2452175.7283 | 2674980.5045 | 2396858.6804
2011-08-15 | 15.68 | 738762.3 | 2015663.2 | 14.22 | 993819.7 | 2270725.71 | 16.05 | 666954.25 | 1943853.855 | 553333.3731 | 531211.916 | 566109.7116 | 2568996.5732 | 2801937.626 | 2509963.5666
2011-08-16 | 15.67 | 740527.8 | 2017475.2 | 14.19 | 999167.556 | 2276120.136 | 16.04 | 668730.361 | 1945676.466 | 551201.771 | 528688.4171 | 563967.6094 | 2568676.971 | 2804808.5532 | 2509644.0754
2011-08-17 | 15.66 | 740519.3 | 2017466.6 | 14.15 | 1004516.393 | 2281468.978 | 16.04 | 666935.366 | 1943881.336 | 549142.7472 | 526057.7983 | 562099.784 | 2566609.3472 | 2807526.7763 | 2505981.12
2011-08-18 | 15.65 | 742284.8 | 2019278.6 | 14.12 | 1009864.067 | 2286863.122 | 16.04 | 666925.379 | 1943917.714 | 546791.0496 | 523314.3041 | 559928.3847 | 2566069.6496 | 2810177.4261 | 2503846.0987
2011-08-19 | 15.63 | 726622.6 | 1972237.6 | 14.08 | 998242.4 | 2243862.725 | 16.04 | 649464.32 | 1895077.785 | 561376.1149 | 536017.4727 | 573394.3467 | 2533613.7149 | 2779880.1977 | 2468472.1317
2011-08-20 | 15.61 | 673933.7 | 1824395.5 | 14.04 | 940890.414 | 2091357.138 | 16.04 | 594650.014 | 1745110.338 | 616544.1188 | 591446.58 | 629586.2473 | 2440939.6189 | 2682803.718 | 2374696.5853
2011-08-21 | 15.59 | 670825.1 | 1820227.7 | 13.99 | 943405.04 | 2092812.44 | 16.04 | 589862.245 | 1739263.495 | 615574.8058 | 588418.9719 | 627512.1309 | 2435802.5058 | 2681231.4119 | 2366775.6259
2011-08-22 | 15.56 | 750451.2 | 2001830.8 | 13.95 | 1032077.874 | 2283462.304 | 16.04 | 659152.068 | 1910530.228 | 509252.7337 | 484201.4014 | 524057.3538 | 2511083.5337 | 2767663.7054 | 2434587.5818
2011-08-23 | 15.54 | 755759.2 | 2007262.6 | 13.9 | 1042770.884 | 2294279.204 | 16.04 | 660924.05 | 1912425.95 | 506348.0122 | 480692.085 | 521501.5291 | 2513610.6122 | 2774971.289 | 2433927.4791
2011-08-24 | 15.52 | 759294.8 | 2010880.7 | 13.85 | 1051680.209 | 2303271.219 | 16.04 | 660912.596 | 1912497.036 | 503405.5543 | 477156.0321 | 518918.9678 | 2514286.2543 | 2780427.2511 | 2431416.0038
2011-08-25 | 15.49 | 762830.5 | 2014498.9 | 13.8 | 1058805.556 | 2310479.126 | 16.03 | 660901.304 | 1912568.184 | 500384.1528 | 473731.7339 | 516257.463 | 2514883.0528 | 2784210.8599 | 2428825.6469
2011-08-26 | 15.47 | 752945 | 1976377.6 | 13.74 | 1056623.511 | 2280061.301 | 16.03 | 649230.908 | 1872661.828 | 500633.8971 | 471732.7849 | 515402.704 | 2477011.4971 | 2751794.0859 | 2388064.532
2011-08-27 | 15.44 | 695295.6 | 1837454.6 | 13.68 | 995281.632 | 2137445.912 | 16.02 | 590500.944 | 1732658.204 | 596706.7159 | 567608.2086 | 612231.6194 | 2434161.3159 | 2705054.1206 | 2344889.8234
2011-08-28 | 15.42 | 699827.6 | 1849930 | 13.62 | 1007125.96 | 2157233.66 | 16.01 | 594953.252 | 1745053.782 | 594288.1362 | 563087.1356 | 608664.0381 | 2444218.1362 | 2720320.7956 | 2353717.8201
2011-08-29 | 15.4 | 695954.4 | 1952415.5 | 13.53 | 1002678.59 | 2259145.4 | 16 | 589529.1 | 1845988.5 | 583677.5771 | 554081.9881 | 601184.4773 | 2536093.0771 | 2813227.3882 | 2447172.9773
2011-08-30 | 15.37 | 784052.8 | 2036216.4 | 13.45 | 1121193.452 | 2373362.812 | 15.99 | 667979.728 | 1920141.468 | 484049.3809 | 452881.5002 | 501318.8777 | 2520265.7809 | 2826244.3122 | 2421460.3457
2011-08-31 | 15.35 | 797167.6 | 2075602 | 13.36 | 1147234.608 | 2425675.973 | 15.97 | 681064.596 | 1959496.826 | 507302.2886 | 474718.6195 | 524490.8854 | 2582904.2886 | 2900394.5925 | 2483987.7114
2011-09-01 | 15.32 | 800707 | 2079234.3 | 13.26 | 1163297.428 | 2441832.144 | 15.96 | 681053.668 | 1959578.664 | 477245.7191 | 443305.5617 | 494794.1126 | 2556480.0191 | 2885137.7057 | 2454372.7766
2011-09-02 | 15.3 | 784929.1 | 2032054 | 13.15 | 1163558.635 | 2410691.06 | 15.94 | 667097.944 | 1914220.604 | 490747.4093 | 453694.9669 | 506899.8028 | 2522801.4093 | 2864386.0269 | 2421120.4068
2011-09-03 | 15.26 | 732330.1 | 1884264 | 13.04 | 1112098.678 | 2264039.682 | 15.93 | 611796.617 | 1763728.373 | 544696.9591 | 506908.3284 | 562020.1477 | 2428960.9591 | 2770948.0104 | 2325748.5207
2011-09-04 | 15.22 | 747772.7 | 1905858.2 | 12.92 | 1139519.93 | 2297612.79 | 15.92 | 621368.63 | 1779451.89 | 539073.7405 | 500715.223 | 557924.7241 | 2444931.9405 | 2798328.013 | 2337376.6141
2011-09-05 | 15.19 | 825508 | 2104686 | 12.79 | 1248974.16 | 2528160.56 | 15.9 | 693505.146 | 1972680.661 | 461783.2757 | 421207.2749 | 480514.4576 | 2566469.2757 | 2949367.8349 | 2453195.1186
2011-09-06 | 15.15 | 832595.1 | 2111959.1 | 12.67 | 1270392.56 | 2549765.388 | 15.89 | 695278.02 | 1974639.256 | 457657.2487 | 415512.0612 | 476916.9256 | 2569616.3487 | 2965277.4492 | 2451556.1816
2011-09-07 | 15.09 | 841456.3 | 2121052.7 | 12.54 | 1291810.085 | 2571415.465 | 15.87 | 697049.774 | 1976643.166 | 453190.7698 | 409656.0939 | 473158.6401 | 2574243.4698 | 2981071.5589 | 2449801.8061
2011-09-08 | 15.03 | 852091.5 | 2131966.7 | 12.4 | 1316798.269 | 2596683.037 | 15.85 | 700606.534 | 1980478.882 | 448651.8171 | 403525.8545 | 469316.7807 | 2580618.5171 | 3000208.8915 | 2449795.6627
2011-09-09 | 14.97 | 841521.1 | 2090110.5 | 12.28 | 1316480.307 | 2565079.022 | 15.83 | 684792.242 | 1933378.532 | 460979.4311 | 413381.7785 | 481079.688 | 2551089.9311 | 2978460.8005 | 2414458.22
2011-09-10 | 14.92 | 792498.5 | 1945948.3 | 12.16 | 1266049.348 | 2419507.78 | 15.8 | 635920.576 | 1789367.36 | 514411.4763 | 466017.9353 | 535432.1299 | 2460359.7763 | 2885525.7153 | 2324799.4899
2011-09-11 | 14.85 | 811168.1 | 1970838.9 | 12.04 | 1291386.364 | 2451066.256 | 15.77 | 647161.652 | 1806829.608 | 508042.8108 | 459565.7781 | 530696.2577 | 2478881.7108 | 2910632.0341 | 2337525.8657
2011-09-12 | 14.79 | 894631.3 | 2175622.2 | 11.93 | 1400676.014 | 2681677.21 | 15.73 | 721977.394 | 2002964.91 | 429835.6473 | 380061.223 | 452526.591 | 2605457.8473 | 3061738.433 | 2455491.501
2011-09-13 | 14.73 | 905266.2 | 2186536 | 11.81 | 1422091.64 | 2703371.76 | 15.69 | 729106.18 | 2010372.72 | 424966.6083 | 373982.394 | 447973.3486 | 2611502.6083 | 3077354.154 | 2458346.0686
2011-09-14 | 14.67 | 915900.9 | 2197449.6 | 11.7 | 1441721.374 | 2723280.469 | 15.65 | 736234.784 | 2017780.054 | 419987.6738 | 367984.2678 | 443310.1108 | 2617437.2738 | 3091264.7368 | 2461090.1648
2011-09-15 | 14.61 | 926535.7 | 2208363.4 | 11.6 | 1459564.738 | 2741403.174 | 15.61 | 743363.5 | 2025187.5 | 415118.5394 | 362286.84 | 438756.8731 | 2623481.9394 | 3103690.014 | 2463944.3731
2011-09-16 | 14.55 | 915814.6 | 2166326.3 | 11.49 | 1456929.868 | 2707452.178 | 15.56 | 732723.022 | 1983231.087 | 426887.0953 | 371907.8042 | 449522.0273 | 2593213.3953 | 3079359.9822 | 2432753.1143
2011-09-17 | 14.49 | 864709.3 | 2019978.1 | 11.39 | 1397478.95 | 2552757.67 | 15.51 | 684267.81 | 1839533.346 | 479941.4666 | 424694.8822 | 503262.5969 | 2499919.5666 | 2977452.5522 | 2342795.943
2011-09-18 | 14.43 | 884850.7 | 2046363.9 | 11.29 | 1422513.752 | 2584037 | 15.47 | 700578.428 | 1862088.3 | 473337.4011 | 418110.1234 | 497822.0282 | 2519701.3012 | 3002147.1234 | 2359910.3282
2011-09-19 | 14.37 | 969074.3 | 2252017.6 | 11.19 | 1532724.032 | 2815678.362 | 15.42 | 777235.88 | 2060175.405 | 394652.5244 | 338316.4533 | 418981.8497 | 2646670.1244 | 3153994.8153 | 2479157.2547
2011-09-20 | 14.31 | 981482.7 | 2264751.4 | 11.08 | 1554137.86 | 2837417.865 | 15.38 | 786149.26 | 2069414.215 | 389381.0298 | 332014.767 | 414015.0518 | 2654132.4298 | 3169432.632 | 2483429.2668
2011-09-21 | 14.25 | 990343.3 | 2273844.4 | 10.97 | 1571982.176 | 2855494.856 | 15.33 | 793278.764 | 2076776.184 | 384144.5783 | 325770.2238 | 408914.6986 | 2657988.9783 | 3181265.0798 | 2485690.8826
2011-09-22 | 14.19 | 1000977.8 | 2284757.8 | 10.86 | 1591611.129 | 2875402.784 | 15.29 | 800407.37 | 2084183.52 | 378835.6529 | 319442.1068 | 403921.47 | 2663593.4529 | 3194844.8908 | 2488104.99
2011-09-23 | 14.12 | 993646.4 | 2246172 | 10.73 | 1593814.267 | 2846351.393 | 15.26 | 787767.358 | 2040289.082 | 390035.2623 | 328421.3261 | 414807.6727 | 2636207.2623 | 3174772.7191 | 2455096.7547
2011-09-24 | 14.04 | 942079.7 | 2099297.4 | 10.61 | 1532362.267 | 2689590.943 | 15.22 | 734339.458 | 1891553.382 | 442677.5026 | 380742.0731 | 468654.0063 | 2541974.9026 | 3070333.0161 | 2360207.3884
2011-09-25 | 13.97 | 963675.5 | 2127159.7 | 10.48 | 1562267.808 | 2725763.176 | 15.19 | 748807.476 | 1912287.772 | 435686.2615 | 373295.342 | 463114.2586 | 2562845.9615 | 3099058.518 | 2375402.0306
2011-09-26 | 13.9 | 1054158.5 | 2339333.1 | 10.36 | 1682621.746 | 2967808.736 | 15.15 | 827128.225 | 2112298.45 | 421196.8818 | 357470.0706 | 448814.5739 | 2760529.9818 | 3325278.8066 | 2561113.0239
2011-09-27 | 13.79 | 1071888.4 | 2357527.9 | 10.23 | 1704031.92 | 2989683.88 | 15.12 | 830680.365 | 2116315.21 | 414982.9935 | 350765.0856 | 444016.5722 | 2772510.8934 | 3340448.9656 | 2560331.7822
2011-09-28 | 13.69 | 1089618.2 | 2375722.6 | 10.11 | 1725442.436 | 3011559.266 | 15.09 | 836018.42 | 2122117.82 | 408848.0487 | 344139.0441 | 439106.8158 | 2784570.6487 | 3355698.3101 | 2561224.6358
2011-09-29 | 13.59 | 1109121.7 | 2395737.4 | 9.98 | 1750423.268 | 3037051.603 | 15.05 | 844927.352 | 2131537.942 | 402530.7392 | 337128.7397 | 433812.7964 | 2798268.1392 | 3374180.3427 | 2565350.7384
2011-09-30 | 13.49 | 1105110.7 | 2360519.9 | 9.85 | 1750243.428 | 3005665.004 | 15.02 | 830331.369 | 2085735.367 | 399475.2027 | 332603.3082 | 431194.3482 | 2759995.1027 | 3338268.3122 | 2516929.7152

## 2010_2011 Volume
| Excludes IUK exports and storage injection | [8 empty] | IUK exports and storage injection |  |  | Includes IUK exports and storage injection
MCM |  | LDZ | Total | Cold | LDZ | Total | Warm | LDZ | Total | Total | Total | Total | Total | Total | Total | MCM/day | LDZ | Total | IUK exports & storage injection
| SNCWV | SND | SND | CWV | Cold demand | Cold demand | CWV | Warm demand | Warm demand | SND | Cold demand | Warm demand | SND | Cold demand | Warm demand | All year average | 148.5929 | 259.9838 | 30.9405
2010-10-01 | 13.34 | 101.0686 | 210.1654 | 9.75 | 158.7748 | 267.8727 | 14.88 | 75.9972 | 185.0936 | 35.8154 | 29.8136 | 38.7071 | 245.9808 | 297.6864 | 223.8007 | Dec-Feb average | 235.8083 | 347.7511 | 7.2189
2010-10-02 | 13.23 | 96.9482 | 198.682 | 9.6 | 153.6712 | 255.4061 | 14.82 | 71.739 | 173.4723 | 39.93 | 33.8898 | 42.9393 | 238.612 | 289.2958 | 216.4116 | Jun-Aug average | 68.9764 | 179.9696 | 56.4959
2010-10-03 | 13.11 | 99.3049 | 201.7415 | 9.45 | 156.3237 | 258.7613 | 14.76 | 73.1695 | 175.6056 | 39.1071 | 33.0585 | 42.264 | 240.8485 | 291.8198 | 217.8696
2010-10-04 | 13 | 108.6404 | 220.5666 | 9.29 | 168.4826 | 280.41 | 14.71 | 80.6914 | 192.617 | 33.759 | 27.5783 | 36.9746 | 254.3256 | 307.9883 | 229.5916
2010-10-05 | 12.86 | 110.7379 | 222.7474 | 9.13 | 170.9174 | 282.9281 | 14.65 | 81.5056 | 193.5145 | 33.1212 | 26.8931 | 36.4627 | 255.8686 | 309.8212 | 229.9771
2010-10-06 | 12.73 | 112.8355 | 224.9283 | 8.97 | 173.5142 | 285.6082 | 14.59 | 82.4817 | 194.5739 | 32.5005 | 26.2077 | 35.9506 | 257.4288 | 311.8159 | 230.5245
2010-10-07 | 12.6 | 114.9332 | 227.1092 | 8.81 | 176.111 | 288.2883 | 14.53 | 83.4579 | 195.6333 | 31.8698 | 25.5123 | 35.4286 | 258.979 | 313.8006 | 231.0619
2010-10-08 | 12.47 | 115.2381 | 224.8975 | 8.65 | 176.72 | 286.3806 | 14.48 | 82.6411 | 192.2999 | 31.4764 | 25.0156 | 35.1226 | 256.3739 | 311.3962 | 227.4224
2010-10-09 | 12.32 | 111.0272 | 213.3114 | 8.49 | 170.9648 | 273.2502 | 14.42 | 77.8821 | 180.1657 | 35.5574 | 29.0992 | 39.3796 | 248.8688 | 302.3494 | 219.5453
2010-10-10 | 12.18 | 113.9596 | 216.9603 | 8.31 | 174.3617 | 277.3635 | 14.34 | 79.9257 | 182.9258 | 34.6915 | 28.1885 | 38.6422 | 251.6518 | 305.552 | 221.568
2010-10-11 | 12.03 | 124.2895 | 236.8271 | 8.12 | 187.4703 | 300.0091 | 14.26 | 88.0103 | 200.5472 | 29.2615 | 22.6392 | 33.2836 | 266.0886 | 322.6483 | 233.8308
2010-10-12 | 11.88 | 126.5482 | 239.1739 | 7.93 | 190.3912 | 303.0181 | 14.18 | 89.1485 | 201.7734 | 28.5999 | 21.8945 | 32.7296 | 267.7738 | 324.9126 | 234.503
2010-10-13 | 11.73 | 128.9679 | 241.6863 | 7.75 | 193.3122 | 306.0319 | 14.07 | 90.9346 | 203.6523 | 27.9316 | 21.1595 | 32.116 | 269.618 | 327.1914 | 235.7683
2010-10-14 | 11.58 | 131.3876 | 244.1988 | 7.58 | 196.0711 | 308.8836 | 13.96 | 92.7207 | 205.5312 | 27.2634 | 20.4419 | 31.5024 | 271.4622 | 329.3255 | 237.0335
2010-10-15 | 11.43 | 131.818 | 242.1104 | 7.4 | 196.7638 | 307.0575 | 13.85 | 92.6731 | 202.9647 | 26.8123 | 19.9165 | 31.0984 | 268.9227 | 326.974 | 234.0631
2010-10-16 | 11.28 | 127.2927 | 230.1897 | 7.23 | 190.7706 | 293.6688 | 13.71 | 89.0474 | 191.9437 | 30.9096 | 23.9875 | 35.2214 | 261.0993 | 317.6563 | 227.1651
2010-10-17 | 11.16 | 129.8604 | 233.4606 | 7.07 | 193.8106 | 297.412 | 13.58 | 91.8503 | 195.4497 | 30.0904 | 23.1077 | 34.3936 | 263.5509 | 320.5196 | 229.8433
2010-10-18 | 11.03 | 140.2624 | 253.4209 | 6.91 | 206.9461 | 320.106 | 13.44 | 101.162 | 214.3197 | 24.6493 | 17.5659 | 28.8864 | 278.0702 | 337.6718 | 243.2061
2010-10-19 | 10.91 | 142.3605 | 255.6023 | 6.74 | 209.8675 | 323.1107 | 13.31 | 103.4344 | 216.6755 | 24.0158 | 16.833 | 28.2228 | 279.6181 | 339.9436 | 244.8983
2010-10-20 | 10.78 | 144.2977 | 257.618 | 6.58 | 212.3032 | 325.6248 | 13.17 | 105.545 | 218.8646 | 23.3717 | 16.1251 | 27.5497 | 280.9897 | 341.75 | 246.4143
2010-10-21 | 10.68 | 145.9131 | 259.3024 | 6.41 | 215.063 | 328.4537 | 13.04 | 107.6559 | 221.0444 | 22.7725 | 15.3947 | 26.8886 | 282.0748 | 343.8484 | 247.933
2010-10-22 | 10.58 | 145.5094 | 256.3503 | 6.24 | 215.5211 | 326.3634 | 12.91 | 107.873 | 218.7132 | 22.3584 | 14.8666 | 26.4299 | 278.7087 | 341.23 | 245.1431
2010-10-23 | 10.49 | 139.8153 | 243.2182 | 6.07 | 209.1696 | 312.5739 | 12.79 | 103.6716 | 207.0738 | 26.5586 | 18.9318 | 30.5817 | 269.7768 | 331.5057 | 237.6555
2010-10-24 | 10.39 | 141.8753 | 245.9647 | 5.9 | 212.1694 | 316.2601 | 12.67 | 106.1295 | 210.2182 | 25.7779 | 18.0277 | 29.7643 | 271.7426 | 334.2878 | 239.9825
2010-10-25 | 10.29 | 152.214 | 265.8745 | 5.73 | 226.1029 | 339.7648 | 12.56 | 115.4517 | 229.1114 | 20.3691 | 12.4504 | 24.2911 | 286.2437 | 352.2153 | 253.4025
2010-10-26 | 10.19 | 153.8296 | 267.559 | 5.56 | 228.863 | 342.5939 | 12.45 | 117.2387 | 230.9675 | 19.7599 | 11.71 | 23.6547 | 287.3189 | 354.3039 | 254.6221
2010-10-27 | 10.09 | 155.4452 | 269.2436 | 5.42 | 231.1371 | 344.937 | 12.34 | 119.0258 | 232.8235 | 19.1606 | 11.0316 | 23.0283 | 288.4042 | 355.9686 | 255.8517
2010-10-28 | 9.97 | 157.5436 | 271.4252 | 5.27 | 233.7349 | 347.6181 | 12.24 | 120.8126 | 234.6935 | 18.5171 | 10.35 | 22.4067 | 289.9423 | 357.9681 | 257.1002
2010-10-29 | 9.84 | 157.436 | 268.7738 | 5.12 | 233.6366 | 344.9758 | 12.13 | 120.4937 | 231.8308 | 18.0591 | 9.89 | 22.0103 | 286.8329 | 354.8658 | 253.8411
2010-10-30 | 9.72 | 151.8714 | 255.7669 | 5.02 | 225.6878 | 329.5846 | 12.02 | 115.7862 | 219.681 | 22.2417 | 14.0684 | 26.2037 | 278.0086 | 343.653 | 245.8847
2010-10-31 | 9.59 | 154.3585 | 258.9504 | 4.92 | 227.5541 | 332.1473 | 11.9 | 118.2173 | 222.8084 | 21.4448 | 13.3055 | 25.4062 | 280.3951 | 345.4528 | 248.2146
2010-11-01 | 9.45 | 165.7765 | 279.9865 | 4.82 | 240.8866 | 355.0981 | 11.78 | 128.1222 | 242.3314 | 18.5424 | 10.4199 | 22.4859 | 298.5289 | 365.518 | 264.8174
2010-11-02 | 9.31 | 168.036 | 282.3529 | 4.74 | 242.1885 | 356.5068 | 11.65 | 130.233 | 244.5491 | 17.8871 | 9.8549 | 21.8342 | 300.24 | 366.3617 | 266.3833
2010-11-03 | 9.17 | 170.2956 | 284.7193 | 4.66 | 243.4903 | 357.9155 | 11.52 | 132.344 | 246.7669 | 17.2317 | 9.2898 | 21.1825 | 301.9511 | 367.2053 | 267.9494
2010-11-04 | 9.04 | 172.5552 | 287.0858 | 4.58 | 244.9542 | 359.4863 | 11.38 | 134.779 | 249.3088 | 16.5936 | 8.7246 | 20.5132 | 303.6794 | 368.2109 | 269.8221
2010-11-05 | 8.88 | 172.8973 | 284.9107 | 4.48 | 244.0041 | 356.0188 | 11.25 | 134.7277 | 246.7403 | 16.0685 | 8.3554 | 20.092 | 300.9792 | 364.3742 | 266.8323
2010-11-06 | 8.73 | 167.2066 | 271.7824 | 4.38 | 235.6105 | 340.1876 | 11.11 | 129.9406 | 234.5157 | 20.2561 | 12.6117 | 24.2789 | 292.0385 | 352.7993 | 258.7946
2010-11-07 | 8.58 | 170.1099 | 275.4098 | 4.27 | 237.7684 | 343.0696 | 10.98 | 132.6536 | 237.9528 | 19.4532 | 11.8406 | 23.4732 | 294.863 | 354.9103 | 261.426
2010-11-08 | 8.43 | 182.3987 | 297.3805 | 4.1 | 252.754 | 367.7372 | 10.86 | 143.2228 | 258.2039 | 13.9333 | 6.2297 | 17.949 | 311.3138 | 373.9669 | 276.1529
2010-11-09 | 8.26 | 184.9804 | 300.0786 | 3.93 | 255.352 | 370.4517 | 10.75 | 144.8477 | 259.9451 | 13.2632 | 5.5439 | 17.3672 | 313.3418 | 375.9955 | 277.3123
2010-11-10 | 8.1 | 187.723 | 302.9424 | 3.76 | 258.2741 | 373.4949 | 10.63 | 146.9586 | 262.1772 | 12.5837 | 4.8303 | 16.7403 | 315.5261 | 378.3251 | 278.9175
2010-11-11 | 7.93 | 190.3048 | 305.6406 | 3.55 | 261.5204 | 376.8576 | 10.54 | 148.2595 | 263.5944 | 11.9136 | 4.0751 | 16.1931 | 317.5542 | 380.9327 | 279.7875
2010-11-12 | 7.77 | 190.9305 | 303.751 | 3.35 | 262.4422 | 375.2641 | 10.44 | 147.9932 | 260.8129 | 11.3662 | 3.56 | 15.8323 | 315.1172 | 378.8241 | 276.6451
2010-11-13 | 7.6 | 185.0412 | 290.4062 | 3.14 | 255.2678 | 360.6341 | 10.35 | 142.0533 | 247.4175 | 15.5818 | 7.6561 | 20.1555 | 305.9881 | 368.2902 | 267.573
2010-11-14 | 7.42 | 188.0412 | 294.1299 | 2.94 | 258.4788 | 364.5687 | 10.27 | 143.6432 | 249.731 | 14.7924 | 6.7742 | 19.4816 | 308.9222 | 371.3429 | 269.2127
2010-11-15 | 7.25 | 201.2762 | 317.0966 | 2.73 | 274.8298 | 390.6517 | 10.2 | 153.7869 | 269.6064 | 9.2367 | 2.27 | 14.0387 | 326.3333 | 392.9217 | 283.6451
2010-11-16 | 7.08 | 204.1801 | 320.1265 | 2.58 | 277.4281 | 393.3759 | 10.12 | 155.2498 | 271.1951 | 8.5633 | 1.84 | 13.5037 | 328.6898 | 395.2159 | 284.6988
2010-11-17 | 6.95 | 206.1184 | 322.162 | 2.42 | 279.8649 | 395.91 | 10.03 | 156.5512 | 272.5939 | 7.9684 | 1.42 | 12.9663 | 330.1305 | 397.33 | 285.5602
2010-11-18 | 6.83 | 208.2176 | 324.3634 | 2.26 | 282.6257 | 398.773 | 9.95 | 158.0146 | 274.1594 | 7.3741 | 1 | 12.4285 | 331.7375 | 399.773 | 286.5879
2010-11-19 | 6.7 | 208.1628 | 321.767 | 2.15 | 281.8521 | 395.4577 | 9.87 | 157.2252 | 270.8283 | 6.867 | 0.58 | 12.1258 | 328.6341 | 396.0377 | 282.9541
2010-11-20 | 6.57 | 201.0052 | 307.106 | 2.05 | 272.26 | 378.3622 | 9.78 | 150.8717 | 256.9717 | 11.198 | 3.0872 | 16.4881 | 318.3041 | 381.4494 | 273.4597
2010-11-21 | 6.49 | 202.7081 | 309.4929 | 1.95 | 274.1813 | 380.9673 | 9.7 | 152.7574 | 259.5412 | 10.8105 | 2.5976 | 16.0332 | 320.3033 | 383.5649 | 275.5743
2010-11-22 | 6.4 | 215.0052 | 331.5118 | 1.87 | 288.8092 | 405.3172 | 9.61 | 163.3832 | 279.8888 | 5.7788 | 0 | 10.9479 | 337.2905 | 405.3172 | 290.8367
2010-11-23 | 6.32 | 216.4607 | 333.0504 | 1.78 | 290.4363 | 407.0274 | 9.53 | 164.8471 | 281.4358 | 5.6596 | 0 | 10.8199 | 338.71 | 407.0274 | 292.2556
2010-11-24 | 6.23 | 217.7553 | 334.4232 | 1.7 | 291.5773 | 408.2468 | 9.44 | 166.1491 | 282.816 | 5.5399 | 0 | 10.6923 | 339.9631 | 408.2468 | 293.5083
2010-11-25 | 6.18 | 218.567 | 335.2989 | 1.61 | 293.0429 | 409.7763 | 9.37 | 167.2893 | 284.0203 | 5.4687 | 0 | 10.5816 | 340.7677 | 409.7763 | 294.6018
2010-11-26 | 6.13 | 217.2048 | 331.3533 | 1.51 | 292.0678 | 406.2178 | 9.29 | 166.464 | 280.6116 | 5.4776 | 0 | 10.6802 | 336.8309 | 406.2178 | 291.2917
2010-11-27 | 6.09 | 208.6979 | 315.2985 | 1.42 | 282.3523 | 388.9543 | 9.21 | 160.0133 | 266.613 | 10.3469 | 1.9371 | 15.442 | 325.6454 | 390.8913 | 282.0549
2010-11-28 | 6.04 | 209.7538 | 317.0185 | 1.33 | 283.9389 | 391.2049 | 9.14 | 161.5663 | 268.8301 | 10.1854 | 1.6346 | 15.1741 | 327.2039 | 392.8395 | 284.0043
2010-11-29 | 5.98 | 221.8138 | 338.8019 | 1.24 | 299.0671 | 416.0567 | 9.08 | 172.0125 | 288.9996 | 5.1841 | 0 | 10.1213 | 343.986 | 416.0567 | 299.1208
2010-11-30 | 5.93 | 222.7866 | 339.8434 | 1.15 | 300.6947 | 417.7531 | 9.01 | 173.3148 | 290.3707 | 5.1063 | 0 | 10.0029 | 344.9498 | 417.7531 | 300.3736
2010-12-01 | 5.87 | 223.5984 | 340.7192 | 1.07 | 301.8362 | 418.9586 | 8.95 | 174.1311 | 291.2509 | 7.2127 | 0 | 12.1043 | 347.9319 | 418.9586 | 303.3552
2010-12-02 | 5.81 | 224.5711 | 341.7206 | 0.99 | 303.1397 | 420.2908 | 8.89 | 175.1093 | 292.2578 | 7.1295 | 0 | 12.0153 | 348.8502 | 420.2908 | 304.2731
2010-12-03 | 5.75 | 223.3561 | 337.8842 | 0.91 | 301.8024 | 416.3321 | 8.84 | 173.7687 | 288.2958 | 7.1168 | 0 | 12.1715 | 345.001 | 416.3321 | 300.4673
2010-12-04 | 5.69 | 214.8306 | 321.7659 | 0.82 | 291.6623 | 398.5991 | 8.8 | 166.3306 | 273.265 | 11.9789 | 3.1914 | 17.0257 | 333.7448 | 401.7905 | 290.2907
2010-12-05 | 5.63 | 216.178 | 323.7445 | 0.74 | 293.2283 | 400.7961 | 8.76 | 167.5565 | 275.1221 | 11.8066 | 2.9042 | 16.8079 | 335.551 | 403.7003 | 291.9299
2010-12-06 | 5.57 | 228.6234 | 345.8922 | 0.65 | 308.8401 | 426.1105 | 8.72 | 178.0498 | 295.3176 | 6.7905 | 0 | 11.7729 | 352.6826 | 426.1105 | 307.0905
2010-12-07 | 5.5 | 229.5962 | 346.8936 | 0.55 | 310.3058 | 427.6048 | 8.7 | 178.2177 | 295.5142 | 6.7002 | 0 | 11.7634 | 353.5938 | 427.6048 | 307.2776
2010-12-08 | 5.44 | 230.5691 | 347.8951 | 0.46 | 311.7716 | 429.0992 | 8.67 | 178.7098 | 296.0349 | 6.617 | 0 | 11.7264 | 354.5122 | 429.0992 | 307.7612
2010-12-09 | 5.38 | 231.542 | 348.8967 | 0.34 | 313.7236 | 431.0799 | 8.63 | 179.364 | 296.7177 | 6.5339 | 0 | 11.672 | 355.4306 | 431.0799 | 308.3897
2010-12-10 | 5.32 | 230.4722 | 345.2073 | 0.23 | 312.991 | 427.7276 | 8.59 | 178.0058 | 292.7398 | 6.5033 | 0 | 11.8395 | 351.7106 | 427.7276 | 304.5792
2010-12-11 | 5.25 | 221.7447 | 328.8765 | 0.11 | 302.8576 | 409.9909 | 8.56 | 170.1349 | 277.2657 | 11.3721 | 2.0815 | 16.7306 | 340.2486 | 412.0724 | 293.9963
2010-12-12 | 5.18 | 223.2256 | 330.991 | -0.01 | 305.0258 | 412.7926 | 8.49 | 171.8232 | 279.5876 | 11.1943 | 1.7286 | 16.4643 | 342.1853 | 414.5212 | 296.0519
2010-12-13 | 5.11 | 235.9167 | 353.4002 | -0.12 | 321.2074 | 438.6926 | 8.43 | 182.6288 | 300.1113 | 6.1601 | 0 | 11.3929 | 359.5603 | 438.6926 | 311.5042
2010-12-14 | 5.04 | 237.0506 | 354.5676 | -0.24 | 323.1594 | 440.6781 | 8.36 | 183.7692 | 301.2851 | 6.0632 | 0 | 11.2891 | 360.6307 | 440.6781 | 312.5742
2010-12-15 | 5 | 237.8626 | 355.4035 | -0.34 | 324.9496 | 442.4922 | 8.28 | 185.234 | 302.7738 | 6.001 | 0 | 11.1527 | 361.4045 | 442.4922 | 313.9265
2010-12-16 | 4.95 | 238.5137 | 356.0736 | -0.44 | 326.4158 | 443.9775 | 8.21 | 186.2127 | 303.7715 | 5.9383 | 0 | 11.0514 | 362.0119 | 443.9775 | 314.8229
2010-12-17 | 4.91 | 236.9465 | 351.8698 | -0.53 | 325.1503 | 440.0753 | 8.13 | 185.3119 | 300.2341 | 5.9317 | 0 | 11.1533 | 357.8015 | 440.0753 | 311.3874
2010-12-18 | 4.87 | 227.8792 | 335.1851 | -0.63 | 314.6835 | 421.9911 | 8.06 | 178.1816 | 285.4866 | 10.8411 | 0.89543 | 15.9606 | 346.0262 | 422.8865 | 301.4472
2010-12-19 | 4.83 | 228.5624 | 336.4782 | -0.72 | 316.0429 | 423.9603 | 8 | 179.3831 | 287.298 | 10.7239 | 0.6014 | 15.7186 | 347.2021 | 424.5617 | 303.0165
2010-12-20 | 4.8 | 241.1178 | 358.7542 | -0.82 | 332.767 | 450.4052 | 7.94 | 190.7757 | 308.4111 | 5.7234 | 0 | 10.6126 | 364.4776 | 450.4052 | 319.0237
2010-12-21 | 4.76 | 223.1431 | 339.882 | -0.92 | 310.9485 | 427.6892 | 7.9 | 175.3394 | 292.0774 | 14.1602 | 3.8389 | 19.1294 | 354.0422 | 431.5281 | 311.2068
2010-12-22 | 4.73 | 223.7598 | 340.5176 | -1.02 | 312.6457 | 429.4052 | 7.86 | 176.1129 | 292.8697 | 14.113 | 3.6668 | 19.0614 | 354.6305 | 433.0721 | 311.931
2010-12-23 | 4.69 | 224.3766 | 341.1531 | -1.13 | 314.3429 | 431.1213 | 7.82 | 176.7327 | 293.5082 | 14.0585 | 3.4876 | 19.0035 | 355.2116 | 434.6089 | 312.5117
2010-12-24 | 4.65 | 221.3502 | 329.0039 | -1.23 | 311.7962 | 419.4514 | 7.8 | 173.572 | 281.225 | 15.2711 | 4.6378 | 20.2924 | 344.275 | 424.0891 | 301.5174
2010-12-25 | 4.61 | 218.3212 | 320.0084 | -1.33 | 309.4475 | 411.1362 | 7.78 | 170.3741 | 272.0605 | 21.2794 | 10.5355 | 26.3288 | 341.2878 | 421.6717 | 298.3893
2010-12-26 | 4.56 | 217.5356 | 320.2282 | -1.44 | 308.8446 | 411.5386 | 7.76 | 169.5116 | 272.2034 | 21.2273 | 10.3859 | 26.3352 | 341.4554 | 421.9245 | 298.5386
2010-12-27 | 4.51 | 220.3864 | 330.3027 | -1.51 | 311.5076 | 421.4252 | 7.72 | 172.4569 | 282.3723 | 15.1015 | 4.2358 | 20.2371 | 345.4042 | 425.661 | 302.6094
2010-12-28 | 4.45 | 221.141 | 331.0762 | -1.58 | 312.417 | 422.3536 | 7.69 | 172.7623 | 282.6967 | 15.0263 | 4.1399 | 20.2106 | 346.1025 | 426.4935 | 302.9074
2010-12-29 | 4.4 | 221.8956 | 331.8498 | -1.65 | 313.4769 | 423.4325 | 7.65 | 173.3691 | 283.3225 | 14.9582 | 4.0339 | 20.1566 | 346.808 | 427.4665 | 303.4791
2010-12-30 | 4.36 | 222.5004 | 332.4697 | -1.7 | 314.2358 | 424.2066 | 7.61 | 173.976 | 283.9446 | 14.9037 | 3.9595 | 20.0995 | 347.3735 | 428.166 | 304.0441
2010-12-31 | 4.32 | 226.2599 | 334.0359 | -1.74 | 319.4885 | 427.2659 | 7.58 | 176.8162 | 284.5915 | 14.8251 | 3.8583 | 20.0156 | 348.861 | 431.1242 | 304.6071
2011-01-01 | 4.29 | 223.2141 | 322.1463 | -1.76 | 316.0465 | 414.9803 | 7.55 | 173.9109 | 272.8424 | 18.7876 | 7.832 | 23.972 | 340.9339 | 422.8123 | 296.8144
2011-01-02 | 4.25 | 229.9924 | 330.3282 | -1.79 | 325.0775 | 425.4148 | 7.53 | 180.1421 | 280.4772 | 13.4236 | 1.7955 | 17.9529 | 343.7518 | 427.2103 | 298.43
2011-01-03 | 4.25 | 231.1626 | 345.4518 | -1.82 | 325.0198 | 439.3108 | 7.51 | 181.5527 | 295.8408 | 11.398 | 0.35593 | 16.5306 | 356.8498 | 439.6668 | 312.3714
2011-01-04 | 4.24 | 231.1692 | 345.4584 | -1.85 | 325.3348 | 439.626 | 7.48 | 181.8663 | 296.1545 | 11.3905 | 0.31378 | 16.4885 | 356.8489 | 439.9397 | 312.643
2011-01-05 | 4.24 | 250.0912 | 365.5409 | -1.88 | 349.9138 | 465.3655 | 7.46 | 198.499 | 313.9477 | 2.879 | 0 | 7.8527 | 368.4199 | 465.3655 | 321.8003
2011-01-06 | 4.24 | 250.0996 | 365.5494 | -1.91 | 350.4095 | 465.8613 | 7.44 | 198.8311 | 314.2798 | 2.8786 | 0 | 7.8176 | 368.428 | 465.8613 | 322.0974
2011-01-07 | 4.25 | 247.7029 | 360.5049 | -1.96 | 348.4066 | 461.2105 | 7.42 | 196.9118 | 309.7128 | 2.9236 | 0 | 8.0122 | 363.4285 | 461.2105 | 317.7249
2011-01-08 | 4.26 | 237.3928 | 342.2887 | -2.01 | 336.3608 | 441.2586 | 7.4 | 188.5178 | 293.4127 | 7.94 | 0 | 12.9252 | 350.2287 | 441.2586 | 306.3379
2011-01-09 | 4.27 | 237.4258 | 342.6833 | -2.06 | 337.2052 | 442.4645 | 7.39 | 189.0733 | 294.3298 | 7.9054 | 0 | 12.7598 | 350.5887 | 442.4645 | 307.0896
2011-01-10 | 4.28 | 249.4889 | 364.92 | -2.11 | 353.6897 | 469.1228 | 7.38 | 199.8356 | 315.2657 | 2.9322 | 0 | 7.7018 | 367.8523 | 469.1228 | 322.9676
2011-01-11 | 4.28 | 249.4973 | 364.9284 | -2.17 | 354.6718 | 470.105 | 7.37 | 200.0056 | 315.4358 | 2.9319 | 0 | 7.6841 | 367.8603 | 470.105 | 323.1199
2011-01-12 | 4.28 | 249.5056 | 364.9369 | -2.23 | 355.6539 | 471.0872 | 7.36 | 200.1757 | 315.6059 | 2.9315 | 0 | 7.6664 | 367.8684 | 471.0872 | 323.2723
2011-01-13 | 4.28 | 249.514 | 364.9453 | -2.26 | 356.1497 | 471.5831 | 7.36 | 200.1835 | 315.6138 | 2.9311 | 0 | 7.666 | 367.8764 | 471.5831 | 323.2799
2011-01-14 | 4.28 | 247.2778 | 360.0662 | -2.3 | 353.9626 | 466.7531 | 7.36 | 197.9348 | 310.7224 | 2.9633 | 0 | 7.8978 | 363.0295 | 466.7531 | 318.6201
2011-01-15 | 4.3 | 236.9781 | 341.8611 | -2.33 | 341.6073 | 446.4924 | 7.36 | 189.354 | 294.2361 | 7.9858 | 0 | 12.8348 | 349.847 | 446.4924 | 307.071
2011-01-16 | 4.31 | 237.0136 | 342.2584 | -2.34 | 341.8136 | 447.0603 | 7.37 | 189.595 | 294.8389 | 7.9505 | 0 | 12.704 | 350.2089 | 447.0603 | 307.5429
2011-01-17 | 4.32 | 248.9032 | 364.3159 | -2.35 | 357.6468 | 473.0616 | 7.37 | 200.0533 | 315.4649 | 2.9847 | 0 | 7.6716 | 367.3006 | 473.0616 | 323.1365
2011-01-18 | 4.33 | 248.7506 | 364.1585 | -2.35 | 357.6563 | 473.0664 | 7.38 | 199.8991 | 315.3061 | 2.9981 | 0 | 7.686 | 367.1567 | 473.0664 | 322.9921
2011-01-19 | 4.34 | 248.5979 | 364.0011 | -2.34 | 357.5036 | 472.909 | 7.37 | 200.0692 | 315.4715 | 3.0115 | 0 | 7.6657 | 367.0127 | 472.909 | 323.1373
2011-01-20 | 4.35 | 248.6062 | 364.0096 | -2.33 | 357.513 | 472.9186 | 7.36 | 200.4014 | 315.8037 | 3.0183 | 0 | 7.6379 | 367.0279 | 472.9186 | 323.4416
2011-01-21 | 4.36 | 246.2097 | 358.9659 | -2.32 | 354.5124 | 467.2707 | 7.35 | 198.3123 | 311.0676 | 3.0663 | 0 | 7.8496 | 362.0322 | 467.2707 | 318.9172
2011-01-22 | 4.37 | 235.9385 | 340.791 | -2.3 | 341.1983 | 446.0527 | 7.34 | 189.7194 | 294.571 | 8.0795 | 0 | 12.7781 | 348.8705 | 446.0527 | 307.3491
2011-01-23 | 4.36 | 236.1343 | 341.3532 | -2.28 | 340.7793 | 446.0001 | 7.34 | 189.9604 | 295.1783 | 8.022 | 0 | 12.6428 | 349.3752 | 446.0001 | 307.8211
2011-01-24 | 4.36 | 248.4786 | 363.8775 | -2.26 | 356.4157 | 471.8168 | 7.34 | 200.7572 | 316.1552 | 3.0306 | 0 | 7.5991 | 366.9081 | 471.8168 | 323.7543
2011-01-25 | 4.35 | 248.4869 | 363.8859 | -2.25 | 356.1008 | 471.5019 | 7.35 | 200.4408 | 315.8389 | 3.023 | 0 | 7.6262 | 366.9089 | 471.5019 | 323.4651
2011-01-26 | 4.35 | 248.6563 | 364.0601 | -2.23 | 355.9479 | 471.3538 | 7.36 | 200.4486 | 315.8515 | 3.016 | 0 | 7.6356 | 367.0761 | 471.3538 | 323.487
2011-01-27 | 4.37 | 248.1815 | 363.5711 | -2.2 | 355.309 | 470.7007 | 7.39 | 199.8082 | 315.1969 | 3.0498 | 0 | 7.6897 | 366.621 | 470.7007 | 322.8866
2011-01-28 | 4.39 | 245.6236 | 358.3616 | -2.17 | 351.9926 | 464.7327 | 7.43 | 196.9126 | 309.6496 | 3.1129 | 0 | 7.9855 | 361.4745 | 464.7327 | 317.6351
2011-01-29 | 4.41 | 235.2112 | 340.0419 | -2.14 | 338.5888 | 443.4215 | 7.46 | 187.7274 | 292.5572 | 8.1385 | 0 | 12.9799 | 348.1804 | 443.4215 | 305.5371
2011-01-30 | 4.44 | 235.0993 | 340.2878 | -2.1 | 338.177 | 443.3674 | 7.51 | 187.5038 | 292.6915 | 8.1214 | 0 | 12.9051 | 348.4092 | 443.3674 | 305.5966
2011-01-31 | 4.49 | 246.4431 | 361.7808 | -2.06 | 353.2395 | 468.5794 | 7.56 | 197.2462 | 312.5829 | 3.2072 | 0 | 7.9447 | 364.9881 | 468.5794 | 320.5276
2011-02-01 | 4.54 | 245.485 | 360.7943 | -2.02 | 352.4387 | 467.7501 | 7.61 | 196.2817 | 311.59 | 3.2824 | 0 | 8.0259 | 364.0768 | 467.7501 | 319.6159
2011-02-02 | 4.6 | 244.688 | 359.9788 | -2 | 352.2863 | 467.5792 | 7.65 | 195.8036 | 311.0934 | 3.358 | 0 | 8.0717 | 363.3368 | 467.5792 | 319.1651
2011-02-03 | 4.65 | 243.7299 | 358.9975 | -1.98 | 351.8098 | 467.0795 | 7.69 | 195.0012 | 310.2678 | 3.433 | 0 | 8.1353 | 362.4304 | 467.0795 | 318.4031
2011-02-04 | 4.68 | 241.019 | 353.6373 | -1.96 | 348.6676 | 461.288 | 7.72 | 192.2844 | 304.9018 | 3.5174 | 0 | 8.4101 | 357.1547 | 461.288 | 313.3119
2011-02-05 | 4.72 | 230.5784 | 335.2971 | -1.97 | 336.1398 | 440.8605 | 7.73 | 183.6957 | 288.4135 | 8.5545 | 0 | 13.3506 | 343.8516 | 440.8605 | 301.7641
2011-02-06 | 4.75 | 230.3275 | 335.4062 | -1.97 | 336.2049 | 441.2855 | 7.74 | 183.9526 | 289.0304 | 8.5377 | 0 | 13.2131 | 343.9439 | 441.2855 | 302.2435
2011-02-07 | 4.78 | 241.6691 | 356.8961 | -1.98 | 351.8484 | 467.0775 | 7.75 | 194.0607 | 309.2868 | 3.6098 | 0 | 8.2037 | 360.5059 | 467.0775 | 317.4904
2011-02-08 | 4.75 | 242.1606 | 357.4071 | -2.01 | 352.344 | 467.5927 | 7.75 | 194.0683 | 309.3138 | 3.5678 | 0 | 8.2107 | 360.9749 | 467.5927 | 317.5245
2011-02-09 | 4.72 | 242.6522 | 357.9182 | -2.04 | 352.8395 | 468.1077 | 7.76 | 193.9136 | 309.1787 | 3.5258 | 0 | 8.2351 | 361.444 | 468.1077 | 317.4138
2011-02-10 | 4.69 | 243.3048 | 358.5951 | -2.08 | 353.6594 | 468.9519 | 7.76 | 194.0832 | 309.3726 | 3.4772 | 0 | 8.2345 | 362.0723 | 468.9519 | 317.607
2011-02-11 | 4.66 | 241.5577 | 354.2271 | -2.1 | 351.1548 | 463.8262 | 7.76 | 191.8526 | 304.521 | 3.4782 | 0 | 8.4727 | 357.7053 | 463.8262 | 312.9937
2011-02-12 | 4.62 | 232.0377 | 336.8334 | -2.12 | 338.3997 | 443.1974 | 7.76 | 183.1154 | 287.9102 | 8.4194 | 0 | 13.4338 | 345.2528 | 443.1974 | 301.344
2011-02-13 | 4.59 | 232.8729 | 338.059 | -2.14 | 338.9301 | 444.1182 | 7.76 | 183.6873 | 288.8725 | 8.3165 | 0 | 13.2885 | 346.3754 | 444.1182 | 302.161
2011-02-14 | 4.55 | 245.4321 | 360.8054 | -2.13 | 354.3442 | 469.7196 | 7.76 | 193.951 | 309.3232 | 3.2881 | 0 | 8.2753 | 364.0935 | 469.7196 | 317.5985
2011-02-15 | 4.51 | 246.0848 | 361.4823 | -2.11 | 354.0288 | 469.4285 | 7.77 | 193.7963 | 309.1927 | 3.2323 | 0 | 8.3022 | 364.7146 | 469.4285 | 317.4949
2011-02-16 | 4.54 | 245.7709 | 361.1643 | -2.06 | 353.3897 | 468.7851 | 7.79 | 193.6421 | 309.0344 | 3.2665 | 0 | 8.321 | 364.4307 | 468.7851 | 317.3554
2011-02-17 | 4.56 | 245.296 | 360.6803 | -2.01 | 352.4262 | 467.8127 | 7.8 | 193.3258 | 308.7091 | 3.3 | 0 | 8.3402 | 363.9804 | 467.8127 | 317.0494
2011-02-18 | 4.59 | 242.7396 | 355.4788 | -1.96 | 348.9561 | 461.6973 | 7.81 | 191.0971 | 303.8353 | 3.3757 | 0 | 8.5732 | 358.8544 | 461.6973 | 312.4085
2011-02-19 | 4.61 | 232.2473 | 337.0844 | -1.87 | 334.5311 | 439.3701 | 7.84 | 181.9075 | 286.7436 | 8.4015 | 0 | 13.5712 | 345.4859 | 439.3701 | 300.3148
2011-02-20 | 4.69 | 231.3702 | 336.5492 | -1.79 | 333.5048 | 438.6856 | 7.87 | 182.0143 | 287.1923 | 8.4477 | 0 | 13.447 | 344.9969 | 438.6856 | 300.6393
2011-02-21 | 4.76 | 242.1073 | 357.4177 | -1.7 | 347.4377 | 462.7503 | 7.89 | 191.8993 | 307.2087 | 3.5735 | 0 | 8.4428 | 360.9912 | 462.7503 | 315.6516
2011-02-22 | 4.84 | 240.9879 | 356.2704 | -1.6 | 345.988 | 461.2725 | 7.93 | 191.4212 | 306.7027 | 3.6766 | 0 | 8.4836 | 359.947 | 461.2725 | 315.1863
2011-02-23 | 4.91 | 239.8684 | 355.123 | -1.49 | 344.2138 | 459.4704 | 7.96 | 190.9431 | 306.1966 | 3.7726 | 0 | 8.5171 | 358.8955 | 459.4704 | 314.7138
2011-02-24 | 5.01 | 238.2657 | 353.478 | -1.38 | 342.4399 | 457.6543 | 8 | 190.3031 | 305.5144 | 3.9099 | 0 | 8.5604 | 357.3879 | 457.6543 | 314.0748
2011-02-25 | 5.1 | 234.5968 | 347.1341 | -1.27 | 337.8765 | 450.4157 | 8.05 | 187.2779 | 299.8142 | 4.0884 | 0 | 8.8535 | 351.2225 | 450.4157 | 308.6678
2011-02-26 | 5.2 | 223.2385 | 327.8547 | -1.15 | 323.4397 | 428.0577 | 8.09 | 178.193 | 282.8083 | 9.2017 | 0 | 13.8284 | 337.0563 | 428.0577 | 296.6367
2011-02-27 | 5.32 | 221.614 | 326.5526 | -1.04 | 321.8127 | 426.7531 | 8.14 | 177.8391 | 282.7769 | 9.2974 | 0 | 13.7339 | 335.85 | 426.7531 | 296.5109
2011-02-28 | 5.44 | 231.371 | 346.4001 | -0.92 | 335.0199 | 450.0511 | 8.22 | 186.77 | 301.7982 | 4.5007 | 0 | 8.8298 | 350.9008 | 450.0511 | 310.628
2011-03-01 | 5.56 | 229.4458 | 344.4232 | -0.69 | 331.2997 | 446.2791 | 8.37 | 184.3458 | 299.3223 | 10.6001 | 0 | 14.9931 | 355.0233 | 446.2791 | 314.3155
2011-03-02 | 5.68 | 227.5207 | 342.4505 | -0.57 | 329.3635 | 444.2953 | 8.45 | 183.0571 | 297.9861 | 10.7648 | 0 | 15.1005 | 353.2153 | 444.2953 | 313.0866
2011-03-03 | 5.81 | 225.4343 | 340.3119 | -0.44 | 327.2653 | 442.1448 | 8.55 | 181.444 | 296.3207 | 10.9433 | 0 | 15.2399 | 351.2552 | 442.1448 | 311.5607
2011-03-04 | 5.94 | 220.9863 | 333.175 | -0.3 | 322.1127 | 434.3033 | 8.66 | 177.3213 | 289.5091 | 11.2058 | 0.098443 | 15.6317 | 344.3808 | 434.4018 | 305.1408
2011-03-05 | 6.08 | 209.5406 | 313.8193 | -0.17 | 308.1066 | 412.3871 | 8.76 | 167.7225 | 272.0004 | 16.3407 | 5.1927 | 20.674 | 330.16 | 417.5798 | 292.6744
2011-03-06 | 6.21 | 207.6516 | 312.252 | 0 | 305.4173 | 410.0195 | 8.9 | 165.825 | 270.4245 | 16.4395 | 5.309 | 20.7382 | 328.6915 | 415.3285 | 291.1627
2011-03-07 | 6.33 | 217.0886 | 331.7571 | 0.18 | 317.2497 | 431.9201 | 9.03 | 173.6937 | 288.3613 | 11.6575 | 0.59392 | 15.9365 | 343.4146 | 432.514 | 304.2978
2011-03-08 | 6.44 | 215.3244 | 329.95 | 0.35 | 314.5021 | 429.1297 | 9.17 | 171.4315 | 286.0563 | 11.8085 | 0.85984 | 16.1504 | 341.7585 | 429.9896 | 302.2066
2011-03-09 | 6.55 | 213.3989 | 327.977 | 0.54 | 311.268 | 425.848 | 9.31 | 169.007 | 283.5843 | 11.966 | 1.168 | 16.3719 | 339.9431 | 427.016 | 299.9562
2011-03-10 | 6.67 | 211.6346 | 326.1699 | 0.73 | 308.3581 | 422.8953 | 9.45 | 166.9069 | 281.4413 | 12.1242 | 1.4585 | 16.5756 | 338.2941 | 424.3538 | 298.017
2011-03-11 | 6.74 | 208.178 | 320.0583 | 0.92 | 302.4676 | 414.3498 | 9.57 | 162.6761 | 274.5555 | 12.3248 | 2.0018 | 16.9976 | 332.3831 | 416.3516 | 291.5531
2011-03-12 | 6.82 | 197.8723 | 301.8839 | 1.1 | 288.0527 | 392.0659 | 9.69 | 153.0038 | 257.0145 | 17.3589 | 7.19 | 22.0818 | 319.2427 | 399.2559 | 279.0963
2011-03-13 | 6.9 | 196.9578 | 301.3207 | 1.29 | 285.2521 | 389.6166 | 9.81 | 151.61 | 255.9721 | 17.3694 | 7.3462 | 22.1167 | 318.6901 | 396.9628 | 278.0887
2011-03-14 | 6.98 | 206.6716 | 321.0975 | 1.45 | 296.7169 | 411.1447 | 9.9 | 159.6401 | 274.0651 | 12.5486 | 2.6246 | 17.2737 | 333.6461 | 413.7692 | 291.3388
2011-03-15 | 7.04 | 205.5516 | 319.9538 | 1.61 | 293.9686 | 408.3725 | 9.98 | 158.1883 | 272.5895 | 12.6372 | 2.8935 | 17.4039 | 332.591 | 411.266 | 289.9934
2011-03-16 | 7.11 | 204.5928 | 318.9759 | 1.77 | 291.5446 | 405.9294 | 10.06 | 157.0608 | 271.443 | 12.7264 | 3.1447 | 17.5164 | 331.7022 | 409.0741 | 288.9594
2011-03-17 | 7.17 | 203.4727 | 317.8321 | 1.91 | 289.1206 | 403.4817 | 10.1 | 156.2578 | 270.6162 | 12.8149 | 3.3789 | 17.5773 | 330.647 | 406.8606 | 288.1935
2011-03-18 | 7.23 | 200.3529 | 312.07 | 2.05 | 284.2709 | 395.9897 | 10.15 | 153.3588 | 265.075 | 13.0081 | 3.829 | 17.8713 | 325.0781 | 399.8187 | 282.9464
2011-03-19 | 7.32 | 190.2655 | 294.1256 | 2.18 | 271.2939 | 375.1554 | 10.19 | 145.3543 | 249.2135 | 18.0341 | 8.9101 | 22.7964 | 312.1597 | 384.0655 | 272.0099
2011-03-20 | 7.41 | 189.2218 | 293.4309 | 2.31 | 269.4736 | 373.6841 | 10.23 | 145.2337 | 249.442 | 18.0488 | 8.9586 | 22.6889 | 311.4798 | 382.6427 | 272.1308
2011-03-21 | 7.49 | 198.5091 | 312.7591 | 2.44 | 280.7225 | 394.9741 | 10.27 | 153.6948 | 267.9439 | 13.2466 | 4.2055 | 17.7798 | 326.0056 | 399.1796 | 285.7237
2011-03-22 | 7.58 | 197.0667 | 311.2834 | 2.57 | 278.623 | 392.8413 | 10.34 | 152.5675 | 266.7833 | 13.3699 | 4.4072 | 17.8774 | 324.6533 | 397.2485 | 284.6607
2011-03-23 | 7.67 | 195.4631 | 309.6418 | 2.7 | 276.3613 | 390.5416 | 10.4 | 151.4402 | 265.618 | 13.4999 | 4.6165 | 17.9654 | 323.1417 | 395.1581 | 283.5834
2011-03-24 | 7.77 | 194.0207 | 308.166 | 2.82 | 274.5862 | 388.7331 | 10.47 | 150.4751 | 264.6196 | 13.6304 | 4.7907 | 18.0529 | 321.7965 | 393.5238 | 282.6725
2011-03-25 | 7.86 | 190.2754 | 301.7637 | 2.95 | 269.7908 | 381.2807 | 10.57 | 146.6279 | 258.1155 | 13.8882 | 5.2215 | 18.4317 | 315.6519 | 386.5022 | 276.5471
2011-03-26 | 7.96 | 180.157 | 283.7944 | 3.08 | 257.0508 | 360.6896 | 10.68 | 137.5488 | 241.1853 | 19.2949 | 10.6739 | 23.8495 | 303.0893 | 371.3635 | 265.0348
2011-03-27 | 8.05 | 179.304 | 283.2976 | 3.2 | 255.5771 | 359.5722 | 10.79 | 136.5052 | 240.4981 | 19.701 | 11.1065 | 24.2647 | 302.9986 | 370.6787 | 264.7628
2011-03-28 | 8.13 | 188.0894 | 302.0969 | 3.32 | 266.3497 | 380.3587 | 10.91 | 143.2073 | 257.2139 | 15.3405 | 6.7804 | 19.9386 | 317.4374 | 387.1391 | 277.1524
2011-03-29 | 8.22 | 186.6468 | 300.621 | 3.43 | 264.5745 | 378.5502 | 11.04 | 141.1063 | 255.0796 | 15.8838 | 7.3674 | 20.5602 | 316.5049 | 385.9176 | 275.6398
2011-03-30 | 8.31 | 185.3654 | 299.311 | 3.54 | 262.9612 | 376.9084 | 11.16 | 139.3297 | 253.2744 | 16.4206 | 7.9468 | 21.157 | 315.7316 | 384.8552 | 274.4314
2011-03-31 | 8.36 | 184.4062 | 298.3328 | 3.64 | 261.1855 | 375.1137 | 11.26 | 137.5528 | 251.4785 | 16.9254 | 8.5443 | 21.7545 | 315.2582 | 383.658 | 273.233
2011-04-01 | 8.42 | 181.3038 | 294.3026 | 3.75 | 256.9243 | 369.9244 | 11.36 | 133.9146 | 246.9124 | 23.397 | 15.1675 | 28.3603 | 317.6996 | 385.0919 | 275.2727
2011-04-02 | 8.48 | 172.2168 | 276.617 | 3.85 | 245.1623 | 349.5639 | 11.44 | 125.8087 | 230.208 | 28.8206 | 20.6556 | 33.8138 | 305.4376 | 370.2195 | 264.0219
2011-04-03 | 8.53 | 171.7029 | 276.4438 | 3.95 | 243.7162 | 348.4584 | 11.52 | 124.9493 | 229.6893 | 29.1967 | 21.0997 | 34.2233 | 305.6405 | 369.5582 | 263.9126
2011-04-04 | 8.59 | 180.8732 | 296.666 | 4.05 | 254.7314 | 370.5256 | 11.6 | 132.2296 | 248.0215 | 24.7797 | 16.7142 | 29.803 | 321.4457 | 387.2398 | 277.8245
2011-04-05 | 8.65 | 179.7528 | 295.5161 | 4.14 | 253.1179 | 368.8826 | 11.7 | 130.4527 | 246.215 | 25.3085 | 17.302 | 30.4082 | 320.8246 | 386.1846 | 276.6232
2011-04-06 | 8.71 | 178.9547 | 294.6969 | 4.24 | 251.6665 | 367.4101 | 11.8 | 129 | 244.7413 | 25.8342 | 17.902 | 31.0082 | 320.531 | 385.3121 | 275.7495
2011-04-07 | 8.77 | 177.9954 | 293.7122 | 4.34 | 250.0528 | 365.7711 | 11.89 | 127.5475 | 243.2634 | 26.3664 | 18.5097 | 31.5985 | 320.0787 | 384.2807 | 274.8619
2011-04-08 | 8.87 | 174.2796 | 287.0956 | 4.43 | 246.1561 | 358.9735 | 12.04 | 123.1379 | 235.9529 | 27.1091 | 19.3094 | 32.5023 | 314.2047 | 378.2829 | 268.4552
2011-04-09 | 8.97 | 164.6065 | 268.8141 | 4.53 | 234.5299 | 338.7387 | 12.19 | 114.0668 | 218.2733 | 32.6006 | 24.8045 | 38.0841 | 301.4147 | 363.5433 | 256.3574
2011-04-10 | 9.06 | 163.4959 | 268.0307 | 4.62 | 233.2661 | 337.8022 | 12.33 | 112.2939 | 216.8277 | 33.0416 | 25.239 | 38.6053 | 301.0723 | 363.0412 | 255.433
2011-04-11 | 9.16 | 171.5792 | 287.1273 | 4.72 | 243.7617 | 359.3112 | 12.49 | 117.6819 | 233.2289 | 28.7087 | 20.8745 | 34.3447 | 315.8359 | 380.1857 | 267.5736
2011-04-12 | 9.3 | 169.4916 | 284.9847 | 4.82 | 242.3109 | 357.8055 | 12.65 | 115.2562 | 230.7483 | 29.3545 | 21.464 | 35.0382 | 314.3392 | 379.2695 | 265.7865
2011-04-13 | 9.44 | 167.2428 | 282.6768 | 4.92 | 240.6978 | 356.1333 | 12.81 | 112.6683 | 228.1012 | 30.0069 | 22.0611 | 35.7393 | 312.6837 | 378.1944 | 263.8406
2011-04-14 | 9.57 | 164.9939 | 280.3688 | 5.04 | 238.598 | 353.9743 | 12.94 | 110.405 | 225.7788 | 30.6522 | 22.703 | 36.3986 | 311.021 | 376.6773 | 262.1774
2011-04-15 | 9.71 | 160.8205 | 273.2873 | 5.15 | 234.5827 | 347.0508 | 13.07 | 106.5443 | 219.0101 | 31.4854 | 23.537 | 37.2673 | 304.7727 | 370.5878 | 256.2773
2011-04-16 | 9.85 | 150.8985 | 254.7598 | 5.26 | 223.1153 | 326.978 | 13.19 | 98.3969 | 202.2572 | 37.0058 | 29.0205 | 42.7682 | 291.7657 | 355.9985 | 245.0254
2011-04-17 | 9.99 | 149.2116 | 253.3883 | 5.38 | 221.5648 | 325.7428 | 13.26 | 97.9161 | 202.0919 | 37.5016 | 29.494 | 43.1549 | 290.8899 | 355.2368 | 245.2468
2011-04-18 | 10.13 | 156.1591 | 271.3018 | 5.5 | 231.3338 | 346.478 | 13.32 | 104.4341 | 219.5757 | 33.2654 | 25.1977 | 38.7546 | 304.5671 | 371.6757 | 258.3303
2011-04-19 | 10.26 | 153.91 | 268.9935 | 5.62 | 229.2338 | 344.3188 | 13.38 | 103.3064 | 218.3889 | 33.9106 | 25.8396 | 39.2925 | 302.9042 | 370.1584 | 257.6815
2011-04-20 | 10.38 | 150.4852 | 265.5087 | 5.75 | 225.5113 | 340.5364 | 13.41 | 101.3954 | 216.4179 | 34.5954 | 26.5631 | 39.8426 | 300.1041 | 367.0995 | 256.2605
2011-04-21 | 10.5 | 148.722 | 263.6991 | 5.87 | 223.7379 | 338.7164 | 13.45 | 100.9169 | 215.8931 | 35.2236 | 27.2023 | 40.3431 | 298.9227 | 365.9187 | 256.2362
2011-04-22 | 10.61 | 140.6727 | 252.7269 | 5.99 | 213.9801 | 326.0358 | 13.49 | 95.0039 | 207.0572 | 36.2855 | 28.2582 | 41.2603 | 289.0125 | 354.294 | 248.3175
2011-04-23 | 10.73 | 135.7872 | 239.1176 | 6.11 | 208.2842 | 311.616 | 13.56 | 91.2956 | 194.6251 | 45.1495 | 37.1918 | 50.1073 | 284.2671 | 348.8078 | 244.7324
2011-04-24 | 10.84 | 133.7138 | 237.331 | 6.23 | 206.0365 | 309.6551 | 13.62 | 90.341 | 193.9575 | 45.9725 | 37.8304 | 50.6419 | 283.3035 | 347.4855 | 244.5993
2011-04-25 | 10.95 | 133.917 | 248.6574 | 6.35 | 205.763 | 320.5049 | 13.72 | 90.6351 | 205.3746 | 38.0872 | 30.1239 | 42.9007 | 286.7446 | 350.6288 | 248.2752
2011-04-26 | 11.06 | 139.7444 | 254.4851 | 6.48 | 213.8976 | 328.6397 | 13.82 | 94.9599 | 209.6997 | 38.3225 | 30.4438 | 43.1686 | 292.8076 | 359.0836 | 252.8683
2011-04-27 | 11.17 | 137.9809 | 252.6752 | 6.6 | 211.9618 | 326.6576 | 13.93 | 93.185 | 207.8784 | 38.9335 | 31.0832 | 43.7906 | 291.6088 | 357.7408 | 251.6691
2011-04-28 | 11.27 | 136.3784 | 251.0305 | 6.74 | 209.7018 | 324.3553 | 14.05 | 91.248 | 205.8992 | 39.5408 | 31.7698 | 44.4426 | 290.5713 | 356.1251 | 250.3418
2011-04-29 | 11.37 | 133.885 | 245.6595 | 6.87 | 206.5415 | 318.3175 | 14.18 | 88.3906 | 200.1643 | 40.3231 | 32.5984 | 45.2712 | 285.9827 | 350.9159 | 245.4355
2011-04-30 | 11.47 | 125.4733 | 227.5484 | 7.01 | 195.506 | 297.5824 | 14.31 | 80.7086 | 182.7829 | 49.4745 | 41.8463 | 54.5018 | 277.0229 | 339.4287 | 237.2846
2011-05-01 | 11.58 | 123.3924 | 226.0561 | 7.15 | 193.1272 | 295.7922 | 14.43 | 78.965 | 181.6279 | 49.6643 | 41.7191 | 54.3399 | 275.7204 | 337.5113 | 235.9678
2011-05-02 | 11.7 | 119.5946 | 230.7867 | 7.29 | 186.4511 | 297.6445 | 14.55 | 76.0382 | 187.2295 | 49.5386 | 42.1059 | 54.6919 | 280.3253 | 339.7503 | 241.9214
2011-05-03 | 11.81 | 128.4261 | 242.5727 | 7.43 | 199.3104 | 313.4583 | 14.66 | 82.085 | 196.2306 | 41.7975 | 34.3362 | 46.8702 | 284.3701 | 347.7945 | 243.1008
2011-05-04 | 11.92 | 126.5008 | 240.5967 | 7.59 | 196.563 | 310.6603 | 14.75 | 80.4714 | 194.5664 | 42.4151 | 35.0525 | 47.4652 | 283.0118 | 345.7128 | 242.0316
2011-05-05 | 12.04 | 124.5754 | 238.6206 | 7.74 | 194.1399 | 308.1865 | 14.84 | 79.02 | 193.0643 | 43.0399 | 35.7413 | 48.05 | 281.6605 | 343.9278 | 241.1144
2011-05-06 | 12.16 | 121.2087 | 232.3917 | 7.89 | 190.104 | 301.2883 | 14.93 | 76.2971 | 187.4792 | 43.8827 | 36.6126 | 48.8173 | 276.2744 | 337.9009 | 236.2965
2011-05-07 | 12.28 | 112.7009 | 214.4552 | 8.03 | 179.3699 | 281.1255 | 15 | 69.754 | 171.5075 | 53.0207 | 45.8227 | 57.9061 | 267.4759 | 326.9483 | 229.4136
2011-05-08 | 12.4 | 110.6931 | 213.0377 | 8.16 | 177.3503 | 279.6961 | 15.07 | 68.9824 | 171.3263 | 53.9485 | 46.4357 | 58.415 | 266.9863 | 326.1318 | 229.7413
2011-05-09 | 12.51 | 117.7862 | 231.9197 | 8.3 | 185.9198 | 300.0546 | 15.14 | 74.9006 | 189.0332 | 45.4425 | 38.3424 | 50.2003 | 277.3622 | 338.397 | 239.2335
2011-05-10 | 12.62 | 116.0199 | 230.107 | 8.41 | 184.1432 | 298.2316 | 15.19 | 74.0967 | 188.183 | 46.0437 | 38.9545 | 50.7085 | 276.1506 | 337.1861 | 238.8914
2011-05-11 | 12.73 | 114.2536 | 228.2942 | 8.53 | 182.2042 | 296.2462 | 15.24 | 73.2929 | 187.3327 | 46.6448 | 39.584 | 51.2166 | 274.939 | 335.8302 | 238.5493
2011-05-12 | 12.84 | 112.4873 | 226.4815 | 8.64 | 180.4275 | 294.423 | 15.28 | 72.6513 | 186.6447 | 47.2359 | 40.1862 | 51.6974 | 273.7174 | 334.6092 | 238.3421
2011-05-13 | 12.94 | 109.0581 | 220.182 | 8.73 | 176.9516 | 288.0768 | 15.3 | 70.7087 | 181.8319 | 48.0785 | 40.966 | 52.3559 | 268.2605 | 329.0428 | 234.1877
2011-05-14 | 13.03 | 101.3631 | 203.9734 | 8.81 | 167.5238 | 270.1353 | 15.33 | 64.951 | 167.5606 | 53.4012 | 46.3138 | 57.617 | 257.3746 | 316.4491 | 225.1776
2011-05-15 | 13.12 | 100.4691 | 203.4237 | 8.9 | 166.4156 | 269.3715 | 15.35 | 65.176 | 168.13 | 53.7558 | 46.7308 | 57.9126 | 257.1795 | 316.1022 | 226.0427
2011-05-16 | 13.22 | 106.5503 | 220.3883 | 8.98 | 175.1053 | 288.9446 | 15.35 | 71.7076 | 185.5448 | 49.4912 | 42.4093 | 53.4524 | 269.8794 | 331.3538 | 238.9973
2011-05-17 | 13.3 | 105.2675 | 219.0717 | 9.07 | 173.6528 | 287.4583 | 15.35 | 71.715 | 185.5185 | 50.031 | 42.9744 | 53.8616 | 269.1027 | 330.4327 | 239.3801
2011-05-18 | 13.38 | 103.9847 | 217.7552 | 9.18 | 171.8756 | 285.6474 | 15.35 | 71.7224 | 185.4921 | 50.5608 | 43.5643 | 54.2608 | 268.3159 | 329.2117 | 239.7529
2011-05-19 | 13.46 | 102.7019 | 216.4386 | 9.29 | 170.0984 | 283.8364 | 15.35 | 71.7298 | 185.4658 | 51.0906 | 44.1542 | 54.6599 | 267.5291 | 327.9905 | 240.1257
2011-05-20 | 13.54 | 99.4519 | 210.3264 | 9.39 | 166.3369 | 277.2128 | 15.35 | 69.9516 | 180.8256 | 51.9079 | 44.9422 | 55.2746 | 262.2343 | 322.155 | 236.1002
2011-05-21 | 13.61 | 92.337 | 194.7192 | 9.52 | 156.4103 | 258.7937 | 15.37 | 64.3712 | 166.7529 | 57.1649 | 50.3498 | 60.4915 | 251.8841 | 309.1435 | 227.2443
2011-05-22 | 13.68 | 91.9417 | 194.6823 | 9.65 | 154.8567 | 257.5986 | 15.39 | 64.7547 | 167.4949 | 57.4452 | 50.8034 | 60.7544 | 252.1275 | 308.4019 | 228.2493
2011-05-23 | 13.75 | 98.054 | 211.6683 | 9.78 | 162.1773 | 275.7929 | 15.41 | 70.7851 | 184.3988 | 53.1385 | 46.578 | 56.3383 | 264.8068 | 322.3709 | 240.7371
2011-05-24 | 13.82 | 96.7711 | 210.3516 | 9.91 | 159.913 | 273.4947 | 15.45 | 69.9808 | 183.5608 | 53.6411 | 47.1927 | 56.797 | 263.9927 | 320.6874 | 240.3578
2011-05-25 | 13.89 | 95.8106 | 209.3657 | 10.03 | 158.1353 | 271.6918 | 15.48 | 69.6634 | 183.218 | 54.1305 | 47.7749 | 57.2231 | 263.4963 | 319.4666 | 240.4411
2011-05-26 | 13.96 | 94.6888 | 208.2145 | 10.16 | 156.0331 | 269.5599 | 15.52 | 69.0213 | 182.5464 | 54.6266 | 48.382 | 57.6742 | 262.841 | 317.9419 | 240.2206
2011-05-27 | 14.03 | 91.6144 | 202.2853 | 10.26 | 152.3232 | 262.9953 | 15.57 | 66.4438 | 177.1142 | 55.413 | 49.1412 | 58.3467 | 257.6983 | 312.1365 | 235.4609
2011-05-28 | 14.09 | 84.7171 | 186.9066 | 10.37 | 142.9337 | 245.1243 | 15.62 | 60.3284 | 162.5175 | 60.6179 | 54.484 | 63.5855 | 247.5245 | 299.6083 | 226.103
2011-05-29 | 14.16 | 84.3658 | 186.5671 | 10.47 | 141.8937 | 244.0961 | 15.67 | 60.2713 | 162.4722 | 56.8608 | 50.8563 | 59.8711 | 243.4279 | 294.9524 | 222.3433
2011-05-30 | 14.22 | 87.2333 | 200.1327 | 10.56 | 146.0501 | 258.9508 | 15.71 | 62.74 | 175.639 | 56.6673 | 50.7122 | 59.6404 | 256.8001 | 309.663 | 235.2794
2011-05-31 | 14.28 | 88.8296 | 202.2156 | 10.64 | 147.5022 | 260.8894 | 15.76 | 64.439 | 177.8245 | 56.9947 | 51.0644 | 59.9406 | 259.2103 | 311.9538 | 237.7651
2011-06-01 | 14.33 | 88.0305 | 201.3954 | 10.73 | 146.0498 | 259.4158 | 15.8 | 63.7969 | 177.1613 | 55.0986 | 49.2427 | 58.0322 | 256.494 | 308.6586 | 235.1935
2011-06-02 | 14.38 | 87.0703 | 200.4099 | 10.84 | 144.1106 | 257.4513 | 15.84 | 62.9926 | 176.3318 | 55.5337 | 49.7879 | 58.456 | 255.9436 | 307.2392 | 234.7878
2011-06-03 | 14.43 | 85.0632 | 195.5638 | 10.94 | 141.218 | 251.7197 | 15.87 | 61.4789 | 171.979 | 56.2341 | 50.4771 | 59.0239 | 251.7979 | 302.1968 | 231.0029
2011-06-04 | 14.49 | 78.6601 | 180.3556 | 11.05 | 132.4433 | 234.1398 | 15.9 | 56.1262 | 157.8213 | 57.2801 | 51.6633 | 60.0713 | 237.6357 | 285.8031 | 217.8927
2011-06-05 | 14.53 | 78.7801 | 181.1901 | 11.18 | 130.9453 | 233.3564 | 15.92 | 56.5297 | 158.9393 | 57.5332 | 52.1536 | 60.371 | 238.7233 | 285.51 | 219.3103
2011-06-06 | 14.56 | 84.9282 | 198.1965 | 11.3 | 137.4503 | 250.7196 | 15.95 | 61.9563 | 175.2241 | 51.2438 | 45.9971 | 54.0584 | 249.4403 | 296.7167 | 229.2825
2011-06-07 | 14.6 | 84.4513 | 197.7069 | 11.43 | 135.5096 | 248.7662 | 15.97 | 61.8008 | 175.0559 | 51.6319 | 46.5443 | 54.4149 | 249.3388 | 295.3105 | 229.4708
2011-06-08 | 14.64 | 83.8131 | 197.0518 | 11.56 | 133.4066 | 246.6463 | 15.98 | 61.6453 | 174.8836 | 52.0166 | 47.0891 | 54.7517 | 249.0684 | 293.7354 | 229.6353
2011-06-09 | 14.68 | 83.0136 | 196.2312 | 11.69 | 131.1413 | 244.3599 | 15.98 | 61.49 | 174.7072 | 52.3979 | 47.6315 | 55.0688 | 248.6291 | 291.9915 | 229.7759
2011-06-10 | 14.72 | 80.4424 | 190.8226 | 11.81 | 127.1984 | 237.5794 | 15.98 | 59.747 | 170.1268 | 54.3064 | 49.576 | 56.8052 | 245.129 | 287.1554 | 226.932
2011-06-11 | 14.76 | 74.4792 | 176.4093 | 11.93 | 118.645 | 220.5759 | 15.98 | 54.9116 | 156.8414 | 59.9329 | 55.3956 | 62.4168 | 236.3422 | 275.9715 | 219.2581
2011-06-12 | 14.8 | 74.6142 | 176.9193 | 12.05 | 117.3363 | 219.6422 | 15.98 | 55.6327 | 157.9374 | 60.1564 | 55.8437 | 62.6568 | 237.0757 | 275.4859 | 220.5942
2011-06-13 | 14.84 | 80.6218 | 193.7762 | 12.15 | 123.8652 | 237.0205 | 15.98 | 61.6799 | 174.8339 | 53.8402 | 49.6091 | 56.2489 | 247.6164 | 286.6296 | 231.0829
2011-06-14 | 14.88 | 79.9835 | 193.1211 | 12.26 | 122.0867 | 235.2251 | 15.98 | 61.6868 | 174.824 | 54.1949 | 50.0893 | 56.5384 | 247.3159 | 285.3144 | 231.3624
2011-06-15 | 14.92 | 79.1839 | 192.3004 | 12.36 | 120.3083 | 233.4255 | 15.98 | 61.5314 | 174.6476 | 54.5362 | 50.5397 | 56.8154 | 246.8366 | 283.9652 | 231.463
2011-06-16 | 14.96 | 78.5456 | 191.6452 | 12.46 | 118.692 | 231.7924 | 15.98 | 61.5384 | 174.6376 | 54.8809 | 50.9925 | 57.0948 | 246.5261 | 282.7849 | 231.7325
2011-06-17 | 15 | 76.1428 | 186.4109 | 12.55 | 115.4412 | 225.7101 | 15.98 | 59.9559 | 170.2237 | 56.7399 | 52.8266 | 58.7729 | 243.1509 | 278.5367 | 228.9966
2011-06-18 | 15.03 | 70.1413 | 171.9614 | 12.64 | 107.3628 | 209.1836 | 15.99 | 54.6412 | 156.461 | 62.3178 | 58.5662 | 64.3738 | 234.2791 | 267.7498 | 220.8349
2011-06-19 | 15.07 | 70.2918 | 172.4881 | 12.73 | 106.5516 | 208.7486 | 15.99 | 55.3637 | 157.5598 | 62.496 | 58.9217 | 64.5733 | 234.984 | 267.6703 | 222.133
2011-06-20 | 15.11 | 76.3148 | 189.3553 | 12.82 | 113.0386 | 226.0799 | 15.99 | 61.5658 | 174.6061 | 56.1294 | 52.6193 | 58.1149 | 245.4847 | 278.6992 | 232.721
2011-06-21 | 15.13 | 75.8377 | 188.8656 | 12.9 | 111.5845 | 224.6132 | 16 | 61.2479 | 174.2756 | 56.4131 | 53.0102 | 58.3844 | 245.2787 | 277.6234 | 232.66
2011-06-22 | 15.16 | 75.5218 | 188.5414 | 12.98 | 110.4551 | 223.4753 | 16 | 61.417 | 174.4362 | 56.6875 | 53.3733 | 58.6088 | 245.2288 | 276.8486 | 233.0451
2011-06-23 | 15.18 | 75.206 | 188.2171 | 13.06 | 109.1633 | 222.175 | 16.01 | 61.2613 | 174.2722 | 56.9546 | 53.7466 | 58.8607 | 245.1718 | 275.9216 | 233.1329
2011-06-24 | 15.2 | 72.8084 | 182.9894 | 13.13 | 105.9467 | 216.1283 | 16.01 | 59.3552 | 169.5359 | 58.7549 | 55.5157 | 60.5085 | 241.7443 | 271.644 | 230.0444
2011-06-25 | 15.22 | 67.2106 | 168.9562 | 13.2 | 98.5959 | 200.342 | 16.02 | 54.212 | 155.9573 | 64.2563 | 61.1618 | 66.0506 | 233.2125 | 261.5038 | 222.008
2011-06-26 | 15.25 | 67.6838 | 169.8141 | 13.27 | 98.2763 | 200.4072 | 16.02 | 55.0932 | 157.2233 | 64.371 | 61.4377 | 66.2052 | 234.1851 | 261.8449 | 223.4285
2011-06-27 | 15.27 | 73.7813 | 186.7546 | 13.33 | 104.8076 | 217.7815 | 16.03 | 60.9635 | 173.9365 | 57.9371 | 55.0504 | 59.7311 | 244.6916 | 272.8318 | 233.6676
2011-06-28 | 15.29 | 73.4655 | 186.4303 | 13.39 | 103.8405 | 216.8059 | 16.04 | 60.8078 | 173.7724 | 58.1642 | 55.349 | 59.943 | 244.5945 | 272.1548 | 233.7155
2011-06-29 | 15.32 | 72.9883 | 185.9405 | 13.45 | 102.8733 | 215.8261 | 16.05 | 60.6522 | 173.6042 | 58.3952 | 55.635 | 60.1424 | 244.3357 | 271.4611 | 233.7466
2011-06-30 | 15.35 | 72.5111 | 185.4507 | 13.5 | 102.0686 | 215.0088 | 16.05 | 60.6591 | 173.5984 | 58.6161 | 55.8937 | 60.3144 | 244.0668 | 270.9024 | 233.9128
2011-07-01 | 15.37 | 70.1174 | 183.4594 | 13.55 | 99.2008 | 212.5434 | 16.06 | 58.5922 | 171.934 | 57.5336 | 54.7403 | 59.0917 | 240.993 | 267.2837 | 231.0256
2011-07-02 | 15.4 | 64.4295 | 169.0959 | 13.6 | 92.339 | 197.0059 | 16.07 | 53.4614 | 158.1277 | 63.005 | 60.3068 | 64.5888 | 232.1009 | 257.3127 | 222.7165
2011-07-03 | 15.43 | 64.906 | 170.1089 | 13.64 | 92.4984 | 197.7018 | 16.07 | 54.3384 | 159.5411 | 63.0497 | 60.4637 | 64.6764 | 233.1586 | 258.1656 | 224.2175
2011-07-04 | 15.45 | 70.7413 | 186.9164 | 13.69 | 98.8261 | 215.0018 | 16.08 | 60.0146 | 176.1895 | 56.5703 | 54.0152 | 58.1585 | 243.4867 | 269.0169 | 234.3481
2011-07-05 | 15.48 | 70.4179 | 186.5845 | 13.73 | 98.3382 | 214.5054 | 16.08 | 60.1764 | 176.3429 | 56.755 | 54.2193 | 58.2933 | 243.3396 | 268.7247 | 234.6361
2011-07-06 | 15.5 | 69.9332 | 186.0872 | 13.78 | 97.3633 | 213.5178 | 16.09 | 59.8511 | 176.0049 | 56.9292 | 54.4484 | 58.4531 | 243.0164 | 267.9662 | 234.458
2011-07-07 | 15.52 | 69.6099 | 185.7554 | 13.82 | 96.713 | 212.8591 | 16.09 | 59.8505 | 175.9958 | 57.0867 | 54.6427 | 58.578 | 242.8421 | 267.5018 | 234.5738
2011-07-08 | 15.54 | 67.3758 | 180.647 | 13.86 | 94.1813 | 207.4531 | 16.09 | 58.1033 | 171.3743 | 58.7921 | 56.2539 | 60.1199 | 239.4391 | 263.707 | 231.4942
2011-07-09 | 15.56 | 61.9215 | 166.5248 | 13.9 | 87.6139 | 192.2177 | 16.09 | 53.144 | 157.7472 | 64.1946 | 61.7522 | 65.5488 | 230.7194 | 253.9699 | 223.2961
2011-07-10 | 15.58 | 62.5622 | 167.7066 | 13.95 | 87.6268 | 192.7717 | 16.09 | 54.0214 | 159.1657 | 64.1728 | 61.879 | 65.589 | 231.8794 | 254.6508 | 224.7546
2011-07-11 | 15.59 | 68.639 | 184.7591 | 13.99 | 94.1118 | 210.2325 | 16.08 | 60.1726 | 176.2926 | 57.6265 | 55.362 | 58.9853 | 242.3856 | 265.5945 | 235.2779
2011-07-12 | 15.6 | 68.3156 | 184.4273 | 14.03 | 93.2992 | 209.4114 | 16.08 | 60.0096 | 176.1211 | 57.7369 | 55.5265 | 59.0804 | 242.1642 | 264.9378 | 235.2015
2011-07-13 | 15.61 | 68.1536 | 184.261 | 14.08 | 92.4865 | 208.5944 | 16.07 | 60.1713 | 176.2786 | 57.8306 | 55.6906 | 59.1405 | 242.0916 | 264.285 | 235.4191
2011-07-14 | 15.62 | 67.9915 | 184.0947 | 14.11 | 91.9986 | 208.1022 | 16.07 | 60.1706 | 176.2736 | 57.9244 | 55.8201 | 59.218 | 242.0191 | 263.9224 | 235.4916
2011-07-15 | 15.63 | 65.9219 | 179.1556 | 14.15 | 89.4847 | 202.7189 | 16.06 | 58.5842 | 171.8178 | 59.5683 | 57.3836 | 60.6948 | 238.7239 | 260.1025 | 232.5126
2011-07-16 | 15.64 | 60.8215 | 165.3973 | 14.18 | 83.3597 | 187.936 | 16.06 | 53.7697 | 158.3453 | 64.8878 | 62.7981 | 66.0573 | 230.2851 | 250.734 | 224.4026
2011-07-17 | 15.65 | 61.4659 | 166.583 | 14.21 | 83.5394 | 188.6569 | 16.05 | 54.6454 | 159.7624 | 64.7975 | 62.8403 | 66.0301 | 231.3805 | 251.4972 | 225.7925
2011-07-18 | 15.66 | 67.5045 | 183.595 | 14.23 | 90.2091 | 206.3001 | 16.05 | 60.6548 | 176.7452 | 58.1928 | 56.2304 | 59.3856 | 241.7879 | 262.5305 | 236.1308
2011-07-19 | 15.66 | 67.3425 | 183.4287 | 14.26 | 89.5588 | 205.6455 | 16.04 | 60.6541 | 176.7402 | 58.2394 | 56.3301 | 59.4159 | 241.6682 | 261.9756 | 236.1561
2011-07-20 | 15.67 | 67.1804 | 183.2624 | 14.28 | 89.2332 | 205.3157 | 16.04 | 60.6533 | 176.7353 | 58.2832 | 56.3922 | 59.4434 | 241.5456 | 261.7079 | 236.1787
2011-07-21 | 15.68 | 67.0183 | 183.0961 | 14.3 | 88.9077 | 204.9859 | 16.04 | 60.6526 | 176.7303 | 58.3169 | 56.4444 | 59.4609 | 241.4131 | 261.4303 | 236.1912
2011-07-22 | 15.69 | 62.6078 | 173.936 | 14.31 | 84.4687 | 195.7973 | 16.04 | 56.5614 | 167.8895 | 61.6549 | 59.6629 | 62.6621 | 235.5909 | 255.4602 | 230.5516
2011-07-23 | 15.7 | 57.8633 | 160.4307 | 14.33 | 78.9167 | 181.4845 | 16.04 | 52.0656 | 154.6329 | 65.3307 | 63.4146 | 66.3791 | 225.7614 | 244.899 | 221.012
2011-07-24 | 15.71 | 57.8854 | 161.0888 | 14.36 | 78.4574 | 181.6612 | 16.04 | 52.1578 | 155.3611 | 65.2098 | 63.4311 | 66.3436 | 226.2986 | 245.0923 | 221.7046
2011-07-25 | 15.72 | 62.9534 | 176.8445 | 14.37 | 84.2411 | 198.1325 | 16.04 | 57.233 | 171.124 | 61.3955 | 59.6003 | 62.4955 | 238.24 | 257.7329 | 233.6195
2011-07-26 | 15.72 | 62.7921 | 176.6794 | 14.39 | 83.7552 | 197.6429 | 16.05 | 56.9089 | 170.7961 | 61.392 | 59.6326 | 62.5104 | 238.0714 | 257.2754 | 233.3065
2011-07-27 | 15.73 | 62.7914 | 176.6787 | 14.41 | 83.5927 | 197.4804 | 16.05 | 57.0699 | 170.9571 | 61.3692 | 59.6271 | 62.4703 | 238.0479 | 257.1075 | 233.4274
2011-07-28 | 15.73 | 62.7908 | 176.678 | 14.42 | 83.4302 | 197.3179 | 16.06 | 56.9075 | 170.7946 | 61.3392 | 59.6145 | 62.4576 | 238.0172 | 256.9324 | 233.2523
2011-07-29 | 15.74 | 61.8006 | 173.1096 | 14.43 | 82.5281 | 193.8375 | 16.06 | 56.2344 | 167.5433 | 61.6048 | 59.738 | 62.5638 | 234.7144 | 253.5755 | 230.1071
2011-07-30 | 15.74 | 57.2346 | 159.7875 | 14.43 | 77.3421 | 179.8953 | 16.07 | 51.5905 | 154.1433 | 65.2155 | 63.4068 | 66.2499 | 225.003 | 243.3021 | 220.3933
2011-07-31 | 15.74 | 57.4147 | 160.6072 | 14.43 | 77.3571 | 180.5499 | 16.07 | 51.684 | 154.8764 | 65.0303 | 63.3241 | 66.1672 | 225.6375 | 243.874 | 221.0436
2011-08-01 | 15.74 | 62.6274 | 176.5108 | 14.42 | 83.4273 | 197.311 | 16.07 | 56.743 | 170.6263 | 55.1358 | 53.395 | 56.2554 | 231.6466 | 250.706 | 226.8818
2011-08-02 | 15.74 | 62.6268 | 176.5101 | 14.41 | 83.5882 | 197.472 | 16.07 | 56.7423 | 170.6256 | 55.0658 | 53.3077 | 56.1855 | 231.5759 | 250.7797 | 226.8111
2011-08-03 | 15.73 | 62.6261 | 176.5095 | 14.39 | 83.7492 | 197.633 | 16.07 | 56.5799 | 170.4632 | 54.9786 | 53.2032 | 56.1157 | 231.4881 | 250.8361 | 226.5788
2011-08-04 | 15.72 | 62.786 | 176.6732 | 14.38 | 83.91 | 197.7976 | 16.07 | 56.579 | 170.4662 | 54.8748 | 53.0985 | 56.0283 | 231.5481 | 250.8961 | 226.4945
2011-08-05 | 15.72 | 62.1167 | 173.4334 | 14.36 | 83.6517 | 194.9687 | 16.07 | 56.0678 | 167.3844 | 55.0697 | 53.1151 | 56.0796 | 228.5031 | 248.0838 | 223.464
2011-08-06 | 15.71 | 57.5424 | 160.1025 | 14.35 | 78.436 | 180.9964 | 16.07 | 51.4287 | 153.9887 | 58.6138 | 56.7171 | 59.6989 | 218.7163 | 237.7135 | 213.6876
2011-08-07 | 15.71 | 57.8767 | 161.08 | 14.33 | 78.9172 | 182.1209 | 16.06 | 51.8356 | 155.0388 | 58.3627 | 56.5324 | 59.5316 | 219.4427 | 238.6533 | 214.5704
2011-08-08 | 15.71 | 66.6818 | 182.7511 | 14.32 | 88.7299 | 204.7995 | 16.06 | 60.4758 | 176.545 | 51.3944 | 49.5074 | 52.5239 | 234.1455 | 254.3069 | 229.0689
2011-08-09 | 15.7 | 66.681 | 182.7503 | 14.31 | 88.729 | 204.7987 | 16.06 | 60.3126 | 176.3818 | 51.2672 | 49.3803 | 52.4141 | 234.0175 | 254.179 | 228.7959
2011-08-10 | 15.7 | 66.6803 | 182.7495 | 14.3 | 88.8905 | 204.9602 | 16.05 | 60.4742 | 176.5433 | 51.1272 | 49.223 | 52.2568 | 233.8767 | 254.1832 | 228.8001
2011-08-11 | 15.7 | 66.8408 | 182.9142 | 14.29 | 89.2143 | 205.2882 | 16.05 | 60.6357 | 176.709 | 50.9806 | 49.0581 | 52.1092 | 233.8948 | 254.3463 | 228.8183
2011-08-12 | 15.7 | 64.9352 | 178.1438 | 14.27 | 87.6823 | 200.8914 | 16.05 | 58.8867 | 172.0952 | 52.3925 | 50.2998 | 53.3857 | 230.5363 | 251.1912 | 225.4809
2011-08-13 | 15.69 | 59.8637 | 164.4157 | 14.26 | 81.9225 | 186.4749 | 16.05 | 53.7506 | 158.3026 | 57.4759 | 55.4439 | 58.5471 | 221.8915 | 241.9188 | 216.8497
2011-08-14 | 15.69 | 60.6667 | 165.7642 | 14.24 | 82.8899 | 187.9878 | 16.05 | 54.4688 | 159.5662 | 57.1608 | 55.1922 | 58.3301 | 222.9251 | 243.18 | 217.8962
2011-08-15 | 15.68 | 67.1602 | 183.2421 | 14.22 | 90.3472 | 206.4296 | 16.05 | 60.6322 | 176.714 | 50.303 | 48.292 | 51.4645 | 233.5451 | 254.7216 | 228.1785
2011-08-16 | 15.67 | 67.3207 | 183.4068 | 14.19 | 90.8334 | 206.92 | 16.04 | 60.7937 | 176.8797 | 50.1093 | 48.0626 | 51.2698 | 233.5161 | 254.9826 | 228.1495
2011-08-17 | 15.66 | 67.3199 | 183.4061 | 14.15 | 91.3197 | 207.4063 | 16.04 | 60.6305 | 176.7165 | 49.9221 | 47.8234 | 51.1 | 233.3281 | 255.2297 | 227.8165
2011-08-18 | 15.65 | 67.4804 | 183.5708 | 14.12 | 91.8058 | 207.8966 | 16.04 | 60.6296 | 176.7198 | 49.7083 | 47.574 | 50.9026 | 233.2791 | 255.4707 | 227.6224
2011-08-19 | 15.63 | 66.0566 | 179.2943 | 14.08 | 90.7493 | 203.9875 | 16.04 | 59.0422 | 172.2798 | 51.0342 | 48.7289 | 52.1268 | 230.3285 | 252.7164 | 224.4066
2011-08-20 | 15.61 | 61.2667 | 165.8541 | 14.04 | 85.5355 | 190.1234 | 16.04 | 54.0591 | 158.6464 | 56.0495 | 53.7679 | 57.2351 | 221.9036 | 243.8912 | 215.8815
2011-08-21 | 15.59 | 60.9841 | 165.4752 | 13.99 | 85.7641 | 190.2557 | 16.04 | 53.6238 | 158.1149 | 55.9613 | 53.4926 | 57.0466 | 221.4366 | 243.7483 | 215.1614
2011-08-22 | 15.56 | 68.2228 | 181.9846 | 13.95 | 93.8253 | 207.5875 | 16.04 | 59.9229 | 173.6846 | 46.2957 | 44.0183 | 47.6416 | 228.2803 | 251.6058 | 221.3261
2011-08-23 | 15.54 | 68.7054 | 182.4784 | 13.9 | 94.7974 | 208.5708 | 16.04 | 60.084 | 173.8569 | 46.0316 | 43.6993 | 47.4092 | 228.5101 | 252.2701 | 221.2661
2011-08-24 | 15.52 | 69.0268 | 182.8073 | 13.85 | 95.6073 | 209.3883 | 16.04 | 60.083 | 173.8634 | 45.7641 | 43.3778 | 47.1745 | 228.5715 | 252.7661 | 221.0378
2011-08-25 | 15.49 | 69.3482 | 183.1363 | 13.8 | 96.2551 | 210.0436 | 16.03 | 60.0819 | 173.8698 | 45.4895 | 43.0665 | 46.9325 | 228.6257 | 253.1101 | 220.8023
2011-08-26 | 15.47 | 68.4495 | 179.6707 | 13.74 | 96.0567 | 207.2783 | 16.03 | 59.021 | 170.242 | 45.5122 | 42.8848 | 46.8548 | 225.1829 | 250.1631 | 217.0968
2011-08-27 | 15.44 | 63.2087 | 167.0413 | 13.68 | 90.4801 | 194.3133 | 16.02 | 53.6819 | 157.5144 | 54.2461 | 51.6007 | 55.6574 | 221.2874 | 245.914 | 213.1718
2011-08-28 | 15.42 | 63.6207 | 168.1755 | 13.62 | 91.5569 | 196.1122 | 16.01 | 54.0867 | 158.6413 | 54.0262 | 51.1897 | 55.3331 | 222.2016 | 247.3019 | 213.9743
2011-08-29 | 15.4 | 63.2686 | 177.4923 | 13.53 | 91.1526 | 205.3769 | 16 | 53.5936 | 167.8171 | 53.0616 | 50.3711 | 54.6531 | 230.5539 | 255.7479 | 222.4703
2011-08-30 | 15.37 | 71.2775 | 185.1106 | 13.45 | 101.9267 | 215.7603 | 15.99 | 60.7254 | 174.5583 | 44.0045 | 41.171 | 45.5744 | 229.1151 | 256.9313 | 220.1328
2011-08-31 | 15.35 | 72.4698 | 188.6911 | 13.36 | 104.2941 | 220.516 | 15.97 | 61.915 | 178.1361 | 46.1184 | 43.1562 | 47.681 | 234.8095 | 263.6722 | 225.8171
2011-09-01 | 15.32 | 72.7915 | 189.0213 | 13.26 | 105.7543 | 221.9847 | 15.96 | 61.914 | 178.1435 | 43.386 | 40.3005 | 44.9813 | 232.4073 | 262.2852 | 223.1248
2011-09-02 | 15.3 | 71.3572 | 184.7322 | 13.15 | 105.7781 | 219.1537 | 15.94 | 60.6453 | 174.0201 | 44.6134 | 41.245 | 46.0818 | 229.3456 | 260.3987 | 220.1019
2011-09-03 | 15.26 | 66.5755 | 171.2967 | 13.04 | 101.0999 | 205.8218 | 15.93 | 55.6179 | 160.3389 | 49.5179 | 46.0826 | 51.0927 | 220.8146 | 251.9044 | 211.4317
2011-09-04 | 15.22 | 67.9793 | 173.2598 | 12.92 | 103.5927 | 208.8739 | 15.92 | 56.4881 | 161.7684 | 49.0067 | 45.5196 | 50.7204 | 222.2665 | 254.3935 | 212.4888
2011-09-05 | 15.19 | 75.0462 | 191.3351 | 12.79 | 113.5431 | 229.8328 | 15.9 | 63.0459 | 179.3346 | 41.9803 | 38.2916 | 43.6831 | 233.3154 | 268.1243 | 223.0177
2011-09-06 | 15.15 | 75.6905 | 191.9963 | 12.67 | 115.4902 | 231.7969 | 15.89 | 63.2071 | 179.5127 | 41.6052 | 37.7738 | 43.3561 | 233.6015 | 269.5707 | 222.8687
2011-09-07 | 15.09 | 76.496 | 192.823 | 12.54 | 117.4373 | 233.765 | 15.87 | 63.3682 | 179.6948 | 41.1992 | 37.2415 | 43.0144 | 234.0221 | 271.0065 | 222.7093
2011-09-08 | 15.03 | 77.4629 | 193.8152 | 12.4 | 119.7089 | 236.0621 | 15.85 | 63.6915 | 180.0435 | 40.7865 | 36.6842 | 42.6652 | 234.6017 | 272.7463 | 222.7087
2011-09-09 | 14.97 | 76.5019 | 190.01 | 12.28 | 119.68 | 233.189 | 15.83 | 62.2538 | 175.7617 | 41.9072 | 37.5802 | 43.7345 | 231.9173 | 270.7692 | 219.4962
2011-09-10 | 14.92 | 72.0453 | 176.9044 | 12.16 | 115.0954 | 219.9553 | 15.8 | 57.811 | 162.6698 | 46.7647 | 42.3653 | 48.6756 | 223.6691 | 262.3205 | 211.3454
2011-09-11 | 14.85 | 73.7426 | 179.1672 | 12.04 | 117.3988 | 222.8242 | 15.77 | 58.8329 | 164.2572 | 46.1857 | 41.7787 | 48.2451 | 225.3529 | 264.6029 | 212.5024
2011-09-12 | 14.79 | 81.3301 | 197.7838 | 11.93 | 127.3342 | 243.7888 | 15.73 | 65.6343 | 182.0877 | 39.076 | 34.551 | 41.1388 | 236.8598 | 278.3399 | 223.2265
2011-09-13 | 14.73 | 82.2969 | 198.776 | 11.81 | 129.2811 | 245.7611 | 15.69 | 66.2824 | 182.7612 | 38.6333 | 33.9984 | 40.7248 | 237.4093 | 279.7595 | 223.486
2011-09-14 | 14.67 | 83.2637 | 199.7681 | 11.7 | 131.0656 | 247.571 | 15.65 | 66.9304 | 183.4346 | 38.1807 | 33.4531 | 40.3009 | 237.9488 | 281.0241 | 223.7355
2011-09-15 | 14.61 | 84.2305 | 200.7603 | 11.6 | 132.6877 | 249.2185 | 15.61 | 67.5785 | 184.108 | 37.738 | 32.9352 | 39.887 | 238.4984 | 282.1536 | 223.9949
2011-09-16 | 14.55 | 83.2559 | 196.9388 | 11.49 | 132.4482 | 246.132 | 15.56 | 66.6112 | 180.2937 | 38.8079 | 33.8098 | 40.8656 | 235.7467 | 279.9418 | 221.1594
2011-09-17 | 14.49 | 78.6099 | 183.6344 | 11.39 | 127.0435 | 232.0689 | 15.51 | 62.2062 | 167.2303 | 43.631 | 38.6086 | 45.7511 | 227.2654 | 270.6775 | 212.9814
2011-09-18 | 14.43 | 80.441 | 186.0331 | 11.29 | 129.3194 | 234.9125 | 15.47 | 63.6889 | 169.2808 | 43.0307 | 38.01 | 45.2565 | 229.0638 | 272.9225 | 214.5373
2011-09-19 | 14.37 | 88.0977 | 204.7289 | 11.19 | 139.3385 | 255.9708 | 15.42 | 70.6578 | 187.2887 | 35.8775 | 30.756 | 38.0893 | 240.6064 | 286.7268 | 225.3779
2011-09-20 | 14.31 | 89.2257 | 205.8865 | 11.08 | 141.2853 | 257.9471 | 15.38 | 71.4681 | 188.1286 | 35.3983 | 30.1832 | 37.6377 | 241.2848 | 288.1302 | 225.7663
2011-09-21 | 14.25 | 90.0312 | 206.7131 | 10.97 | 142.9075 | 259.5904 | 15.33 | 72.1163 | 188.7978 | 34.9222 | 29.6155 | 37.1741 | 241.6354 | 289.2059 | 225.9719
2011-09-22 | 14.19 | 90.998 | 207.7053 | 10.86 | 144.6919 | 261.4003 | 15.29 | 72.7643 | 189.4712 | 34.4396 | 29.0402 | 36.7201 | 242.1449 | 290.4404 | 226.1914
2011-09-23 | 14.12 | 90.3315 | 204.1975 | 10.73 | 144.8922 | 258.7592 | 15.26 | 71.6152 | 185.4808 | 35.4578 | 29.8565 | 37.7098 | 239.6552 | 288.6157 | 223.1906
2011-09-24 | 14.04 | 85.6436 | 190.8452 | 10.61 | 139.3057 | 244.5083 | 15.22 | 66.7581 | 171.9594 | 40.2434 | 34.6129 | 42.6049 | 231.0886 | 279.1212 | 214.5643
2011-09-25 | 13.97 | 87.6069 | 193.3782 | 10.48 | 142.0243 | 247.7967 | 15.19 | 68.0734 | 173.8443 | 39.6078 | 33.9359 | 42.1013 | 232.986 | 281.7326 | 215.9456
2011-09-26 | 13.9 | 95.8326 | 212.6666 | 10.36 | 152.9656 | 269.8008 | 15.15 | 75.1935 | 192.0271 | 38.2906 | 32.4973 | 40.8013 | 250.9573 | 302.2981 | 232.8285
2011-09-27 | 13.79 | 97.4444 | 214.3207 | 10.23 | 154.912 | 271.7894 | 15.12 | 75.5164 | 192.3923 | 37.7257 | 31.8877 | 40.3651 | 252.0464 | 303.6772 | 232.7574
2011-09-28 | 13.69 | 99.0562 | 215.9748 | 10.11 | 156.8584 | 273.7781 | 15.09 | 76.0017 | 192.9198 | 37.168 | 31.2854 | 39.9188 | 253.1428 | 305.0635 | 232.8386
2011-09-29 | 13.59 | 100.8292 | 217.7943 | 9.98 | 159.1294 | 276.0956 | 15.05 | 76.8116 | 193.7762 | 36.5937 | 30.6481 | 39.4375 | 254.388 | 306.7437 | 233.2137
2011-09-30 | 13.49 | 100.4646 | 214.5927 | 9.85 | 159.113 | 273.2423 | 15.02 | 75.4847 | 189.6123 | 36.3159 | 30.2367 | 39.1995 | 250.9086 | 303.4789 | 228.8118
Formulas:
MCM = +[2]Energy!A5

## 2009_2010 Description
Seasonal Normal Demand Forecasts
This spreadsheet contains total LDZ and national seasonal normal demand forecasts for the 2009/10 gas supply year.
The total LDZ figures are National Grid Transmission's forecasts and not the sum of the forecasts produced by the Networks.
Units are MWh
The forecasts are produced in energy units. The volume figures are converted from the energy figures using a calorific value of 39.6 MJ/m3 for all values.
Daily seasonal normal demands are the demands that are forecast to occur in seasonal normal weather based on the weather between October 1987 and September 2004.
Seasonal normal demand forecasts are produced each year, in May, as part of the annual demand forecasting process.
The methodology for producing these forecasts is published on National Grid’s website at
http://www.nationalgrid.com/uk/Gas/OperationalInfo/operationaldocuments/Gas+Demand+and+Supply+Forecasting+Methodology/
Cold and warm profiles give an indication of extremes of weather that could be expected throughout the year.
Cold and warm demand profiles are calculated from the demand models and cold and warm CWVs calculated from weather data from October 1928 to September 2008.
They do not show historical maximums and minimums.
The cold/warm curves are 1 in 20 weekly values
The highest demand on the cold curve will always be less than the 1 in 20 peak day demand.
Adding all the cold demand values will produce an annual demand far in excess of a 1 in 20 year because even in the coldest year there will be days warmer than normal.
Exports to Europe and storage injection are shown separately.
Exports to Europe and storage injection depend on the supply demand balance and the price of gas in the UK and on ther continent. The figures in this spreadsheet are therefore
not detailed forecasts but typical values for the time of year for graphical comparison with actual demands in the daily summary report.
http://marketinformation.natgrid.co.uk/gas/ReportExplorer.aspx
The forecasts were produced in May/June 2009.

## 2009_2010 Energy
| Excludes IUK exports and storage injection | [8 empty] | IUK exports and storage injection |  |  | Includes IUK exports and storage injection
MWh |  | LDZ | Total | Cold | LDZ | Total | Warm | LDZ | Total | Total | Total | Total | Total | Total | Total
| SNCWV | SND | SND | CWV | Cold demand | Cold demand | CWV | Warm demand | Warm demand | SND | Cold demand | Warm demand | SND | Cold demand | Warm demand
2009-10-01 | 12.69 | 1228346.7 | 2182151.7 | 9.7 | 1735457.278 | 2689270.65 | 14.6 | 904406.498 | 1858206.15 | 464961.9228 | 464961.9228 | 464961.9228 | 2647113.6228 | 3154232.5728 | 2323168.0728
2009-10-02 | 12.57 | 1230455.8 | 2086630.2 | 9.56 | 1739161.452 | 2595344.581 | 14.54 | 897515.556 | 1753684.243 | 484033.778 | 484033.778 | 484033.778 | 2570663.978 | 3079378.3589 | 2237718.0209
2009-10-03 | 12.46 | 1175877.9 | 1991115.4 | 9.42 | 1670824.556 | 2486070.264 | 14.47 | 848626.986 | 1663859.059 | 502978.7672 | 502978.7672 | 502978.7672 | 2494094.1672 | 2989049.0312 | 2166837.8262
2009-10-04 | 12.34 | 1206479.3 | 1985185.1 | 9.28 | 1707275.534 | 2485989.084 | 14.41 | 867705.377 | 1646406.102 | 501916.9934 | 501916.9934 | 501916.9934 | 2487102.0934 | 2987906.0774 | 2148323.0954
2009-10-05 | 12.22 | 1308972.3 | 2265398.3 | 9.14 | 1831596.864 | 2788031.796 | 14.34 | 949243.704 | 1905663.556 | 436550.8343 | 436550.8343 | 436550.8343 | 2701949.1343 | 3224582.6303 | 2342214.3903
2009-10-06 | 12.1 | 1330139 | 2287244.6 | 9 | 1856220.47 | 2813334.75 | 14.27 | 961881.971 | 1918981.495 | 429246.8877 | 429246.8877 | 429246.8877 | 2716491.4877 | 3242581.6377 | 2348228.3827
2009-10-07 | 11.98 | 1350784.4 | 2308556.9 | 8.85 | 1882020.207 | 2839801.784 | 14.2 | 973997.342 | 1931763.404 | 422062.9457 | 422062.9457 | 422062.9457 | 2730619.8457 | 3261864.7297 | 2353826.3497
2009-10-08 | 11.85 | 1372504.4 | 2330969.8 | 8.7 | 1907198.63 | 2865672.95 | 14.13 | 985487.624 | 1943946.74 | 414757.0286 | 414757.0286 | 414757.0286 | 2745726.8286 | 3280429.9786 | 2358703.7686
2009-10-09 | 11.73 | 1375411.6 | 2236247.9 | 8.56 | 1911607.273 | 2772452.766 | 14.06 | 981299.323 | 1842128.866 | 433540.8914 | 433540.8914 | 433540.8914 | 2669788.7914 | 3205993.6574 | 2275669.7574
2009-10-10 | 11.6 | 1317495.8 | 2137243 | 8.41 | 1837300.877 | 2657056.371 | 13.99 | 928049.363 | 1747790.349 | 453520.9235 | 453520.9235 | 453520.9235 | 2590763.9235 | 3110577.2945 | 2201311.2725
2009-10-11 | 11.47 | 1349984.7 | 2132757.3 | 8.26 | 1875771.465 | 2658552.411 | 13.91 | 950321.24 | 1733087.496 | 452259.8683 | 452259.8683 | 452259.8683 | 2585017.1683 | 3110812.2793 | 2185347.3643
2009-10-12 | 11.34 | 1459921.1 | 2421170.4 | 8.11 | 2008457.142 | 2969715.486 | 13.84 | 1035357.6 | 1996599.9 | 385068.0244 | 385068.0244 | 385068.0244 | 2806238.4244 | 3354783.5104 | 2381667.9244
2009-10-13 | 11.21 | 1482147.5 | 2444101.5 | 7.96 | 2034146.025 | 2996109.225 | 13.76 | 1049040.965 | 2010987.925 | 377645.6534 | 377645.6534 | 377645.6534 | 2821747.1534 | 3373754.8784 | 2388633.5784
2009-10-14 | 11.08 | 1504583 | 2467246.8 | 7.81 | 2060044.493 | 3022717.776 | 13.69 | 1061233.001 | 2023889.232 | 370066.8457 | 370066.8457 | 370066.8457 | 2837313.6457 | 3392784.6217 | 2393956.0777
2009-10-15 | 10.95 | 1527127.5 | 2490503.5 | 7.65 | 2087752.29 | 3051137.2 | 13.61 | 1075229.942 | 2038598.76 | 362463.0033 | 362463.0033 | 362463.0033 | 2852966.5033 | 3413600.2033 | 2401061.7633
2009-10-16 | 10.82 | 1530968.7 | 2396718.8 | 7.5 | 2093006.852 | 2958766.348 | 13.53 | 1072196.594 | 1937939.206 | 381161.6116 | 381161.6116 | 381161.6116 | 2777880.4116 | 3339927.9596 | 2319100.8176
2009-10-17 | 10.68 | 1468047 | 2292513.8 | 7.35 | 2011121.049 | 2835596.507 | 13.45 | 1016300.719 | 1840760.317 | 402435.6107 | 402435.6107 | 402435.6107 | 2694949.4107 | 3238032.1177 | 2243195.9277
2009-10-18 | 10.55 | 1502481.7 | 2289525.3 | 7.19 | 2053300.612 | 2840352.512 | 13.37 | 1040187.256 | 1827223.706 | 400729.7931 | 400729.7931 | 400729.7931 | 2690255.0931 | 3241082.3051 | 2227953.4991
2009-10-19 | 10.41 | 1618963.4 | 2585228 | 7.04 | 2191753.538 | 3158027.574 | 13.28 | 1131156.962 | 2097413.526 | 332133.434 | 332133.434 | 332133.434 | 2917361.434 | 3490161.008 | 2429546.96
2009-10-20 | 10.28 | 1641981.8 | 2608969.8 | 6.88 | 2219939.98 | 3186937.5 | 13.2 | 1145617.716 | 2112597.54 | 324312.2762 | 324312.2762 | 324312.2762 | 2933282.0762 | 3511249.7762 | 2436909.8162
2009-10-21 | 10.15 | 1664752.3 | 2632457.5 | 6.73 | 2246179.66 | 3213894.778 | 13.12 | 1159828.54 | 2127525.127 | 316656.5217 | 316656.5217 | 316656.5217 | 2949114.0217 | 3530551.2997 | 2444181.6487
2009-10-22 | 10.01 | 1687808.8 | 2656237.9 | 6.57 | 2272706.152 | 3241144.984 | 13.03 | 1174323.334 | 2142744.078 | 309168.6497 | 309168.6497 | 309168.6497 | 2965406.5497 | 3550313.6337 | 2451912.7277
2009-10-23 | 9.88 | 1691355 | 2562130.9 | 6.41 | 2279277.794 | 3150063.757 | 12.94 | 1172898.588 | 2043665.614 | 327831.3878 | 327831.3878 | 327831.3878 | 2889962.2878 | 3477895.1448 | 2371497.0018
2009-10-24 | 9.74 | 1622766.8 | 2452048.6 | 6.26 | 2190780.056 | 3020070.904 | 12.86 | 1113513.536 | 1942787.224 | 350426.1793 | 350426.1793 | 350426.1793 | 2802474.7793 | 3370497.0833 | 2293213.4033
2009-10-25 | 9.61 | 1658418.2 | 2449808.1 | 6.1 | 2234310.92 | 3025709.244 | 12.77 | 1139950.68 | 1931332.996 | 348552.2654 | 348552.2654 | 348552.2654 | 2798360.3654 | 3374261.5094 | 2279885.2614
2009-10-26 | 9.47 | 1780886.9 | 2752232.1 | 5.94 | 2381373.082 | 3352728.166 | 12.68 | 1234835.726 | 2206171.938 | 278445.4436 | 278445.4436 | 278445.4436 | 3030677.5436 | 3631173.6096 | 2484617.3816
2009-10-27 | 9.34 | 1803901 | 2775968.7 | 5.79 | 2407861.435 | 3379939.43 | 12.59 | 1250979.475 | 2223037.75 | 270625.4544 | 270625.4544 | 270625.4544 | 3046594.1544 | 3650564.8844 | 2493663.2044
2009-10-28 | 9.21 | 1826867.7 | 2799656.6 | 5.63 | 2436004.7 | 3408803.624 | 12.5 | 1267074.2 | 2239853.888 | 262924.7094 | 262924.7094 | 262924.7094 | 3062581.3094 | 3671728.3334 | 2502778.5974
2009-10-29 | 9.07 | 1849761.5 | 2823269.7 | 5.47 | 2462374.58 | 3435892.96 | 12.41 | 1281392.698 | 2254891.646 | 255474.4344 | 255474.4344 | 255474.4344 | 3078744.1344 | 3691367.3944 | 2510366.0804
2009-10-30 | 8.94 | 1852140.7 | 2727947 | 5.32 | 2465990.978 | 3341807.776 | 12.32 | 1278987.678 | 2154784.176 | 274518.6739 | 274518.6739 | 274518.6739 | 3002465.6739 | 3616326.4499 | 2429302.8499
2009-10-31 | 8.81 | 1777562.5 | 2611656.4 | 5.16 | 2373823.215 | 3207926.97 | 12.23 | 1218874.378 | 2052959.044 | 298274.9825 | 298274.9825 | 298274.9825 | 2909931.3825 | 3506201.9525 | 2351234.0265
2009-11-01 | 8.68 | 1813428.6 | 2609138.7 | 5.01 | 2416077.832 | 3211797.574 | 12.13 | 1246905.48 | 2042606.71 | 324310.3059 | 324310.3059 | 324310.3059 | 2933449.0059 | 3536107.8799 | 2366917.0159
2009-11-02 | 8.54 | 1940784.6 | 2917264.3 | 4.85 | 2569012.635 | 3545502.667 | 12.04 | 1344904.35 | 2321374.25 | 253030.4764 | 253030.4764 | 253030.4764 | 3170294.7764 | 3798533.1434 | 2574404.7264
2009-11-03 | 8.42 | 1962949.3 | 2940238.4 | 4.69 | 2598062.741 | 3575362.758 | 11.95 | 1361890.199 | 2339169.162 | 245256.4818 | 245256.4818 | 245256.4818 | 3185494.8818 | 3820619.2398 | 2584425.6438
2009-11-04 | 8.29 | 1985015.3 | 2963111.3 | 4.54 | 2623610.675 | 3601716.8 | 11.85 | 1378775.424 | 2356861.812 | 237847.1899 | 237847.1899 | 237847.1899 | 3200958.4899 | 3839563.9899 | 2594709.0019
2009-11-05 | 8.16 | 2007410 | 2986320.9 | 4.38 | 2651190.494 | 3630112.356 | 11.76 | 1394285.72 | 2373186.18 | 230362.2323 | 230362.2323 | 230362.2323 | 3216683.1323 | 3860474.5883 | 2603548.4123
2009-11-06 | 8.03 | 2008102.2 | 2889359.1 | 4.23 | 2653013.88 | 3534281.42 | 11.66 | 1392041.832 | 2273288.568 | 249883.1231 | 249883.1231 | 249883.1231 | 3139242.2231 | 3784164.5431 | 2523171.6911
2009-11-07 | 7.91 | 1926787.3 | 2766203.5 | 4.08 | 2552977.363 | 3392403.521 | 11.57 | 1328391.574 | 2167798.258 | 275056.8274 | 275056.8274 | 275056.8274 | 3041260.3274 | 3667460.3484 | 2442855.0854
2009-11-08 | 7.78 | 1962385.8 | 2763015.6 | 3.92 | 2596766.378 | 3397405.828 | 11.47 | 1355944.263 | 2156564.838 | 273612.4205 | 273612.4205 | 273612.4205 | 3036628.0205 | 3671018.2485 | 2430177.2585
2009-11-09 | 7.66 | 2093787 | 3075878.4 | 3.77 | 2756617.715 | 3738720.007 | 11.38 | 1459923.18 | 2442004.164 | 200908.9902 | 200908.9902 | 200908.9902 | 3276787.3902 | 3939628.9972 | 2642913.1542
2009-11-10 | 7.53 | 2115139.2 | 3098019.6 | 3.62 | 2781457.158 | 3764348.897 | 11.28 | 1476087.45 | 2458956.975 | 193772.4317 | 193772.4317 | 193772.4317 | 3291792.0316 | 3958121.3287 | 2652729.4066
2009-11-11 | 7.42 | 2135587.7 | 3119235.2 | 3.47 | 2808802.395 | 3792460.955 | 11.18 | 1494755.484 | 2478392.456 | 186376.5605 | 186376.5605 | 186376.5605 | 3305611.7605 | 3978837.5156 | 2664769.0165
2009-11-12 | 7.3 | 2156313.9 | 3140735 | 3.32 | 2834722.014 | 3819154.656 | 11.09 | 1510292.103 | 2494702.212 | 179258.7821 | 179258.7821 | 179258.7821 | 3319993.7821 | 3998413.4381 | 2673960.9941
2009-11-13 | 7.18 | 2155070.5 | 3041772.5 | 3.17 | 2836190.253 | 3722903.08 | 10.99 | 1507921.807 | 2394613.52 | 199212.2254 | 199212.2254 | 199212.2254 | 3240984.7254 | 3922115.3054 | 2593825.7454
2009-11-14 | 7.07 | 2066164.6 | 2910771.1 | 3.02 | 2728878.25 | 3573495.28 | 10.89 | 1441086.54 | 2285683.108 | 226132.0385 | 226132.0385 | 226132.0385 | 3136903.1385 | 3799627.3185 | 2511815.1465
2009-11-15 | 6.95 | 2100523.2 | 2905817.9 | 2.87 | 2771621.592 | 3576926.9 | 10.8 | 1467256.335 | 2272541.025 | 225067.2833 | 225067.2833 | 225067.2833 | 3130885.1832 | 3801994.1832 | 2497608.3082
2009-11-16 | 6.84 | 2235919.3 | 3223354 | 2.73 | 2936820.616 | 3924266.824 | 10.7 | 1577651.884 | 2565075.776 | 151188.2725 | 151188.2725 | 151188.2725 | 3374542.2725 | 4075455.0965 | 2716264.0485
2009-11-17 | 6.73 | 2254963.6 | 3243130.7 | 2.58 | 2962770.17 | 3950949.305 | 10.61 | 1593207.096 | 2581362.944 | 144440.6621 | 144440.6621 | 144440.6621 | 3387571.3621 | 4095389.9671 | 2725803.6061
2009-11-18 | 6.62 | 2273417 | 3262302 | 2.44 | 2986425.098 | 3975321.802 | 10.51 | 1609875.971 | 2598750.079 | 137720.802 | 137720.802 | 137720.802 | 3400022.802 | 4113042.604 | 2736470.881
2009-11-19 | 6.51 | 2292012.9 | 3281619.3 | 2.3 | 3010223.744 | 3999842.353 | 10.41 | 1626686.94 | 2616282.03 | 131076.4316 | 131076.4316 | 131076.4316 | 3412695.7316 | 4130918.7845 | 2747358.4616
2009-11-20 | 6.41 | 2287911.9 | 3179714.1 | 2.15 | 3012098.694 | 3903912.822 | 10.32 | 1623224.021 | 2515015.273 | 151548.7607 | 151548.7607 | 151548.7607 | 3331262.8607 | 4055461.5827 | 2666564.0337
2009-11-21 | 6.31 | 2192443.4 | 3041922.9 | 2.01 | 2896653.97 | 3746145.08 | 10.22 | 1552103.091 | 2401572.034 | 180085.67 | 180085.67 | 180085.67 | 3222008.57 | 3926230.75 | 2581657.704
2009-11-22 | 6.21 | 2225264.7 | 3034910.8 | 1.88 | 2938080.558 | 3747737.483 | 10.13 | 1579944.108 | 2389580.408 | 179232.8862 | 179232.8862 | 179232.8862 | 3214143.6862 | 3926970.3692 | 2568813.2942
2009-11-23 | 6.11 | 2362589.2 | 3354987.9 | 1.74 | 3108449.875 | 4100861.148 | 10.03 | 1693533.4 | 2685920.632 | 104982.3819 | 104982.3819 | 104982.3819 | 3459970.2819 | 4205843.5299 | 2790903.0139
2009-11-24 | 6.01 | 2379005.9 | 3372072.7 | 1.6 | 3131783.639 | 4124862.787 | 9.94 | 1708163.153 | 2701218.949 | 101746.7559 | 101746.7559 | 101746.7559 | 3473819.4559 | 4226609.5429 | 2802965.7049
2009-11-25 | 5.92 | 2395682.4 | 3389423.6 | 1.47 | 3155378.39 | 4149132.15 | 9.85 | 1724759.874 | 2718490.17 | 99950.4696 | 99950.4696 | 99950.4696 | 3489374.0696 | 4249082.6196 | 2818440.6396
2009-11-26 | 5.82 | 2412050.5 | 3406458.4 | 1.34 | 3176958.532 | 4171379.524 | 9.75 | 1741048.588 | 2735445.191 | 98458.88 | 98458.88 | 98458.88 | 3504917.28 | 4269838.404 | 2833904.071
2009-11-27 | 5.74 | 2405060.9 | 3301581.1 | 1.2 | 3177490.144 | 4074022.602 | 9.66 | 1738117.588 | 2634627.204 | 123897.002 | 123897.002 | 123897.002 | 3425478.102 | 4197919.604 | 2758524.206
2009-11-28 | 5.65 | 2302740.4 | 3156707.4 | 1.08 | 3051794.476 | 3905773.815 | 9.57 | 1660225.744 | 2514182.16 | 158557.0853 | 158557.0853 | 158557.0853 | 3315264.4853 | 4064330.9003 | 2672739.2453
2009-11-29 | 5.56 | 2333594.6 | 3147209.2 | 0.95 | 3093139.583 | 3906766.269 | 9.48 | 1687734.224 | 2501338.732 | 162794.5369 | 162794.5369 | 162794.5369 | 3310003.7369 | 4069560.8059 | 2664133.2689
2009-11-30 | 5.48 | 2472013.5 | 3468954.4 | 0.82 | 3268032.836 | 4264986.684 | 9.39 | 1804108.864 | 2801038.716 | 92358.7437 | 92358.7437 | 92358.7437 | 3561313.1437 | 4357345.4277 | 2893397.4597
2009-12-01 | 5.4 | 2486482.9 | 3484044.1 | 0.7 | 3289430.43 | 4287004.79 | 9.3 | 1820207.29 | 2817757.57 | 114655.7413 | 114655.7413 | 114655.7413 | 3598699.8413 | 4401660.5313 | 2932413.3113
2009-12-02 | 5.32 | 2499978.1 | 3498071.2 | 0.57 | 3311563.575 | 4309670.55 | 9.21 | 1835332.311 | 2833414.23 | 113372.7448 | 113372.7448 | 113372.7448 | 3611443.9448 | 4423043.2948 | 2946786.9748
2009-12-03 | 5.24 | 2513785.9 | 3512418.3 | 0.45 | 3332303.495 | 4330949.786 | 9.13 | 1849060.755 | 2847681.874 | 112017.8355 | 112017.8355 | 112017.8355 | 3624436.1355 | 4442967.6215 | 2959699.7095
2009-12-04 | 5.17 | 2503506.4 | 3404094.5 | 0.34 | 3325960.249 | 4226561.29 | 9.04 | 1844521.639 | 2745099.19 | 137996.8214 | 137996.8214 | 137996.8214 | 3542091.3214 | 4364558.1114 | 2883096.0114
2009-12-05 | 5.1 | 2395194.4 | 3252983.6 | 0.22 | 3195728.144 | 4053530.032 | 8.95 | 1763625.77 | 2621404.96 | 173591.2561 | 173591.2561 | 173591.2561 | 3426574.8561 | 4227121.2881 | 2794996.2161
2009-12-06 | 5.03 | 2424013.8 | 3241162.4 | 0.1 | 3236960.94 | 4054121.865 | 8.87 | 1790805.48 | 2607944.48 | 177883.4297 | 177883.4297 | 177883.4297 | 3419045.8297 | 4232005.2947 | 2785827.9097
2009-12-07 | 4.96 | 2563225.1 | 3563874 | -0.01 | 3412904.252 | 4413567.565 | 8.79 | 1908442.172 | 2909079.965 | 106996.7993 | 106996.7993 | 106996.7993 | 3670870.7993 | 4520564.3643 | 3016076.7643
2009-12-08 | 4.9 | 2574720.8 | 3575852.8 | -0.12 | 3433049.938 | 4434195.994 | 8.71 | 1923279.761 | 2924401.093 | 105706.7922 | 105706.7922 | 105706.7922 | 3681559.5922 | 4539902.7862 | 3030107.8852
2009-12-09 | 4.83 | 2585671.9 | 3587273.7 | -0.23 | 3450943.032 | 4452559.506 | 8.62 | 1937573.562 | 2939164.371 | 104775.8209 | 104775.8209 | 104775.8209 | 3692049.5209 | 4557335.3269 | 3043940.1919
2009-12-10 | 4.78 | 2596102.1 | 3598161 | -0.33 | 3470027.075 | 4472100.283 | 8.55 | 1951347.275 | 2953395.619 | 103497.4438 | 103497.4438 | 103497.4438 | 3701658.4438 | 4575597.7268 | 3056893.0628
2009-12-11 | 4.72 | 2583465.3 | 3487411.7 | -0.44 | 3462842.304 | 4366803.252 | 8.47 | 1944383.175 | 2848319.175 | 129787.8466 | 129787.8466 | 129787.8466 | 3617199.5466 | 4496591.0986 | 2978107.0216
2009-12-12 | 4.66 | 2468982.3 | 3329968.5 | -0.54 | 3322722.46 | 4183722.18 | 8.39 | 1856587.916 | 2717564.418 | 166571.6645 | 166571.6645 | 166571.6645 | 3496540.1645 | 4350293.8445 | 2884136.0825
2009-12-13 | 4.61 | 2495990 | 3316237.4 | -0.64 | 3362426.9 | 4182687.95 | 8.32 | 1883707.924 | 2703945.678 | 170825.7251 | 170825.7251 | 170825.7251 | 3487063.1251 | 4353513.6751 | 2874771.4031
2009-12-14 | 4.56 | 2635018.2 | 3638837.5 | -0.74 | 3541867.28 | 4545701.95 | 8.24 | 2005356.952 | 3009165.58 | 99496.8314 | 99496.8314 | 99496.8314 | 3738334.3314 | 4645198.7814 | 3108662.4114
2009-12-15 | 4.51 | 2643565.4 | 3647796 | -0.83 | 3557367.56 | 4561613.212 | 8.17 | 2017251.56 | 3021472.012 | 98651.9092 | 98651.9092 | 98651.9092 | 3746447.9092 | 4660265.1212 | 3120123.9212
2009-12-16 | 4.46 | 2652150.7 | 3656793.5 | -0.92 | 3572906.496 | 4577564.898 | 8.1 | 2029185.812 | 3033818.056 | 97798.2226 | 97798.2226 | 97798.2226 | 3754591.7226 | 4675363.1206 | 3131616.2786
2009-12-17 | 4.41 | 2660681.3 | 3665735 | -1.01 | 3588393.432 | 4593461.866 | 8.03 | 2041065.448 | 3046109.474 | 96957.1207 | 96957.1207 | 96957.1207 | 3762692.1207 | 4690418.9867 | 3143066.5947
2009-12-18 | 4.37 | 2644406.9 | 3551251.8 | -1.1 | 3577389.792 | 4484249.561 | 7.96 | 2032083.576 | 2938918.883 | 123619.3139 | 123619.3139 | 123619.3139 | 3674871.114 | 4607868.875 | 3062538.1969
2009-12-19 | 4.33 | 2525139.5 | 3388900.3 | -1.19 | 3432173.204 | 4295948.356 | 7.9 | 1938525.311 | 2802276.829 | 161038.8426 | 161038.8426 | 161038.8426 | 3549939.1426 | 4456987.1986 | 2963315.6716
2009-12-20 | 4.3 | 2549447.3 | 3372364.3 | -1.27 | 3469462.581 | 4292393.506 | 7.83 | 1966385.551 | 2789293.726 | 165455.9215 | 165455.9215 | 165455.9215 | 3537820.2215 | 4457849.4275 | 2954749.6475
2009-12-21 | 4.26 | 2551073.6 | 3530573.9 | -1.35 | 3478200.713 | 4457715.038 | 7.77 | 1970999.417 | 2950490.942 | 177740.4888 | 177740.4888 | 177740.4888 | 3708314.3888 | 4635455.5268 | 3128231.4308
2009-12-22 | 4.22 | 2557053.9 | 3536897.2 | -1.43 | 3490901.72 | 4470759.71 | 7.71 | 1980216.928 | 2960051.154 | 177254.1089 | 177254.1089 | 177254.1089 | 3714151.3089 | 4648013.8189 | 3137305.2629
2009-12-23 | 4.19 | 2562651.9 | 3542829.4 | -1.5 | 3503221.987 | 4483414.381 | 7.65 | 1990705.942 | 2970874.546 | 176621.9597 | 176621.9597 | 176621.9597 | 3719451.3597 | 4660036.3407 | 3147496.5057
2009-12-24 | 4.16 | 2487895.2 | 3299746.8 | -1.58 | 3419184.944 | 4231044.68 | 7.6 | 1929770.336 | 2741617.22 | 185046.3328 | 185046.3328 | 185046.3328 | 3484793.1328 | 4416091.0128 | 2926663.5528
2009-12-25 | 4.13 | 2405840.4 | 3241433.6 | -1.65 | 3322727.58 | 4158333.496 | 7.54 | 1864908.69 | 2700494.388 | 198851.9079 | 198851.9079 | 198851.9079 | 3440285.5079 | 4357185.4039 | 2899346.2959
2009-12-26 | 4.11 | 2444925.5 | 3246417.7 | -1.71 | 3383001.248 | 4184505.67 | 7.49 | 1900132.368 | 2701617.47 | 198199.1629 | 198199.1629 | 198199.1629 | 3444616.8629 | 4382704.8329 | 2899816.6329
2009-12-27 | 4.08 | 2521878.1 | 3224761.6 | -1.78 | 3484360.832 | 4187253.122 | 7.44 | 1970010.868 | 2672889.328 | 203766.8703 | 203766.8703 | 203766.8703 | 3428528.4703 | 4391019.9923 | 2876656.1983
2009-12-28 | 4.06 | 2505767.1 | 3318742.7 | -1.84 | 3463466.31 | 4276450.27 | 7.39 | 1965235.173 | 2778206.211 | 183114.0296 | 183114.0296 | 183114.0296 | 3501856.7296 | 4459564.2996 | 2961320.2406
2009-12-29 | 4.04 | 2509166.7 | 3322405.7 | -1.9 | 3473471.646 | 4286719.556 | 7.34 | 1973441.73 | 2786675.78 | 182758.1724 | 182758.1724 | 182758.1724 | 3505163.8724 | 4469477.7284 | 2969433.9524
2009-12-30 | 4.02 | 2513143.2 | 3326655.1 | -1.96 | 3484056 | 4297576.272 | 7.3 | 1980602.4 | 2794109.708 | 182270.5348 | 182270.5348 | 182270.5348 | 3508925.6348 | 4479846.8068 | 2976380.2428
2009-12-31 | 4 | 2516285.9 | 3330057 | -2.01 | 3492184.291 | 4305963.805 | 7.26 | 1986930.034 | 2800696.57 | 181973.354 | 181973.354 | 181973.354 | 3512030.354 | 4487937.159 | 2982669.924
2010-01-01 | 3.99 | 2430927.2 | 3290418 | -2.06 | 3391320.535 | 4250825.25 | 7.22 | 1918188.279 | 2777671.65 | 191114.9976 | 191114.9976 | 191114.9976 | 3481532.9976 | 4441940.2476 | 2968786.6476
2010-01-02 | 3.97 | 2529770.4 | 3258487.4 | -2.11 | 3524402.464 | 4253128.484 | 7.18 | 2004643.932 | 2733356.017 | 198758.0101 | 198758.0101 | 198758.0101 | 3457245.4101 | 4451886.4941 | 2932114.0271
2010-01-03 | 3.96 | 2585772.8 | 3440339.7 | -2.16 | 3595650.524 | 4450233.236 | 7.14 | 2061032.414 | 2915590.946 | 205028.4258 | 205028.4258 | 205028.4258 | 3645368.1258 | 4655261.6618 | 3120619.3718
2010-01-04 | 3.95 | 2605419.9 | 3618900.2 | -2.2 | 3622978.605 | 4636474.895 | 7.11 | 2082576.728 | 3096048.812 | 165134.5864 | 165134.5864 | 165134.5864 | 3784034.7864 | 4801609.4814 | 3261183.3984
2010-01-05 | 3.94 | 2747038.3 | 3789789.6 | -2.24 | 3806574.58 | 4849344.42 | 7.08 | 2208697.86 | 3251439.74 | 80060.6422 | 80060.6422 | 80060.6422 | 3869850.2422 | 4929405.0622 | 3331500.3822
2010-01-06 | 3.93 | 2748444.3 | 3791281.1 | -2.28 | 3813120.855 | 4855975.664 | 7.05 | 2213534.34 | 3256362.092 | 79959.121 | 79959.121 | 79959.121 | 3871240.221 | 4935934.785 | 3336321.213
2010-01-07 | 3.92 | 2749492 | 3792405.2 | -2.32 | 3819308.8 | 4862240.096 | 7.02 | 2218012.5 | 3260916.71 | 79940.1648 | 79940.1648 | 79940.1648 | 3872345.3648 | 4942180.2608 | 3340856.8748
2010-01-08 | 3.92 | 2726422.5 | 3661671.4 | -2.35 | 3797482.083 | 4732749.266 | 7 | 2200287.968 | 3135528.036 | 109319.6777 | 109319.6777 | 109319.6777 | 3770991.0777 | 4842068.9437 | 3244847.7137
2010-01-09 | 3.92 | 2597698.4 | 3497926.5 | -2.38 | 3634362.14 | 4534607.25 | 6.98 | 2094176.012 | 2994395.85 | 146117.7009 | 146117.7009 | 146117.7009 | 3644044.2009 | 4680724.9509 | 3140513.5509
2010-01-10 | 3.92 | 2616296.3 | 3479542 | -2.41 | 3663193.478 | 4526455.636 | 6.96 | 2113521.036 | 2976758.832 | 150249.2083 | 150249.2083 | 150249.2083 | 3629791.2083 | 4676704.8443 | 3127008.0403
2010-01-11 | 3.92 | 2751091.8 | 3794247 | -2.43 | 3839752.945 | 4882927.195 | 6.94 | 2233334.846 | 3276480.986 | 79526.2612 | 79526.2612 | 79526.2612 | 3873773.2612 | 4962453.4562 | 3356007.2472
2010-01-12 | 3.92 | 2750591.3 | 3793784.6 | -2.45 | 3842677.477 | 4885889.25 | 6.92 | 2236265 | 3279449.6 | 79630.1753 | 79630.1753 | 79630.1753 | 3873414.7753 | 4965519.4253 | 3359079.7753
2010-01-13 | 3.92 | 2750433.5 | 3793673.5 | -2.47 | 3845944.685 | 4889203.855 | 6.91 | 2237823.415 | 3281054.445 | 79655.1426 | 79655.1426 | 79655.1426 | 3873328.6426 | 4968858.9976 | 3360709.5876
2010-01-14 | 3.92 | 2749828.3 | 3793103.9 | -2.49 | 3848765.11 | 4892059.94 | 6.9 | 2238934.12 | 3282200.78 | 79783.1475 | 79783.1475 | 79783.1475 | 3872887.0475 | 4971843.0875 | 3361983.9275
2010-01-15 | 3.93 | 2724872.7 | 3660437.5 | -2.5 | 3823242.085 | 4758825.532 | 6.89 | 2219246.98 | 3154803.196 | 109363.309 | 109363.309 | 109363.309 | 3769800.809 | 4868188.841 | 3264166.505
2010-01-16 | 3.93 | 2594911.6 | 3495425.5 | -2.51 | 3654597.5 | 4555129.332 | 6.89 | 2107851 | 3008356.512 | 146446.0848 | 146446.0848 | 146446.0848 | 3641871.5847 | 4701575.4167 | 3154802.5968
2010-01-17 | 3.94 | 2611738.4 | 3475230.3 | -2.52 | 3680120.332 | 4543629.028 | 6.88 | 2125508.852 | 2988993.108 | 150750.8464 | 150750.8464 | 150750.8464 | 3625981.1464 | 4694379.8744 | 3139743.9544
2010-01-18 | 3.95 | 2744950.4 | 3788307.6 | -2.52 | 3854159.436 | 4897535.399 | 6.88 | 2242634.716 | 3285983.419 | 80160.0284 | 80160.0284 | 80160.0284 | 3868467.6284 | 4977695.4274 | 3366143.4474
2010-01-19 | 3.96 | 2743388.5 | 3786757.6 | -2.53 | 3856022.418 | 4899410.339 | 6.88 | 2242788.956 | 3286149.588 | 80274.6962 | 80274.6962 | 80274.6962 | 3867032.2962 | 4979685.0352 | 3366424.2842
2010-01-20 | 3.97 | 2741068.7 | 3784431 | -2.53 | 3855413.1 | 4898794.9 | 6.89 | 2240470.908 | 3283824.448 | 80563.8875 | 80563.8875 | 80563.8875 | 3864994.8875 | 4979358.7875 | 3364388.3355
2010-01-21 | 3.98 | 2739410.8 | 3782782.6 | -2.52 | 3853751.95 | 4897142.6 | 6.89 | 2240528.839 | 3283892.2 | 80700.6684 | 80700.6684 | 80700.6684 | 3863483.2684 | 4977843.2684 | 3364592.8684
2010-01-22 | 4 | 2712826 | 3648448.4 | -2.52 | 3826545.668 | 4762186.976 | 6.9 | 2217459.89 | 3153073.88 | 110421.9706 | 110421.9706 | 110421.9706 | 3758870.3706 | 4872608.9466 | 3263495.8506
2010-01-23 | 4.02 | 2581638.5 | 3482182.5 | -2.51 | 3656119.309 | 4556680.94 | 6.91 | 2106102.583 | 3006638.78 | 147319.2119 | 147319.2119 | 147319.2119 | 3629501.7119 | 4704000.1519 | 3153957.9919
2010-01-24 | 4.03 | 2597229.5 | 3460732.9 | -2.5 | 3677172.654 | 4540693.032 | 6.93 | 2117622.28 | 2981118.14 | 151905.872 | 151905.872 | 151905.872 | 3612638.772 | 4692598.904 | 3133024.012
2010-01-25 | 4.05 | 2728307.8 | 3771607 | -2.48 | 3847777.044 | 4891095.934 | 6.94 | 2232861.228 | 3276151.858 | 81576.514 | 81576.514 | 81576.514 | 3853183.514 | 4972672.448 | 3357728.372
2010-01-26 | 4.07 | 2725192.6 | 3768465.3 | -2.47 | 3846372.922 | 4889664.588 | 6.96 | 2229747.473 | 3273011.792 | 81815.2206 | 81815.2206 | 81815.2206 | 3850280.5206 | 4971479.8086 | 3354827.0126
2010-01-27 | 4.08 | 2722147.6 | 3765395.6 | -2.45 | 3841609.661 | 4884876.598 | 6.98 | 2224989.87 | 3268229.46 | 82271.4071 | 82271.4071 | 82271.4071 | 3847667.0071 | 4967148.0051 | 3350500.8671
2010-01-28 | 4.11 | 2718634.7 | 3761846.3 | -2.43 | 3839807.174 | 4883038.294 | 7 | 2223193.041 | 3266395.871 | 82368.0525 | 82368.0525 | 82368.0525 | 3844214.3525 | 4965406.3465 | 3348763.9235
2010-01-29 | 4.13 | 2691209.1 | 3626653.3 | -2.4 | 3806614.725 | 4742077.862 | 7.03 | 2195852.85 | 3131288.64 | 112282.3509 | 112282.3509 | 112282.3509 | 3738935.6509 | 4854360.2129 | 3243570.9909
2010-01-30 | 4.15 | 2559325.8 | 3459679.2 | -2.37 | 3632146.16 | 4532517.916 | 7.05 | 2082151.1 | 2982496.48 | 149338.7444 | 149338.7444 | 149338.7444 | 3609017.9444 | 4681856.6604 | 3131835.2244
2010-01-31 | 4.18 | 2573143.6 | 3436432.6 | -2.34 | 3651417.94 | 4514723.792 | 7.08 | 2093543.05 | 2956824.41 | 153861.9197 | 153861.9197 | 153861.9197 | 3590294.5197 | 4668585.7117 | 3110686.3297
2010-02-01 | 4.2 | 2702417.7 | 3745430.2 | -2.31 | 3818432.859 | 4861464.238 | 7.11 | 2203553.781 | 3246557.842 | 83954.2633 | 83954.2633 | 83954.2633 | 3829384.4633 | 4945418.5013 | 3330512.1053
2010-02-02 | 4.23 | 2697488.8 | 3740918.3 | -2.28 | 3813500.053 | 4856949.183 | 7.15 | 2196912.324 | 3240333.164 | 84267.2317 | 84267.2317 | 84267.2317 | 3825185.5317 | 4941216.4147 | 3324600.3957
2010-02-03 | 4.25 | 2693316 | 3737181.4 | -2.24 | 3805895.402 | 4849779.623 | 7.18 | 2191026.686 | 3234883.589 | 84639.6963 | 84639.6963 | 84639.6963 | 3821821.0963 | 4934419.3193 | 3319523.2853
2010-02-04 | 4.28 | 2688035.6 | 3732309.4 | -2.2 | 3798896.816 | 4843189.408 | 7.22 | 2184033.752 | 3228299.026 | 85033.589 | 85033.589 | 85033.589 | 3817342.989 | 4928222.997 | 3313332.615
2010-02-05 | 4.31 | 2659354.3 | 3596324.6 | -2.16 | 3764488.53 | 4701477.493 | 7.26 | 2155467.75 | 3092429.395 | 114892.1666 | 114892.1666 | 114892.1666 | 3711216.7666 | 4816369.6596 | 3207321.5616
2010-02-06 | 4.34 | 2527580.5 | 3429929.8 | -2.11 | 3588868.66 | 4491235.275 | 7.31 | 2038894.324 | 2941235.505 | 151584.715 | 151584.715 | 151584.715 | 3581514.515 | 4642819.99 | 3092820.22
2010-02-07 | 4.38 | 2540423.7 | 3405897.9 | -2.07 | 3607106.64 | 4472597.61 | 7.35 | 2049253.416 | 2914719.894 | 156050.7088 | 156050.7088 | 156050.7088 | 3561948.6088 | 4628648.3188 | 3070770.6028
2010-02-08 | 4.41 | 2666749.8 | 3712653.3 | -2.02 | 3769024.767 | 4814947.557 | 7.4 | 2154183.369 | 3200077.899 | 86413.2767 | 86413.2767 | 86413.2767 | 3799066.5767 | 4901360.8337 | 3286491.1757
2010-02-09 | 4.44 | 2660799.2 | 3707094.6 | -1.97 | 3759642.424 | 4805956.413 | 7.45 | 2144805.736 | 3191092.407 | 86961.49 | 86961.49 | 86961.49 | 3794056.09 | 4892917.903 | 3278053.897
2010-02-10 | 4.48 | 2654697.9 | 3701381.3 | -1.91 | 3750109.401 | 4796811.332 | 7.5 | 2136991.682 | 3183666.324 | 87310.786 | 87310.786 | 87310.786 | 3788692.086 | 4884122.118 | 3270977.11
2010-02-11 | 4.52 | 2648269 | 3695332.4 | -1.86 | 3741962.414 | 4789044.316 | 7.55 | 2128850.341 | 3175904.954 | 87735.5006 | 87735.5006 | 87735.5006 | 3783067.9006 | 4876779.8166 | 3263640.4546
2010-02-12 | 4.55 | 2618480.3 | 3558221.5 | -1.8 | 3703095.225 | 4642854.84 | 7.6 | 2097523.525 | 3037255.88 | 117847.1441 | 117847.1441 | 117847.1441 | 3676068.644 | 4760701.9841 | 3155103.0241
2010-02-13 | 4.59 | 2486656.5 | 3391744.2 | -1.74 | 3528185.205 | 4433289.996 | 7.66 | 1981523.305 | 2886602.716 | 154324.5723 | 154324.5723 | 154324.5723 | 3546068.7723 | 4587614.5683 | 3040927.2883
2010-02-14 | 4.63 | 2497666.5 | 3365523 | -1.67 | 3539527.74 | 4407400.62 | 7.72 | 1986658.368 | 2854506.834 | 159282.5625 | 159282.5625 | 159282.5625 | 3524805.5625 | 4566683.1825 | 3013789.3965
2010-02-15 | 4.68 | 2620870.7 | 3669412.4 | -1.61 | 3699121.37 | 4747681.311 | 7.78 | 2089459.4 | 3137992.11 | 89821.8796 | 89821.8796 | 89821.8796 | 3759234.2796 | 4837503.1906 | 3227813.9896
2010-02-16 | 4.72 | 2613744.3 | 3662648.8 | -1.54 | 3686848.524 | 4735771.804 | 7.84 | 2078906.412 | 3127801.552 | 90407.2071 | 90407.2071 | 90407.2071 | 3753056.0071 | 4826179.0111 | 3218208.7591
2010-02-17 | 4.76 | 2606204.8 | 3655461.8 | -1.47 | 3674163.237 | 4723439.027 | 7.9 | 2067940.034 | 3117187.714 | 91087.6844 | 91087.6844 | 91087.6844 | 3746549.4844 | 4814526.7114 | 3208275.3984
2010-02-18 | 4.81 | 2598221.3 | 3647819.8 | -1.4 | 3662748.194 | 4712364.703 | 7.97 | 2056529.676 | 3106119.012 | 91636.7525 | 91636.7525 | 91636.7525 | 3739456.5525 | 4804001.4555 | 3197755.7645
2010-02-19 | 4.86 | 2566932.5 | 3509182 | -1.32 | 3622488.86 | 4564756.9 | 8.04 | 2023782.14 | 2966022.1 | 121624.2122 | 121624.2122 | 121624.2122 | 3630806.2122 | 4686381.1122 | 3087646.3122
2010-02-20 | 4.9 | 2436136.2 | 3343728.2 | -1.25 | 3448034.445 | 4355643.15 | 8.11 | 1907974.677 | 2815558.11 | 157871.6316 | 157871.6316 | 157871.6316 | 3501599.8316 | 4513514.7816 | 2973429.7416
2010-02-21 | 4.95 | 2445298.8 | 3315310.9 | -1.17 | 3457377.888 | 4327406.512 | 8.18 | 1911145.948 | 2781149.327 | 163089.4862 | 163089.4862 | 163089.4862 | 3478400.3862 | 4490495.9982 | 2944238.8132
2010-02-22 | 5 | 2565017.6 | 3615950.7 | -1.09 | 3608959.919 | 4659910.58 | 8.25 | 2007905.525 | 3058829.1 | 94359.0785 | 94359.0785 | 94359.0785 | 3710309.7785 | 4754269.6585 | 3153188.1785
2010-02-23 | 5.05 | 2555951 | 3607198.7 | -1.01 | 3594747.11 | 4646012.384 | 8.32 | 1995412.505 | 3046650.722 | 95157.5945 | 95157.5945 | 95157.5945 | 3702356.2945 | 4741169.9785 | 3141808.3165
2010-02-24 | 5.11 | 2547040.3 | 3598606.6 | -0.92 | 3580690.84 | 4632274.627 | 8.4 | 1983075.08 | 3034631.839 | 95686.5161 | 95686.5161 | 95686.5161 | 3694293.1161 | 4727961.1431 | 3130318.3551
2010-02-25 | 5.16 | 2537300 | 3589164.3 | -0.84 | 3565804.4 | 4617686.8 | 8.47 | 1969908.406 | 3021762.876 | 96640.1616 | 96640.1616 | 96640.1616 | 3685804.4616 | 4714326.9616 | 3118403.0376
2010-02-26 | 5.22 | 2504645 | 3449138.4 | -0.75 | 3524312.045 | 4468822.758 | 8.55 | 1935885.995 | 2880369.738 | 126705.9057 | 126705.9057 | 126705.9057 | 3575844.3057 | 4595528.6637 | 3007075.6437
2010-02-27 | 5.28 | 2374504.9 | 3284330.2 | -0.66 | 3351837.454 | 4261678.198 | 8.63 | 1823315.665 | 2733132.255 | 162340.9203 | 162340.9203 | 162340.9203 | 3446671.1203 | 4424019.1183 | 2895473.1753
2010-02-28 | 5.33 | 2382033.1 | 3253943.6 | -0.57 | 3357716.1 | 4229642.53 | 8.71 | 1823082.5 | 2694983.874 | 168001.3312 | 168001.3312 | 168001.3312 | 3421944.9312 | 4397643.8612 | 2862985.2052
2010-03-01 | 5.4 | 2497451.4 | 3550485.7 | -0.47 | 3503658.624 | 4556709.947 | 8.79 | 1916353.872 | 2969378.341 | 140181.9258 | 140181.9258 | 140181.9258 | 3690667.6258 | 4696891.8728 | 3109560.2668
2010-03-02 | 5.46 | 2487006.8 | 3540413.4 | -0.38 | 3488068.064 | 4541491.6 | 8.87 | 1902483.014 | 2955879.725 | 141043.4895 | 141043.4895 | 141043.4895 | 3681456.8895 | 4682535.0895 | 3096923.2145
2010-03-03 | 5.52 | 2475797.7 | 3529557.6 | -0.28 | 3469998.9 | 4523776.2 | 8.96 | 1886133.54 | 2939883.12 | 142081.1274 | 142081.1274 | 142081.1274 | 3671638.7274 | 4665857.3274 | 3081964.2474
2010-03-04 | 5.59 | 2465006.9 | 3519130.5 | -0.19 | 3455776.93 | 4509917.292 | 9.04 | 1873630.325 | 2927743.92 | 142788.7642 | 142788.7642 | 142788.7642 | 3661919.2642 | 4652706.0562 | 3070532.6842
2010-03-05 | 5.65 | 2430810.6 | 3377631.6 | -0.09 | 3411174.474 | 4358012.22 | 9.13 | 1836443.652 | 2783254.66 | 173185.5322 | 173185.5322 | 173185.5322 | 3550817.1322 | 4531197.7522 | 2956440.1922
2010-03-06 | 5.72 | 2301731.8 | 3213955.6 | 0.02 | 3239563.06 | 4151802.25 | 9.22 | 1725870.5 | 2638084.85 | 208332.4498 | 208332.4498 | 208332.4498 | 3422288.0498 | 4360134.6998 | 2846417.2998
2010-03-07 | 5.79 | 2306791.9 | 3180603.7 | 0.12 | 3244427.326 | 4118253.201 | 9.3 | 1726350.922 | 2600153.847 | 214191.9254 | 214191.9254 | 214191.9254 | 3394795.6254 | 4332445.1264 | 2814345.7724
2010-03-08 | 5.86 | 2418164.1 | 3473651.2 | 0.22 | 3384923.268 | 4440427.388 | 9.39 | 1813082.564 | 2868559.174 | 146700.3977 | 146700.3977 | 146700.3977 | 3620351.5977 | 4587127.7857 | 3015259.5717
2010-03-09 | 5.93 | 2405940.6 | 3461755.9 | 0.33 | 3365840.52 | 4421672.06 | 9.48 | 1797432.615 | 2853237.62 | 147737.9798 | 147737.9798 | 147737.9798 | 3609493.8798 | 4569410.0398 | 3000975.5998
2010-03-10 | 6 | 2393389.8 | 3449525.1 | 0.44 | 3346429.956 | 4402581.48 | 9.57 | 1781455.743 | 2837580.79 | 148850.9581 | 148850.9581 | 148850.9581 | 3598376.0581 | 4551432.4381 | 2986431.7481
2010-03-11 | 6.08 | 2380396.6 | 3436841.1 | 0.55 | 3328291.135 | 4384752.225 | 9.66 | 1766750.59 | 2823184.35 | 149832.1228 | 149832.1228 | 149832.1228 | 3586673.2228 | 4534584.3477 | 2973016.4728
2010-03-12 | 6.16 | 2344982.4 | 3294111.9 | 0.66 | 3284336.2 | 4233481.2 | 9.75 | 1731840.556 | 2680960.104 | 180038.0528 | 180038.0528 | 180038.0528 | 3474149.9528 | 4413519.2528 | 2860998.1568
2010-03-13 | 6.23 | 2217096.9 | 3131604.7 | 0.77 | 3115428.516 | 4029950.512 | 9.85 | 1621499.748 | 2535998.136 | 214922.3085 | 214922.3085 | 214922.3085 | 3346527.0085 | 4244872.8205 | 2750920.4445
2010-03-14 | 6.31 | 2220437 | 3095935.4 | 0.88 | 3118371.122 | 3993883.64 | 9.94 | 1620160.598 | 2495649.56 | 221068.9079 | 221068.9079 | 221068.9079 | 3317004.3079 | 4214952.5479 | 2716718.4679
2010-03-15 | 6.39 | 2326572.1 | 3384207.3 | 1 | 3250457.447 | 4308108.178 | 10.03 | 1702649.528 | 2760274.072 | 154416.9299 | 154416.9299 | 154416.9299 | 3538624.2299 | 4462525.1079 | 2914691.0019
2010-03-16 | 6.47 | 2312580.1 | 3370499.6 | 1.11 | 3231320.548 | 4289255.692 | 10.13 | 1685231.212 | 2743140.198 | 155628.1483 | 155628.1483 | 155628.1483 | 3526127.7483 | 4444883.8403 | 2898768.3463
2010-03-17 | 6.56 | 2298363.6 | 3356561.9 | 1.23 | 3211958.646 | 4270172.403 | 10.22 | 1671016.908 | 2729204.594 | 156657.3938 | 156657.3938 | 156657.3938 | 3513219.2938 | 4426829.7968 | 2885861.9878
2010-03-18 | 6.64 | 2283857.4 | 3342327.4 | 1.35 | 3190593.024 | 4249078.465 | 10.31 | 1654798.848 | 2713258.305 | 157986.9989 | 157986.9989 | 157986.9989 | 3500314.3988 | 4407065.4638 | 2871245.3038
2010-03-19 | 6.73 | 2246925.5 | 3198062.4 | 1.46 | 3146978.787 | 4098130.97 | 10.41 | 1618425.292 | 2569551.52 | 188304.4055 | 188304.4055 | 188304.4055 | 3386366.8055 | 4286435.3755 | 2757855.9255
2010-03-20 | 6.82 | 2121179.7 | 3037696.1 | 1.58 | 2983302.752 | 3899833.824 | 10.5 | 1515719.236 | 2432225.332 | 222240.221 | 222240.221 | 222240.221 | 3259936.321 | 4122074.045 | 2654465.5531
2010-03-21 | 6.9 | 2122656.5 | 2999571.8 | 1.7 | 2982544.1 | 3859473.44 | 10.6 | 1510813.4 | 2387718.71 | 228938.5271 | 228938.5271 | 228938.5271 | 3228510.3271 | 4088411.9671 | 2616657.2371
2010-03-22 | 7 | 2223049.9 | 3282537.6 | 1.83 | 3109204.961 | 4168708.171 | 10.7 | 1588857.69 | 2648334.29 | 163011.6564 | 163011.6564 | 163011.6564 | 3445549.2564 | 4331719.8274 | 2811345.9464
2010-03-23 | 7.09 | 2207568.9 | 3267304.2 | 1.95 | 3088579.292 | 4148330.012 | 10.79 | 1573378.54 | 2633102.74 | 168339.1817 | 168339.1817 | 168339.1817 | 3435643.3817 | 4316669.1937 | 2801441.9217
2010-03-24 | 7.18 | 2191800 | 3251775.6 | 2.07 | 3067665.753 | 4127656.172 | 10.89 | 1555897.467 | 2615862.308 | 174491.1466 | 174491.1466 | 174491.1466 | 3426266.7466 | 4302147.3186 | 2790353.4546
2010-03-25 | 7.27 | 2175756.9 | 3235966.1 | 2.2 | 3044763.519 | 4104987.422 | 10.98 | 1539856.593 | 2600055.034 | 180706.2375 | 180706.2375 | 180706.2375 | 3416672.3375 | 4285693.6595 | 2780761.2716
2010-03-26 | 7.37 | 2137713.3 | 3090582.9 | 2.32 | 3000175.53 | 3953059.775 | 11.08 | 1504102.434 | 2456961.275 | 215806.4745 | 215806.4745 | 215806.4745 | 3306389.3745 | 4168866.2495 | 2672767.7495
2010-03-27 | 7.47 | 2014633.7 | 2932899.5 | 2.45 | 2840549.702 | 3758828.956 | 11.17 | 1405890.83 | 2324146.54 | 253779.2077 | 253779.2077 | 253779.2077 | 3186678.7077 | 4012608.1637 | 2577925.7477
2010-03-28 | 7.56 | 2013702.1 | 2891770.7 | 2.58 | 2837197.888 | 3715279.934 | 11.27 | 1400214.274 | 2278272.857 | 265792.548 | 265792.548 | 265792.548 | 3157563.248 | 3981072.482 | 2544065.405
2010-03-29 | 7.66 | 2109076 | 3170157.5 | 2.71 | 2957503.03 | 4018598.885 | 11.36 | 1474898.22 | 2535968.99 | 205876.5057 | 205876.5057 | 205876.5057 | 3376034.0057 | 4224475.3907 | 2741845.4957
2010-03-30 | 7.76 | 2092195.2 | 3153489.5 | 2.83 | 2937191.777 | 3998500.374 | 11.46 | 1458019.27 | 2519302.84 | 212159.1651 | 212159.1651 | 212159.1651 | 3365648.6651 | 4210659.5391 | 2731462.0051
2010-03-31 | 7.86 | 2056580.6 | 3099494.7 | 2.96 | 2891110.87 | 3934039.28 | 11.55 | 1428128.213 | 2471031.712 | 227046.7924 | 227046.7924 | 227046.7924 | 3326541.4924 | 4161086.0724 | 2698078.5044
2010-04-01 | 7.96 | 2039257.1 | 3169074.4 | 3.09 | 2868675.566 | 3998506.502 | 11.65 | 1410806.558 | 2540613.526 | 270564.5993 | 270564.5993 | 270564.5993 | 3439638.9993 | 4269071.1013 | 2811178.1253
2010-04-02 | 8.06 | 1964306 | 2979734.5 | 3.22 | 2777210.136 | 3792652.672 | 11.74 | 1346230.128 | 2361647.956 | 315868.0266 | 315868.0266 | 315868.0266 | 3295602.5266 | 4108520.6986 | 2677515.9826
2010-04-03 | 8.17 | 1887436.8 | 2791361 | 3.36 | 2677792.431 | 3581724.808 | 11.84 | 1284400.383 | 2188318.344 | 360720.6167 | 360720.6167 | 360720.6167 | 3152081.6167 | 3942445.4247 | 2549038.9607
2010-04-04 | 8.27 | 1878987.6 | 2768406.4 | 3.49 | 2667904.612 | 3557331.538 | 11.93 | 1274921.436 | 2164334.014 | 368740.9496 | 368740.9496 | 368740.9496 | 3137147.3496 | 3926072.4876 | 2533074.9636
2010-04-05 | 8.38 | 1888202.7 | 3005313.9 | 3.62 | 2675604.756 | 3792730.236 | 12.02 | 1286071.716 | 2403171.996 | 318129.3969 | 318129.3969 | 318129.3969 | 3323443.2969 | 4110859.6329 | 2721301.3929
2010-04-06 | 8.48 | 1950716.2 | 3079071.8 | 3.75 | 2756277.77 | 3884647.46 | 12.12 | 1330791.44 | 2459136.02 | 304415.7471 | 304415.7471 | 304415.7471 | 3383487.5471 | 4189063.2071 | 2763551.7671
2010-04-07 | 8.59 | 1932541.7 | 3060593.7 | 3.89 | 2732991.65 | 3861057.28 | 12.21 | 1316024.93 | 2444066.432 | 311196.426 | 311196.426 | 311196.426 | 3371790.126 | 4172253.706 | 2755262.858
2010-04-08 | 8.7 | 1914360.6 | 3042108.7 | 4.02 | 2711401.572 | 3839163.712 | 12.3 | 1301252.16 | 2428989.46 | 318086.9555 | 318086.9555 | 318086.9555 | 3360195.6555 | 4157250.6675 | 2747076.4155
2010-04-09 | 8.8 | 1893216.8 | 2911100.3 | 4.15 | 2687333.105 | 3705230.09 | 12.39 | 1280124.857 | 2297997.946 | 350498.276 | 350498.276 | 350498.276 | 3261598.576 | 4055728.366 | 2648496.222
2010-04-10 | 8.91 | 1777112.1 | 2768950.2 | 4.29 | 2537197.272 | 3529047.946 | 12.48 | 1189773.558 | 2181602.119 | 385179.7853 | 385179.7853 | 385179.7853 | 3154129.9853 | 3914227.7313 | 2566781.9043
2010-04-11 | 9.02 | 1773167.1 | 2733069.7 | 4.42 | 2533804.7 | 3493719.16 | 12.57 | 1186153.3 | 2146046.57 | 395979.5664 | 395979.5664 | 395979.5664 | 3129049.2664 | 3889698.7264 | 2542026.1364
2010-04-12 | 9.13 | 1857887 | 2999405.2 | 4.56 | 2641146.612 | 3782678.522 | 12.66 | 1252874.652 | 2394382.262 | 338863.0254 | 338863.0254 | 338863.0254 | 3338268.2254 | 4121541.5474 | 2733245.2874
2010-04-13 | 9.24 | 1839336.5 | 2980544.4 | 4.69 | 2619165.55 | 3760386.645 | 12.74 | 1239468 | 2380665.75 | 345946.3076 | 345946.3076 | 345946.3076 | 3326490.7076 | 4106332.9526 | 2726612.0576
2010-04-14 | 9.35 | 1820582.3 | 2961474.8 | 4.83 | 2595266.908 | 3736172.968 | 12.83 | 1224143.708 | 2365025.768 | 352968.2129 | 352968.2129 | 352968.2129 | 3314443.0129 | 4089141.1809 | 2717993.9809
2010-04-15 | 9.46 | 1801608.6 | 2942180.7 | 4.96 | 2572863.15 | 3713448.75 | 12.92 | 1208599.546 | 2349161.266 | 360148.8697 | 360148.8697 | 360148.8697 | 3302329.5697 | 4073597.6197 | 2709310.1357
2010-04-16 | 9.56 | 1762920.4 | 2793204.5 | 5.1 | 2524572.886 | 3554869.92 | 13 | 1175457.496 | 2205731.62 | 396706.3534 | 396706.3534 | 396706.3534 | 3189910.8534 | 3951576.2734 | 2602437.9734
2010-04-17 | 9.68 | 1651190.1 | 2640995.8 | 5.23 | 2383296.535 | 3373114.695 | 13.09 | 1090182.697 | 2079978.849 | 433522.9491 | 433522.9491 | 433522.9491 | 3074518.7491 | 3806637.6441 | 2513501.7981
2010-04-18 | 9.78 | 1646509.3 | 2604463.2 | 5.37 | 2375718.676 | 3333684.483 | 13.17 | 1085960.596 | 2043905.343 | 444811.2354 | 444811.2354 | 444811.2354 | 3049274.4354 | 3778495.7184 | 2488716.5784
2010-04-19 | 9.9 | 1726349.9 | 2865655.3 | 5.51 | 2478741.903 | 3618060.034 | 13.25 | 1152201.105 | 2291496.79 | 388725.1988 | 388725.1988 | 388725.1988 | 3254380.4988 | 4006785.2328 | 2680221.9888
2010-04-20 | 10.01 | 1707611.8 | 2846602.4 | 5.64 | 2456573.427 | 3595576.7 | 13.34 | 1136892.757 | 2275873.7 | 395959.9512 | 395959.9512 | 395959.9512 | 3242562.3512 | 3991536.6512 | 2671833.6512
2010-04-21 | 10.11 | 1688878.9 | 2827554.8 | 5.78 | 2430982.445 | 3569670.902 | 13.42 | 1121589.585 | 2260255.886 | 403318.8728 | 403318.8728 | 403318.8728 | 3230873.6728 | 3972989.7748 | 2663574.7588
2010-04-22 | 10.22 | 1670000.6 | 2808358.1 | 5.91 | 2408674.26 | 3547044.259 | 13.5 | 1107854.52 | 2246202.508 | 410477.641 | 410477.641 | 410477.641 | 3218835.741 | 3957521.9 | 2656680.1491
2010-04-23 | 10.33 | 1631695.3 | 2659793.1 | 6.05 | 2362593.896 | 3390704.108 | 13.57 | 1078398.232 | 2106486.636 | 446817.3565 | 446817.3565 | 446817.3565 | 3106610.4565 | 3837521.4645 | 2553303.9925
2010-04-24 | 10.44 | 1525064.3 | 2512832.7 | 6.18 | 2225902.886 | 3213682.788 | 13.65 | 996967.619 | 1984727.352 | 482688.1737 | 482688.1737 | 482688.1737 | 2995520.8737 | 3696370.9617 | 2467415.5257
2010-04-25 | 10.55 | 1519820.1 | 2475824.7 | 6.32 | 2219256.099 | 3175271.697 | 13.73 | 994002.966 | 1949999.298 | 493849.6354 | 493849.6354 | 493849.6354 | 2969674.3354 | 3669121.3324 | 2443848.9334
2010-04-26 | 10.66 | 1595220.1 | 2732322.2 | 6.45 | 2316745.477 | 3453860.307 | 13.8 | 1057075.282 | 2194168.062 | 439160.566 | 439160.566 | 439160.566 | 3171482.7659 | 3893020.873 | 2633328.628
2010-04-27 | 10.77 | 1577060.4 | 2713861.5 | 6.59 | 2293442.176 | 3430255.398 | 13.88 | 1044058.648 | 2180850.729 | 446153.9346 | 446153.9346 | 446153.9346 | 3160015.4346 | 3876409.3326 | 2627004.6636
2010-04-28 | 10.87 | 1558637 | 2695130.8 | 6.72 | 2269874.79 | 3406380.625 | 13.95 | 1030778.592 | 2167263.46 | 453441.64 | 453441.64 | 453441.64 | 3148572.44 | 3859822.265 | 2620705.1
2010-04-29 | 10.98 | 1540266.7 | 2676454.4 | 6.86 | 2246360.54 | 3382560.5 | 14.02 | 1019265.42 | 2155443.9 | 460483.4824 | 460483.4824 | 460483.4824 | 3136937.8824 | 3843043.9824 | 2615927.3824
2010-04-30 | 11.09 | 1502939.8 | 2528910 | 6.99 | 2203085.32 | 3229067 | 14.1 | 988930.528 | 2014892.3 | 496485.5406 | 496485.5406 | 496485.5406 | 3025395.5406 | 3725552.5406 | 2511377.8406
2010-05-01 | 11.19 | 1401802.6 | 2369204 | 7.13 | 2069728.628 | 3037141.396 | 14.17 | 911551.476 | 1878944.532 | 569329.4765 | 569329.4765 | 569329.4765 | 2938533.4765 | 3606470.8725 | 2448274.0085
2010-05-02 | 11.3 | 1390742.4 | 2339427.3 | 7.26 | 2056876.184 | 3005571.588 | 14.23 | 907630.522 | 1856307.804 | 578865.8644 | 578865.8644 | 578865.8644 | 2918293.1644 | 3584437.4524 | 2435173.6684
2010-05-03 | 11.4 | 1344851.7 | 2454455.2 | 7.39 | 1985975.713 | 3095591.243 | 14.3 | 881195.93 | 1990790.73 | 556094.3003 | 556094.3003 | 556094.3003 | 3010549.5003 | 3651685.5433 | 2546885.0303
2010-05-04 | 11.51 | 1439208.6 | 2525798.5 | 7.53 | 2117601.988 | 3204203.43 | 14.37 | 951719.884 | 2038301.49 | 466743.6746 | 466743.6746 | 466743.6746 | 2992542.1746 | 3670947.1046 | 2505045.1646
2010-05-05 | 11.61 | 1421736.8 | 2508035.9 | 7.66 | 2095014.3 | 3181325.15 | 14.43 | 941067.8 | 2027358.34 | 473813.8211 | 473813.8211 | 473813.8211 | 2981849.7211 | 3655138.9711 | 2501172.1611
2010-05-06 | 11.71 | 1404726.7 | 2490746.3 | 7.79 | 2072888.74 | 3158920 | 14.5 | 929172.595 | 2015183.725 | 480669.3713 | 480669.3713 | 480669.3713 | 2971415.6713 | 3639589.3713 | 2495853.0963
2010-05-07 | 11.81 | 1379667.9 | 2369070.8 | 7.92 | 2043938.693 | 3033352.974 | 14.56 | 910067.725 | 1899462.75 | 510983.3301 | 510983.3301 | 510983.3301 | 2880054.1301 | 3544336.3041 | 2410446.0801
2010-05-08 | 11.91 | 1284185.9 | 2249720.1 | 8.05 | 1919200.676 | 2884745.298 | 14.62 | 838359.464 | 1803886.347 | 616829.0852 | 616829.0852 | 616829.0852 | 2866549.1852 | 3501574.3832 | 2420715.4322
2010-05-09 | 12.01 | 1273888.1 | 2220811.3 | 8.18 | 1905387.309 | 2852320.467 | 14.68 | 833652.359 | 1780568.617 | 626187.4921 | 626187.4921 | 626187.4921 | 2846998.7921 | 3478507.9591 | 2406756.1091
2010-05-10 | 12.1 | 1348360.9 | 2481386.2 | 8.31 | 1997875.182 | 3130911.752 | 14.74 | 895928.788 | 2028946.068 | 494670.295 | 494670.295 | 494670.295 | 2976056.495 | 3625582.0469 | 2523616.3629
2010-05-11 | 12.2 | 1331831.3 | 2464590.1 | 8.44 | 1976202.428 | 3108972.132 | 14.8 | 886255.52 | 2019006.78 | 501306.642 | 501306.642 | 501306.642 | 2965896.742 | 3610278.774 | 2520313.422
2010-05-12 | 12.29 | 1315800.4 | 2448304.7 | 8.57 | 1953314.284 | 3085829.744 | 14.86 | 875367.421 | 2007864.011 | 508061.8809 | 508061.8809 | 508061.8809 | 2956366.5809 | 3593891.6249 | 2515925.8919
2010-05-13 | 12.39 | 1299368.6 | 2431608.9 | 8.7 | 1931739.398 | 3063990.399 | 14.91 | 867505.616 | 1999738.608 | 514675.6878 | 514675.6878 | 514675.6878 | 2946284.5878 | 3578666.0868 | 2514414.2958
2010-05-14 | 12.48 | 1265552.2 | 2287689.4 | 8.82 | 1890534.532 | 2912682.712 | 14.97 | 840359.302 | 1862489.032 | 550005.551 | 550005.551 | 550005.551 | 2837694.951 | 3462688.263 | 2412494.583
2010-05-15 | 12.57 | 1175294.7 | 2157564.1 | 8.95 | 1770818.366 | 2753097.902 | 15.02 | 772246.915 | 1754509.455 | 582235.4746 | 582235.4746 | 582235.4746 | 2739799.5746 | 3335333.3766 | 2336744.9296
2010-05-16 | 12.66 | 1171624.9 | 2122441.8 | 9.07 | 1765210.578 | 2716037.171 | 15.07 | 773145.378 | 1723955.771 | 593115.5877 | 593115.5877 | 593115.5877 | 2715557.3877 | 3309152.7587 | 2317071.3587
2010-05-17 | 12.75 | 1237760.8 | 2369043.5 | 9.2 | 1846131.045 | 2977424.04 | 15.12 | 831609.397 | 1962885.224 | 540576.1997 | 540576.1997 | 540576.1997 | 2909619.6997 | 3518000.2397 | 2503461.4237
2010-05-18 | 12.83 | 1223122.3 | 2354183.8 | 9.32 | 1824635.563 | 2955707.593 | 15.17 | 822113.458 | 1953167.938 | 547028.1045 | 547028.1045 | 547028.1045 | 2901211.9045 | 3502735.6975 | 2500196.0425
2010-05-19 | 12.92 | 1208309.1 | 2339145.2 | 9.44 | 1804679.484 | 2935525.676 | 15.22 | 814156.26 | 1944985.69 | 553178.2528 | 553178.2528 | 553178.2528 | 2892323.4528 | 3488703.9288 | 2498163.9428
2010-05-20 | 13.01 | 1193686.1 | 2324301.5 | 9.57 | 1783199.932 | 2913825.308 | 15.27 | 806389.222 | 1936998.068 | 559284.6017 | 559284.6017 | 559284.6017 | 2883586.1017 | 3473109.9097 | 2496282.6697
2010-05-21 | 13.09 | 1161880 | 2182455.5 | 9.69 | 1742452.78 | 2763038.14 | 15.31 | 782800.126 | 1803369.188 | 594165.5522 | 594165.5522 | 594165.5522 | 2776621.0522 | 3357203.6922 | 2397534.7402
2010-05-22 | 13.17 | 1077188.3 | 2058049.9 | 9.81 | 1629932.156 | 2610802.928 | 15.36 | 716917.751 | 1697773.538 | 625127.1608 | 625127.1608 | 625127.1608 | 2683177.0608 | 3235930.0888 | 2322900.6988
2010-05-23 | 13.25 | 1074538 | 2024049 | 9.93 | 1623473.108 | 2572992.74 | 15.4 | 719052.915 | 1668558.325 | 635664.0244 | 635664.0244 | 635664.0244 | 2659713.0244 | 3208656.7644 | 2304222.3494
2010-05-24 | 13.32 | 1139015.5 | 2268839.2 | 10.05 | 1699388.86 | 2829222.043 | 15.44 | 775715.34 | 1905532.892 | 583674.1513 | 583674.1513 | 583674.1513 | 2852513.3513 | 3412896.1943 | 2489207.0433
2010-05-25 | 13.4 | 1125817.3 | 2255454.3 | 10.16 | 1681047.676 | 2810694.072 | 15.49 | 767659.434 | 1897290.373 | 589469.7276 | 589469.7276 | 589469.7276 | 2844924.0276 | 3400163.7996 | 2486760.1006
2010-05-26 | 13.48 | 1112763.3 | 2242216.9 | 10.28 | 1661137.38 | 2790600.36 | 15.53 | 761461.155 | 1890908.91 | 595232.1565 | 595232.1565 | 595232.1565 | 2837449.0565 | 3385832.5165 | 2486141.0665
2010-05-27 | 13.55 | 1100343.2 | 2229628.8 | 10.39 | 1641860.708 | 2771155.788 | 15.57 | 754183.274 | 1883462.814 | 600974.03 | 600974.03 | 600974.03 | 2830602.83 | 3372129.818 | 2484436.844
2010-05-28 | 13.62 | 1070243.6 | 2089543.7 | 10.51 | 1601286.052 | 2620595.482 | 15.6 | 732152.264 | 1751446.424 | 635368.0177 | 635368.0177 | 635368.0177 | 2724911.7177 | 3255963.4997 | 2386814.4417
2010-05-29 | 13.69 | 990481.1 | 1970203.6 | 10.62 | 1495510.836 | 2475241.932 | 15.64 | 669696.74 | 1649413.78 | 664991.7281 | 664991.7281 | 664991.7281 | 2635195.3281 | 3140233.6601 | 2314405.5081
2010-05-30 | 13.76 | 989188.2 | 1888232.2 | 10.73 | 1490167.188 | 2389216.036 | 15.68 | 671736.168 | 1570777.096 | 686217.6546 | 686217.6546 | 686217.6546 | 2574449.8546 | 3075433.6906 | 2256994.7506
2010-05-31 | 13.83 | 960263.4 | 2015766.6 | 10.84 | 1439717.375 | 2495225.957 | 15.71 | 658800.7 | 1714300.516 | 660253.5138 | 660253.5138 | 660253.5138 | 2676020.1138 | 3155479.4708 | 2374554.0298
2010-06-01 | 13.9 | 1012148.8 | 2135183.3 | 10.95 | 1504294.35 | 2627337.405 | 15.75 | 703515.15 | 1826544.285 | 581217.8655 | 581217.8655 | 581217.8655 | 2716401.1655 | 3208555.2705 | 2407762.1505
2010-06-02 | 13.96 | 1001703 | 2124618.5 | 11.06 | 1485505.65 | 2608429.56 | 15.78 | 698075.13 | 1820985.352 | 586413.8076 | 586413.8076 | 586413.8076 | 2711032.3076 | 3194843.3676 | 2407399.1596
2010-06-03 | 14.02 | 990943.8 | 2113732.7 | 11.17 | 1466403.885 | 2589201.05 | 15.81 | 692321.501 | 1815105.21 | 591681.8873 | 591681.8873 | 591681.8873 | 2705414.5873 | 3180882.9373 | 2406787.0973
2010-06-04 | 14.09 | 982082.2 | 1995037.6 | 11.28 | 1457572.978 | 2470536.527 | 15.84 | 685958.05 | 1698908.375 | 620835.7484 | 620835.7484 | 620835.7484 | 2615873.3484 | 3091372.2753 | 2319744.1234
2010-06-05 | 14.14 | 916516.3 | 1839982 | 11.38 | 1370543.476 | 2294013.868 | 15.87 | 631926.802 | 1555389.561 | 658519.8433 | 658519.8433 | 658519.8433 | 2498501.8433 | 2952533.7113 | 2213909.4043
2010-06-06 | 14.21 | 915880.3 | 1863616.8 | 11.48 | 1367250.856 | 2314994.727 | 15.9 | 636460.432 | 1584192.369 | 655579.926 | 655579.926 | 655579.926 | 2519196.726 | 2970574.653 | 2239772.295
2010-06-07 | 14.26 | 978201.7 | 2106020.2 | 11.59 | 1435733.167 | 2563559.677 | 15.93 | 692030.333 | 1819843.823 | 603835.6536 | 603835.6536 | 603835.6536 | 2709855.8536 | 3167395.3306 | 2423679.4766
2010-06-08 | 14.32 | 968666.9 | 2096392.3 | 11.69 | 1419342.648 | 2547075.675 | 15.96 | 687637.156 | 1815357.8 | 608496.1483 | 608496.1483 | 608496.1483 | 2704888.4483 | 3155571.8233 | 2423853.9483
2010-06-09 | 14.37 | 959468.2 | 2087108.4 | 11.79 | 1401574.42 | 2529222.102 | 15.98 | 683580.21 | 1811215.741 | 613204.6969 | 613204.6969 | 613204.6969 | 2700313.0969 | 3142426.7989 | 2424420.4379
2010-06-10 | 14.43 | 950053.6 | 2077603.5 | 11.88 | 1387017.52 | 2514575.07 | 16.01 | 679307.328 | 1806852.488 | 617620.9501 | 617620.9501 | 617620.9501 | 2695224.4501 | 3132196.0201 | 2424473.4381
2010-06-11 | 14.48 | 924335.7 | 1942032.3 | 11.98 | 1351201.45 | 2368905.2 | 16.03 | 659678.935 | 1677370.94 | 650601.4597 | 650601.4597 | 650601.4597 | 2592633.7597 | 3019506.6597 | 2327972.3997
2010-06-12 | 14.53 | 853542.1 | 1831910.4 | 12.07 | 1258212.838 | 2236588.026 | 16.05 | 603501.644 | 1581865.688 | 677754.5053 | 677754.5053 | 677754.5053 | 2509664.9053 | 2914342.5313 | 2259620.1933
2010-06-13 | 14.58 | 854537.9 | 1801823.1 | 12.17 | 1252994.768 | 2200286.475 | 16.08 | 606535.7 | 1553816.85 | 686921.5552 | 686921.5552 | 686921.5552 | 2488744.6552 | 2887208.0302 | 2240738.4052
2010-06-14 | 14.63 | 916294.2 | 2043576.3 | 12.26 | 1322408.394 | 2449697.267 | 16.09 | 666114.148 | 1793391.914 | 634781.9008 | 634781.9008 | 634781.9008 | 2678358.2008 | 3084479.1678 | 2428173.8148
2010-06-15 | 14.67 | 908136.1 | 2035357.9 | 12.35 | 1305681.324 | 2432909.852 | 16.09 | 664811.006 | 1792028.688 | 639051.4623 | 639051.4623 | 639051.4623 | 2674409.3623 | 3071961.3143 | 2431080.1503
2010-06-16 | 14.72 | 900432.1 | 2027604.6 | 12.44 | 1291121.728 | 2418300.84 | 16.09 | 665675.613 | 1792844.14 | 642982.8426 | 642982.8426 | 642982.8426 | 2670587.4426 | 3061283.6826 | 2435826.9826
2010-06-17 | 14.76 | 892769.3 | 2019893.4 | 12.53 | 1274889.835 | 2402020.402 | 16.09 | 664867.815 | 1791988.058 | 646921.8221 | 646921.8221 | 646921.8221 | 2666815.2221 | 3048942.2241 | 2438909.8801
2010-06-18 | 14.8 | 868872.5 | 1886194.9 | 12.61 | 1242799.232 | 2260127.983 | 16.09 | 648614.288 | 1665932.947 | 679173.6443 | 679173.6443 | 679173.6443 | 2565368.5443 | 2939301.6273 | 2345106.5913
2010-06-19 | 14.84 | 801500.1 | 1779587.2 | 12.7 | 1153525.82 | 2131618.912 | 16.09 | 595877.6 | 1573961.2 | 705337.412 | 705337.412 | 705337.412 | 2484924.612 | 2836956.324 | 2279298.612
2010-06-20 | 14.89 | 803517.3 | 1750586.2 | 12.78 | 1152368.875 | 2099443.361 | 16.09 | 605118.3 | 1552184.18 | 713610.5401 | 713610.5401 | 713610.5401 | 2464196.7401 | 2813053.9011 | 2265794.7201
2010-06-21 | 14.93 | 864833 | 1991828.5 | 12.86 | 1219532.054 | 2346533.764 | 16.09 | 666064.448 | 1793056.468 | 661386.1594 | 661386.1594 | 661386.1594 | 2653214.6594 | 3007919.9234 | 2454442.6274
2010-06-22 | 14.96 | 858222.7 | 1985195 | 12.94 | 1204353.134 | 2331331.394 | 16.09 | 664595.279 | 1791564.089 | 664991.7101 | 664991.7101 | 664991.7101 | 2650186.7101 | 2996323.1041 | 2456555.7991
2010-06-23 | 15 | 852215.5 | 1979179 | 13.02 | 1191490.876 | 2318460.118 | 16.09 | 665442.692 | 1792403.031 | 668116.5312 | 668116.5312 | 668116.5312 | 2647295.5312 | 2986576.6492 | 2460519.5622
2010-06-24 | 15.04 | 845569.3 | 1972508.8 | 13.09 | 1179702.775 | 2306648.125 | 16.09 | 665651.275 | 1792587.625 | 671388.3692 | 671388.3692 | 671388.3692 | 2643897.1691 | 2978036.4942 | 2463975.9942
2010-06-25 | 15.07 | 823171.4 | 1840351.8 | 13.17 | 1147576.07 | 2164762.08 | 16.09 | 649017.314 | 1666194.856 | 702985.9338 | 702985.9338 | 702985.9338 | 2543337.7338 | 2867748.0138 | 2369180.7898
2010-06-26 | 15.11 | 758576.1 | 1736596.8 | 13.24 | 1066183.246 | 2044209.082 | 16.09 | 597370.216 | 1575388.072 | 727858.8206 | 727858.8206 | 727858.8206 | 2464455.6206 | 2772067.9026 | 2303246.8926
2010-06-27 | 15.14 | 762048 | 1709117.9 | 13.31 | 1064602.266 | 2011676.741 | 16.09 | 604984.31 | 1552051.835 | 735715.7112 | 735715.7112 | 735715.7112 | 2444833.6112 | 2747392.4522 | 2287767.5462
2010-06-28 | 15.17 | 822804.5 | 1949739.1 | 13.38 | 1129517.957 | 2256457.848 | 16.09 | 665164.064 | 1792096.096 | 683214.7691 | 683214.7691 | 683214.7691 | 2632953.8691 | 2939672.6171 | 2475310.8651
2010-06-29 | 15.21 | 816979.3 | 1943909.5 | 13.44 | 1120264.906 | 2247200.239 | 16.09 | 666193.236 | 1793120.884 | 685864.5009 | 685864.5009 | 685864.5009 | 2629774.0009 | 2933064.7399 | 2478985.3849
2010-06-30 | 15.23 | 812223.4 | 1939174.8 | 13.51 | 1106940.584 | 2233897.144 | 16.09 | 664864.808 | 1791813.628 | 688627.1989 | 688627.1989 | 688627.1989 | 2627801.9989 | 2922524.3429 | 2480440.8269
2010-07-01 | 15.26 | 807220.9 | 1947767.9 | 13.57 | 1096796.823 | 2237348.455 | 16.09 | 665003.139 | 1805547.715 | 655642.8862 | 655642.8862 | 655642.8862 | 2603410.7862 | 2892991.3412 | 2461190.6012
2010-07-02 | 15.29 | 785569.7 | 1822981.3 | 13.63 | 1068996.938 | 2106413.352 | 16.09 | 648978.26 | 1686387.54 | 684934.3174 | 684934.3174 | 684934.3174 | 2507915.6174 | 2791347.6694 | 2371321.8574
2010-07-03 | 15.32 | 723892.5 | 1711055.3 | 13.69 | 992027.663 | 1979194.864 | 16.09 | 597227.423 | 1584388.144 | 711335.6149 | 711335.6149 | 711335.6149 | 2422390.9149 | 2690530.4789 | 2295723.7589
2010-07-04 | 15.35 | 728090.4 | 1682842.6 | 13.75 | 992630.72 | 1947386.92 | 16.09 | 605740.502 | 1560490.852 | 718707.6107 | 718707.6107 | 718707.6107 | 2401550.2107 | 2666094.5307 | 2279198.4627
2010-07-05 | 15.37 | 788749.4 | 1929275.8 | 13.8 | 1057782.716 | 2198313.826 | 16.09 | 665371.064 | 1805895.304 | 664592.7113 | 664592.7113 | 664592.7113 | 2593868.5113 | 2862906.5373 | 2470488.0153
2010-07-06 | 15.4 | 784506.5 | 1925036.7 | 13.85 | 1050117.29 | 2190652.14 | 16.09 | 666266.858 | 1806794.988 | 666468.8739 | 666468.8739 | 666468.8739 | 2591505.5739 | 2857121.0139 | 2473263.8619
2010-07-07 | 15.42 | 780494.7 | 1921034.2 | 13.91 | 1039255.85 | 2179799.729 | 16.09 | 665680.15 | 1806217.707 | 668417.2261 | 668417.2261 | 668417.2261 | 2589451.4261 | 2848216.9551 | 2474634.9331
2010-07-08 | 15.44 | 776515.5 | 1917065.1 | 13.95 | 1031853.82 | 2172407.641 | 16.09 | 665126.3 | 1805673.915 | 670249.7725 | 670249.7725 | 670249.7725 | 2587314.8725 | 2842657.4135 | 2475923.6875
2010-07-09 | 15.47 | 756274.1 | 1793726.7 | 14 | 1007292.035 | 2044748.998 | 16.09 | 650402.59 | 1687853.492 | 698674.253 | 698674.253 | 698674.253 | 2492400.953 | 2743423.251 | 2386527.745
2010-07-10 | 15.49 | 696171.3 | 1683419.5 | 14.05 | 933080.676 | 1920332.764 | 16.09 | 597459.06 | 1584705.64 | 724295.6215 | 724295.6215 | 724295.6215 | 2407715.1215 | 2644628.3855 | 2309001.2615
2010-07-11 | 15.51 | 701505.5 | 1656391.4 | 14.09 | 936314.144 | 1891203.878 | 16.09 | 605597.744 | 1560482.078 | 730985.2651 | 730985.2651 | 730985.2651 | 2387376.6651 | 2622189.1431 | 2291467.3431
2010-07-12 | 15.53 | 762135.9 | 1902762.7 | 14.13 | 1002068.04 | 2142699.04 | 16.09 | 666163.044 | 1806788.164 | 676234.4763 | 676234.4763 | 676234.4763 | 2578997.1763 | 2818933.5163 | 2483022.6403
2010-07-13 | 15.55 | 758809 | 1899461.5 | 14.17 | 995317.816 | 2135974.456 | 16.09 | 666262.072 | 1806912.952 | 677483.727 | 677483.727 | 677483.727 | 2576945.227 | 2813458.183 | 2484396.679
2010-07-14 | 15.57 | 755517.8 | 1896197 | 14.2 | 990316.894 | 2131000.204 | 16.09 | 666396.976 | 1807074.616 | 678724.7302 | 678724.7302 | 678724.7302 | 2574921.7302 | 2809724.9342 | 2485799.3462
2010-07-15 | 15.59 | 752447.8 | 1893158.9 | 14.24 | 983823.355 | 2124538.27 | 16.09 | 666753.15 | 1807462.7 | 679698.255 | 679698.255 | 679698.255 | 2572857.155 | 2804236.525 | 2487160.955
2010-07-16 | 15.6 | 733292.2 | 1770935.8 | 14.27 | 960431.861 | 1998079.318 | 16.09 | 649609.167 | 1687251.346 | 707581.3172 | 707581.3172 | 707581.3172 | 2478517.1172 | 2705660.6352 | 2394832.6632
2010-07-17 | 15.62 | 675025.4 | 1662514 | 14.3 | 892219.256 | 1879711.42 | 16.09 | 597691.224 | 1585178.555 | 732129.184 | 732129.184 | 732129.184 | 2394643.184 | 2611840.604 | 2317307.739
2010-07-18 | 15.64 | 680797.2 | 1635950.5 | 14.33 | 897443.559 | 1852600.265 | 16.09 | 606376.695 | 1561528.825 | 738172.9191 | 738172.9191 | 738172.9191 | 2374123.4191 | 2590773.1841 | 2299701.7441
2010-07-19 | 15.65 | 741549.6 | 1882421.3 | 14.35 | 964371.55 | 2105247.02 | 16.09 | 666132.94 | 1807003.364 | 682983.6301 | 682983.6301 | 682983.6301 | 2565404.9301 | 2788230.6501 | 2489986.9941
2010-07-20 | 15.67 | 738965.9 | 1879881.1 | 14.37 | 961791.75 | 2102710.85 | 16.09 | 666976.01 | 1807889.95 | 683412.063 | 683412.063 | 683412.063 | 2563293.163 | 2786122.913 | 2491302.013
2010-07-21 | 15.68 | 736944.4 | 1877916.5 | 14.39 | 958060.075 | 2099036.045 | 16.09 | 666667.325 | 1807638.195 | 683836.5029 | 683836.5029 | 683836.5029 | 2561753.0029 | 2782872.5479 | 2491474.6979
2010-07-22 | 15.69 | 734859.3 | 1875886.9 | 14.41 | 954264.868 | 2095296.308 | 16.09 | 666295.06 | 1807321.46 | 684167.25 | 684167.25 | 684167.25 | 2560054.15 | 2779463.558 | 2491488.71
2010-07-23 | 15.71 | 679735.8 | 1596010.8 | 14.43 | 894542.584 | 1810821.296 | 16.09 | 615965.036 | 1532238.934 | 791412.9199 | 791412.9199 | 791412.9199 | 2387423.7199 | 2602234.2159 | 2323651.8539
2010-07-24 | 15.72 | 627831.1 | 1561732.7 | 14.44 | 835221.82 | 1769126.976 | 16.09 | 567882.22 | 1501782.921 | 815768.0126 | 815768.0126 | 815768.0126 | 2377500.7126 | 2584894.9886 | 2317550.9336
2010-07-25 | 15.73 | 626343.6 | 1529003.8 | 14.45 | 833737.904 | 1736401.56 | 16.09 | 568013.952 | 1470673.18 | 822781.1445 | 822781.1445 | 822781.1445 | 2351784.9445 | 2559182.7045 | 2293454.3245
2010-07-26 | 15.74 | 669629.1 | 1667189.8 | 14.46 | 881202.988 | 1878767.528 | 16.09 | 611776.865 | 1609336.515 | 774391.1425 | 774391.1425 | 774391.1425 | 2441580.9425 | 2653158.6705 | 2383727.6575
2010-07-27 | 15.75 | 668038.4 | 1665665.5 | 14.47 | 879616 | 1877246.812 | 16.09 | 611838.1 | 1609464.214 | 774175.1347 | 774175.1347 | 774175.1347 | 2439840.6347 | 2651421.9467 | 2383639.3487
2010-07-28 | 15.75 | 667206.3 | 1664918.4 | 14.47 | 878787.484 | 1876503.296 | 16.09 | 611005.048 | 1608716.162 | 774018.1288 | 774018.1288 | 774018.1288 | 2438936.5288 | 2650521.4248 | 2382734.2908
2010-07-29 | 15.76 | 665845.3 | 1663629.4 | 14.47 | 879083.074 | 1876871.044 | 16.09 | 611296.102 | 1609079.212 | 773640.9426 | 773640.9426 | 773640.9426 | 2437270.3426 | 2650511.9866 | 2382720.1546
2010-07-30 | 15.77 | 670181.3 | 1586964.9 | 14.47 | 888370.44 | 1805157.71 | 16.09 | 616473.204 | 1533255.776 | 789986.1231 | 789986.1231 | 789986.1231 | 2376951.0231 | 2595143.8331 | 2323241.8991
2010-07-31 | 15.77 | 619851.7 | 1554309 | 14.47 | 830508.38 | 1764969.06 | 16.09 | 567997.748 | 1502454.216 | 813560.5227 | 813560.5227 | 813560.5227 | 2367869.5227 | 2578529.5827 | 2316014.7387
2010-08-01 | 15.77 | 619264.6 | 1522501.7 | 14.46 | 831545.384 | 1734785.89 | 16.09 | 567409.752 | 1470646.02 | 762879.7285 | 762879.7285 | 762879.7285 | 2285381.4285 | 2497665.6185 | 2233525.7486
2010-08-02 | 15.78 | 663424.1 | 1661570.5 | 14.46 | 881636.072 | 1879786.432 | 16.09 | 612177.349 | 1610322.819 | 713749.8369 | 713749.8369 | 713749.8369 | 2375320.3369 | 2593536.2689 | 2324072.6559
2010-08-03 | 15.78 | 663099.4 | 1661343.4 | 14.45 | 882968.35 | 1881216.207 | 16.09 | 611851.75 | 1610094.851 | 712826.1726 | 712826.1726 | 712826.1726 | 2374169.5726 | 2594042.3796 | 2322921.0236
2010-08-04 | 15.78 | 662923.5 | 1661268.6 | 14.43 | 886102.53 | 1884451.545 | 16.09 | 611674.982 | 1610019.183 | 711759.9822 | 711759.9822 | 711759.9822 | 2373028.5822 | 2596211.5272 | 2321779.1652
2010-08-05 | 15.78 | 663488 | 1661952.5 | 14.42 | 888324.016 | 1886792.496 | 16.09 | 612238.614 | 1610702.084 | 710523.2909 | 710523.2909 | 710523.2909 | 2372475.7909 | 2597315.7869 | 2321225.3749
2010-08-06 | 15.78 | 668954.9 | 1586447.5 | 14.4 | 900598.94 | 1818095.542 | 16.09 | 616918.92 | 1534410.621 | 726300.0598 | 726300.0598 | 726300.0598 | 2312747.5598 | 2544395.6018 | 2260710.6808
2010-08-07 | 15.78 | 619418.8 | 1554605.7 | 14.38 | 846307.28 | 1781497.82 | 16.09 | 569179.208 | 1504365.302 | 749041.7085 | 749041.7085 | 749041.7085 | 2303647.4085 | 2530539.5285 | 2253407.0105
2010-08-08 | 15.77 | 620542.9 | 1524548.8 | 14.36 | 849055.96 | 1753065.385 | 16.09 | 568681.78 | 1472686.88 | 754622.0884 | 754622.0884 | 754622.0884 | 2279170.8884 | 2507687.4734 | 2227308.9684
2010-08-09 | 15.76 | 724014.2 | 1866678.5 | 14.33 | 969209.865 | 2111878.312 | 16.09 | 667430.585 | 1810093.928 | 614859.234 | 614859.234 | 614859.234 | 2481537.734 | 2726737.546 | 2424953.162
2010-08-10 | 15.76 | 725354.5 | 1868156.2 | 14.31 | 973983.825 | 2116789.73 | 16.09 | 668769.895 | 1811570.638 | 613010.9538 | 613010.9538 | 613010.9538 | 2481167.1538 | 2729800.6838 | 2424581.5918
2010-08-11 | 15.75 | 726856 | 1869798.9 | 14.28 | 978919.252 | 2121866.368 | 16.09 | 668555.656 | 1811497.704 | 611142.6538 | 611142.6538 | 611142.6538 | 2480941.5538 | 2733009.0218 | 2422640.3578
2010-08-12 | 15.74 | 728904.6 | 1872001.8 | 14.24 | 986116.5 | 2129218.15 | 16.09 | 668888.49 | 1811984.775 | 609148.4613 | 609148.4613 | 609148.4613 | 2481150.2613 | 2738366.6113 | 2421133.2363
2010-08-13 | 15.73 | 714240.2 | 1754381.7 | 14.21 | 973957.28 | 2014103.188 | 16.09 | 652728.26 | 1692868.716 | 633973.5222 | 633973.5222 | 633973.5222 | 2388355.2222 | 2648076.7102 | 2326842.2382
2010-08-14 | 15.71 | 661533.6 | 1651658.8 | 14.17 | 915051.788 | 1905181.146 | 16.09 | 598977.164 | 1589101.338 | 655576.1291 | 655576.1291 | 655576.1291 | 2307234.9291 | 2560757.2751 | 2244677.4671
2010-08-15 | 15.7 | 672438.5 | 1630356.4 | 14.13 | 932212.898 | 1890134.78 | 16.09 | 607908.554 | 1565825.34 | 658539.3298 | 658539.3298 | 658539.3298 | 2288895.7298 | 2548674.1098 | 2224364.6698
2010-08-16 | 15.68 | 738279.5 | 1882022.3 | 14.09 | 1010943.512 | 2154690.923 | 16.09 | 667969.912 | 1811711.523 | 600392.6385 | 600392.6385 | 600392.6385 | 2482414.9385 | 2755083.5615 | 2412104.1615
2010-08-17 | 15.66 | 741731.5 | 1885662.1 | 14.04 | 1019545.138 | 2163480.274 | 16.09 | 667990.843 | 1811920.239 | 597875.995 | 597875.995 | 597875.995 | 2483538.095 | 2761356.269 | 2409796.234
2010-08-18 | 15.65 | 745087.5 | 1889203.6 | 14 | 1028050.785 | 2172171.67 | 16.09 | 669630.624 | 1813745.448 | 595039.4819 | 595039.4819 | 595039.4819 | 2484243.0819 | 2767211.1519 | 2408784.9299
2010-08-19 | 15.63 | 748399 | 1892699.7 | 13.95 | 1036512.112 | 2180817.784 | 16.09 | 669510.886 | 1813810.352 | 592338.5318 | 592338.5318 | 592338.5318 | 2485038.2318 | 2773156.3158 | 2406148.8838
2010-08-20 | 15.6 | 736208.4 | 1777609.7 | 13.9 | 1026717.49 | 2068123.55 | 16.09 | 652473.427 | 1693873.355 | 616412.5295 | 616412.5295 | 616412.5295 | 2394022.2295 | 2684536.0795 | 2310285.8845
2010-08-21 | 15.58 | 684688.7 | 1676097.6 | 13.84 | 971166.824 | 1962580.422 | 16.09 | 600720.974 | 1592128.497 | 637201.536 | 637201.536 | 637201.536 | 2313299.136 | 2599781.958 | 2229330.033
2010-08-22 | 15.55 | 670385.4 | 1608768 | 13.78 | 957798.177 | 1896185.025 | 16.09 | 582700.146 | 1521081.45 | 650434.1465 | 650434.1465 | 650434.1465 | 2259202.1464 | 2546619.1714 | 2171515.5965
2010-08-23 | 15.52 | 738171.9 | 1812814.2 | 13.72 | 1040305.68 | 2114952.48 | 16.09 | 642496.203 | 1717137.078 | 602572.7835 | 602572.7835 | 602572.7835 | 2415386.9835 | 2717525.2635 | 2319709.8615
2010-08-24 | 15.49 | 743045.4 | 1817899.1 | 13.66 | 1050220.416 | 2125078.691 | 16.09 | 642332.28 | 1717184.48 | 599315.2462 | 599315.2462 | 599315.2462 | 2417214.3462 | 2724393.9372 | 2316499.7262
2010-08-25 | 15.46 | 748818.8 | 1823903.4 | 13.6 | 1061034.866 | 2136124.216 | 16.09 | 643068.197 | 1718151.322 | 595851.0942 | 595851.0942 | 595851.0942 | 2419754.4942 | 2731975.3102 | 2314002.4162
2010-08-26 | 15.42 | 754382.5 | 1829693.6 | 13.53 | 1071639.79 | 2146955.615 | 16.09 | 641915.63 | 1717225.055 | 592452.1166 | 592452.1166 | 592452.1166 | 2422145.7166 | 2739407.7316 | 2309677.1716
2010-08-27 | 15.39 | 766853.7 | 1743475.7 | 13.46 | 1095723.963 | 2072350.981 | 16.07 | 650982.312 | 1627602.544 | 609496.2523 | 609496.2523 | 609496.2523 | 2352971.9523 | 2681847.2333 | 2237098.7963
2010-08-28 | 15.35 | 703670.1 | 1669733.9 | 13.39 | 1021968.416 | 1988037.116 | 16.05 | 589992.13 | 1556054.18 | 623970.3222 | 623970.3222 | 623970.3222 | 2293704.2223 | 2612007.4383 | 2180024.5022
2010-08-29 | 15.31 | 709919 | 1649920.4 | 13.32 | 1033095 | 1973101.375 | 16.02 | 594615 | 1534614.625 | 626216.9066 | 626216.9066 | 626216.9066 | 2276137.3066 | 2599318.2816 | 2160831.5316
2010-08-30 | 15.26 | 704638.5 | 1812419.7 | 13.24 | 1022449.342 | 2130235.894 | 16 | 588212.746 | 1695992.122 | 587618.1057 | 587618.1057 | 587618.1057 | 2400037.8057 | 2717853.9997 | 2283610.2277
2010-08-31 | 15.22 | 789268.7 | 1865865.2 | 13.16 | 1135092.848 | 2211694.392 | 15.97 | 663361.85 | 1739956.65 | 573184.7597 | 573184.7597 | 573184.7597 | 2439049.9597 | 2784879.1517 | 2313141.4097
2010-09-01 | 15.17 | 826975.7 | 1974524.2 | 13.08 | 1185485.104 | 2333039.665 | 15.94 | 694893.288 | 1842439.555 | 528929.5467 | 528929.5467 | 528929.5467 | 2503453.7467 | 2861969.2117 | 2371369.1017
2010-09-02 | 15.12 | 835789.6 | 1983659 | 13 | 1199451.432 | 2347326.98 | 15.92 | 698558.72 | 1846425.8 | 524579.405 | 524579.405 | 524579.405 | 2508238.405 | 2871906.385 | 2371005.205
2010-09-03 | 15.07 | 828208.9 | 1873281 | 12.91 | 1197417.7 | 2242496.064 | 15.89 | 688046.3 | 1733116.022 | 547087.1062 | 547087.1062 | 547087.1062 | 2420368.1061 | 2789583.1702 | 2280203.1281
2010-09-04 | 15.01 | 777851.7 | 1772945.2 | 12.83 | 1136861.294 | 2131960.78 | 15.86 | 637870.895 | 1632962.2 | 567355.1065 | 567355.1065 | 567355.1065 | 2340300.3065 | 2699315.8865 | 2200317.3065
2010-09-05 | 14.96 | 796411.3 | 1759383.9 | 12.74 | 1163872.804 | 2126851.398 | 15.82 | 654061.348 | 1617031.626 | 567888.8083 | 567888.8083 | 567888.8083 | 2327272.7083 | 2694740.2063 | 2184920.4343
2010-09-06 | 14.9 | 873937.4 | 2023159.4 | 12.65 | 1259926.475 | 2409155.225 | 15.79 | 721257.277 | 1870476.607 | 506330.8949 | 506330.8949 | 506330.8949 | 2529490.2949 | 2915486.1199 | 2376807.5019
2010-09-07 | 14.84 | 884485.8 | 2034070.2 | 12.55 | 1277344.002 | 2426935.172 | 15.76 | 726656.304 | 1876237.844 | 501382.097 | 501382.097 | 501382.097 | 2535452.297 | 2928317.269 | 2377619.941
2010-09-08 | 14.78 | 895379.3 | 2045334.3 | 12.45 | 1295106.644 | 2445068.634 | 15.72 | 734115.908 | 1884068.088 | 496353.9028 | 496353.9028 | 496353.9028 | 2541688.2028 | 2941422.5368 | 2380421.9908
2010-09-09 | 14.71 | 906882.3 | 2057222.4 | 12.36 | 1310047.83 | 2460394.98 | 15.69 | 738753.696 | 1889090.856 | 491419.1387 | 491419.1387 | 491419.1387 | 2548641.5387 | 2951814.1187 | 2380509.9947
2010-09-10 | 14.64 | 901764.5 | 1949355.6 | 12.26 | 1308628.356 | 2356226.358 | 15.65 | 729103.788 | 1776691.959 | 513288.324 | 513288.324 | 513288.324 | 2462643.924 | 2869514.682 | 2289980.283
2010-09-11 | 14.57 | 851136.9 | 1848727.7 | 12.15 | 1249719.612 | 2247316.946 | 15.61 | 679845.156 | 1677433.148 | 533422.4276 | 533422.4276 | 533422.4276 | 2382150.1276 | 2780739.3736 | 2210855.5756
2010-09-12 | 14.5 | 872746.5 | 1838227.3 | 12.05 | 1278329.055 | 2243816.225 | 15.57 | 695614.527 | 1661092.545 | 533302.3808 | 533302.3808 | 533302.3808 | 2371529.6808 | 2777118.6058 | 2194394.9258
2010-09-13 | 14.42 | 956418 | 2108382.8 | 11.94 | 1381916.808 | 2533888.7 | 15.53 | 765972.969 | 1917934.45 | 470236.5249 | 470236.5249 | 470236.5249 | 2578619.3249 | 3004125.2249 | 2388170.9749
2010-09-14 | 14.35 | 969824.5 | 2122219.8 | 11.83 | 1402193.752 | 2554596.36 | 15.49 | 774228.886 | 1926620.88 | 464538.8889 | 464538.8889 | 464538.8889 | 2586758.6889 | 3019135.2489 | 2391159.7689
2010-09-15 | 14.27 | 983766.9 | 2136605.6 | 11.72 | 1421291.055 | 2574137.405 | 15.45 | 781304.742 | 1934139.902 | 458843.2826 | 458843.2826 | 458843.2826 | 2595448.8826 | 3032980.6876 | 2392983.1846
2010-09-16 | 14.19 | 997565.4 | 2150844 | 11.61 | 1440244.896 | 2593531.236 | 15.41 | 788236.336 | 1941511.276 | 453072.5011 | 453072.5011 | 453072.5011 | 2603916.5011 | 3046603.7371 | 2394583.7771
2010-09-17 | 14.1 | 994515.1 | 2045080.9 | 11.49 | 1440753.064 | 2491326.533 | 15.36 | 779089.876 | 1829652.122 | 474503.0472 | 474503.0472 | 474503.0472 | 2519583.9472 | 2965829.5802 | 2304155.1692
2010-09-18 | 14.01 | 943867.5 | 1944412.9 | 11.38 | 1377091.62 | 2377644.121 | 15.31 | 729726.3 | 1730268.19 | 494788.583 | 494788.583 | 494788.583 | 2439201.483 | 2872432.7039 | 2225056.773
2010-09-19 | 13.93 | 968259.9 | 1936684.7 | 11.26 | 1410317.115 | 2378748.757 | 15.27 | 746403.47 | 1714824.686 | 493846.0061 | 493846.0061 | 493846.0061 | 2430530.7061 | 2872594.7631 | 2208670.6921
2010-09-20 | 13.83 | 1058417.8 | 2213591.3 | 11.14 | 1520004.046 | 2675185.347 | 15.22 | 819902.974 | 1975072.443 | 429405.4112 | 429405.4112 | 429405.4112 | 2642996.7112 | 3104590.7582 | 2404477.8542
2010-09-21 | 13.74 | 1074522 | 2230190.4 | 11.02 | 1541264.208 | 2696940.496 | 15.17 | 829139.148 | 1984803.401 | 423121.1753 | 423121.1753 | 423121.1753 | 2653311.5753 | 3120061.6713 | 2407924.5763
2010-09-22 | 13.64 | 1090901.5 | 2247071.5 | 10.89 | 1562800.125 | 2718978.1 | 15.12 | 836934.24 | 1993099.948 | 416898.9263 | 416898.9263 | 416898.9263 | 2663970.4263 | 3135877.0263 | 2409998.8743
2010-09-23 | 13.55 | 1107691.6 | 2264373 | 10.77 | 1584746.55 | 2741436.29 | 15.07 | 846855.8 | 2003532.64 | 410456.8416 | 410456.8416 | 410456.8416 | 2674829.8416 | 3151893.1316 | 2413989.4816
2010-09-24 | 13.45 | 1107124.5 | 2161136.2 | 10.64 | 1587616.516 | 2641636.365 | 15.01 | 840374.484 | 1894381.66 | 431120.1182 | 431120.1182 | 431120.1182 | 2592256.3182 | 3072756.4832 | 2325501.7782
2010-09-25 | 13.34 | 1054411.8 | 2058330.5 | 10.51 | 1520638.452 | 2524564.51 | 14.96 | 787525.872 | 1791440.36 | 452028.475 | 452028.475 | 452028.475 | 2510358.975 | 2976592.985 | 2243468.835
2010-09-26 | 13.24 | 1082243.8 | 2054031.9 | 10.38 | 1555817.186 | 2527612.722 | 14.9 | 807372.534 | 1779156.318 | 450457.5924 | 450457.5924 | 450457.5924 | 2504489.4924 | 2978070.3144 | 2229613.9104
2010-09-27 | 13.14 | 1178644.4 | 2337461.8 | 10.25 | 1674610.883 | 2833436.664 | 14.84 | 886899.41 | 2045711.88 | 384226.131 | 384226.131 | 384226.131 | 2721687.931 | 3217662.795 | 2429938.011
2010-09-28 | 13.03 | 1197395.8 | 2356771.4 | 10.11 | 1698519.776 | 2857903.844 | 14.79 | 895348.472 | 2054718.968 | 377475.191 | 377475.191 | 377475.191 | 2734246.591 | 3235379.035 | 2432194.159
2010-09-29 | 12.92 | 1216333.5 | 2376271.6 | 9.98 | 1720898.652 | 2880845.378 | 14.73 | 905699.852 | 2065632.803 | 370681.4179 | 370681.4179 | 370681.4179 | 2746953.0179 | 3251526.7959 | 2436314.2209
2010-09-30 | 12.81 | 1235522.3 | 2396029.1 | 9.84 | 1745245.283 | 2905760.399 | 14.66 | 918018.085 | 2078519.705 | 363721.5223 | 363721.5223 | 363721.5223 | 2759750.6223 | 3269481.9213 | 2442241.2273

## 2009_2010 Volume
| Excludes IUK exports and storage injection | [8 empty] | IUK exports and storage injection |  |  | Includes IUK exports and storage injection
MCM |  | LDZ | Total | Cold | LDZ | Total | Warm | LDZ | Total | Total | Total | Total | Total | Total | Total | MCM/day | LDZ | Total | IUK exports & storage injection
| SNCWV | SND | SND | CWV | Cold demand | Cold demand | CWV | Warm demand | Warm demand | SND | Cold demand | Warm demand | SND | Cold demand | Warm demand | All year average | 151.1651 | 242.4193 | 34.8071
2009-10-01 | 12.69 | 111.6679 | 198.3774 | 9.7 | 157.7688 | 244.4792 | 14.6 | 82.2188 | 168.9278 | 42.2693 | 42.2693 | 42.2693 | 240.6467 | 286.7484 | 211.1971 | Dec-Feb average | 235.8811 | 322.3899 | 11.5139
2009-10-02 | 12.57 | 111.8596 | 189.6937 | 9.56 | 158.1056 | 235.9404 | 14.54 | 81.5923 | 159.4258 | 44.0031 | 44.0031 | 44.0031 | 233.6967 | 279.9435 | 203.4289 | Jun-Aug average | 69.9291 | 165.2645 | 61.2564
2009-10-03 | 12.46 | 106.898 | 181.0105 | 9.42 | 151.8931 | 226.0064 | 14.47 | 77.1479 | 151.2599 | 45.7253 | 45.7253 | 45.7253 | 226.7358 | 271.7317 | 196.9853
2009-10-04 | 12.34 | 109.6799 | 180.4714 | 9.28 | 155.2069 | 225.999 | 14.41 | 78.8823 | 149.6733 | 45.6288 | 45.6288 | 45.6288 | 226.1002 | 271.6278 | 195.3021
2009-10-05 | 12.22 | 118.9975 | 205.9453 | 9.14 | 166.5088 | 253.4574 | 14.34 | 86.2949 | 173.2421 | 39.6864 | 39.6864 | 39.6864 | 245.6317 | 293.1439 | 212.9286
2009-10-06 | 12.1 | 120.9217 | 207.9313 | 9 | 168.7473 | 255.7577 | 14.27 | 87.4438 | 174.4529 | 39.0224 | 39.0224 | 39.0224 | 246.9538 | 294.7801 | 213.4753
2009-10-07 | 11.98 | 122.7986 | 209.8688 | 8.85 | 171.0927 | 258.1638 | 14.2 | 88.5452 | 175.6149 | 38.3694 | 38.3694 | 38.3694 | 248.2382 | 296.5332 | 213.9842
2009-10-08 | 11.85 | 124.7731 | 211.9063 | 8.7 | 173.3817 | 260.5157 | 14.13 | 89.5898 | 176.7224 | 37.7052 | 37.7052 | 37.7052 | 249.6115 | 298.2209 | 214.4276
2009-10-09 | 11.73 | 125.0374 | 203.2953 | 8.56 | 173.7825 | 252.0412 | 14.06 | 89.209 | 167.4663 | 39.4128 | 39.4128 | 39.4128 | 242.7081 | 291.454 | 206.8791
2009-10-10 | 11.6 | 119.7723 | 194.2948 | 8.41 | 167.0274 | 241.5506 | 13.99 | 84.3681 | 158.89 | 41.2292 | 41.2292 | 41.2292 | 235.524 | 282.7798 | 200.1192
2009-10-11 | 11.47 | 122.7259 | 193.887 | 8.26 | 170.5247 | 241.6866 | 13.91 | 86.3928 | 157.5534 | 41.1145 | 41.1145 | 41.1145 | 235.0016 | 282.8011 | 198.6679
2009-10-12 | 11.34 | 132.7201 | 220.1064 | 8.11 | 182.587 | 269.9741 | 13.84 | 94.1234 | 181.5091 | 35.0062 | 35.0062 | 35.0062 | 255.1126 | 304.9803 | 216.5153
2009-10-13 | 11.21 | 134.7407 | 222.191 | 7.96 | 184.9224 | 272.3736 | 13.76 | 95.3674 | 182.8171 | 34.3314 | 34.3314 | 34.3314 | 256.5225 | 306.705 | 217.1485
2009-10-14 | 11.08 | 136.7803 | 224.2952 | 7.81 | 187.2768 | 274.7925 | 13.69 | 96.4757 | 183.9899 | 33.6424 | 33.6424 | 33.6424 | 257.9376 | 308.435 | 217.6324
2009-10-15 | 10.95 | 138.8298 | 226.4094 | 7.65 | 189.7957 | 277.3761 | 13.61 | 97.7482 | 185.3272 | 32.9512 | 32.9512 | 32.9512 | 259.3606 | 310.3273 | 218.2783
2009-10-16 | 10.82 | 139.179 | 217.8835 | 7.5 | 190.2734 | 268.9788 | 13.53 | 97.4724 | 176.1763 | 34.6511 | 34.6511 | 34.6511 | 252.5346 | 303.6298 | 210.8273
2009-10-17 | 10.68 | 133.4588 | 208.4103 | 7.35 | 182.8292 | 257.7815 | 13.45 | 92.391 | 167.3418 | 36.5851 | 36.5851 | 36.5851 | 244.9954 | 294.3666 | 203.9269
2009-10-18 | 10.55 | 136.5892 | 208.1387 | 7.19 | 186.6637 | 258.2139 | 13.37 | 94.5625 | 166.1112 | 36.43 | 36.43 | 36.43 | 244.5686 | 294.6438 | 202.5412
2009-10-19 | 10.41 | 147.1785 | 235.0207 | 7.04 | 199.2503 | 287.0934 | 13.28 | 102.8325 | 190.674 | 30.1939 | 30.1939 | 30.1939 | 265.2147 | 317.2874 | 220.8679
2009-10-20 | 10.28 | 149.2711 | 237.1791 | 6.88 | 201.8127 | 289.7216 | 13.2 | 104.1471 | 192.0543 | 29.4829 | 29.4829 | 29.4829 | 266.662 | 319.2045 | 221.5373
2009-10-21 | 10.15 | 151.3411 | 239.3143 | 6.73 | 204.1982 | 292.1723 | 13.12 | 105.439 | 193.4114 | 28.787 | 28.787 | 28.787 | 268.1013 | 320.9592 | 222.1983
2009-10-22 | 10.01 | 153.4372 | 241.4762 | 6.57 | 206.6097 | 294.6495 | 13.03 | 106.7567 | 194.7949 | 28.1062 | 28.1062 | 28.1062 | 269.5824 | 322.7558 | 222.9012
2009-10-23 | 9.88 | 153.7595 | 232.921 | 6.41 | 207.2071 | 286.3694 | 12.94 | 106.6271 | 185.7878 | 29.8029 | 29.8029 | 29.8029 | 262.7238 | 316.1723 | 215.5906
2009-10-24 | 9.74 | 147.5243 | 222.9135 | 6.26 | 199.1618 | 274.5519 | 12.86 | 101.2285 | 176.617 | 31.8569 | 31.8569 | 31.8569 | 254.7704 | 306.4088 | 208.4739
2009-10-25 | 9.61 | 150.7653 | 222.7098 | 6.1 | 203.1192 | 275.0645 | 12.77 | 103.6319 | 175.5757 | 31.6866 | 31.6866 | 31.6866 | 254.3964 | 306.751 | 207.2623
2009-10-26 | 9.47 | 161.8988 | 250.2029 | 5.94 | 216.4885 | 304.7935 | 12.68 | 112.2578 | 200.5611 | 25.3132 | 25.3132 | 25.3132 | 275.5161 | 330.1067 | 225.8743
2009-10-27 | 9.34 | 163.991 | 252.3608 | 5.79 | 218.8965 | 307.2672 | 12.59 | 113.7254 | 202.0943 | 24.6023 | 24.6023 | 24.6023 | 276.9631 | 331.8695 | 226.6967
2009-10-28 | 9.21 | 166.0789 | 254.5142 | 5.63 | 221.455 | 309.8912 | 12.5 | 115.1886 | 203.6231 | 23.9022 | 23.9022 | 23.9022 | 278.4165 | 333.7935 | 227.5253
2009-10-29 | 9.07 | 168.1601 | 256.6609 | 5.47 | 223.8522 | 312.3539 | 12.41 | 116.4902 | 204.9901 | 23.2249 | 23.2249 | 23.2249 | 279.8858 | 335.5789 | 228.2151
2009-10-30 | 8.94 | 168.3764 | 247.9952 | 5.32 | 224.181 | 303.8007 | 12.32 | 116.2716 | 195.8895 | 24.9562 | 24.9562 | 24.9562 | 272.9514 | 328.7569 | 220.8457
2009-10-31 | 8.81 | 161.5966 | 237.4233 | 5.16 | 215.8021 | 291.6297 | 12.23 | 110.8068 | 186.6326 | 27.1159 | 27.1159 | 27.1159 | 264.5392 | 318.7456 | 213.7485
2009-11-01 | 8.68 | 164.8571 | 237.1944 | 5.01 | 219.6434 | 291.9816 | 12.13 | 113.355 | 185.6915 | 29.4828 | 29.4828 | 29.4828 | 266.6772 | 321.4644 | 215.1743
2009-11-02 | 8.54 | 176.435 | 265.2058 | 4.85 | 233.5466 | 322.3184 | 12.04 | 122.264 | 211.034 | 23.0028 | 23.0028 | 23.0028 | 288.2086 | 345.3212 | 234.0368
2009-11-03 | 8.42 | 178.4499 | 267.2944 | 4.69 | 236.1875 | 325.033 | 11.95 | 123.8082 | 212.6517 | 22.296 | 22.296 | 22.296 | 289.5904 | 347.329 | 234.9478
2009-11-04 | 8.29 | 180.4559 | 269.3738 | 4.54 | 238.5101 | 327.4288 | 11.85 | 125.3432 | 214.2602 | 21.6225 | 21.6225 | 21.6225 | 290.9962 | 349.0513 | 235.8826
2009-11-05 | 8.16 | 182.4918 | 271.4837 | 4.38 | 241.0173 | 330.0102 | 11.76 | 126.7532 | 215.7442 | 20.942 | 20.942 | 20.942 | 292.4257 | 350.9522 | 236.6862
2009-11-06 | 8.03 | 182.5547 | 262.669 | 4.23 | 241.1831 | 321.2983 | 11.66 | 126.5493 | 206.6626 | 22.7166 | 22.7166 | 22.7166 | 285.3857 | 344.015 | 229.3792
2009-11-07 | 7.91 | 175.1625 | 251.473 | 4.08 | 232.0889 | 308.4003 | 11.57 | 120.7629 | 197.0726 | 25.0052 | 25.0052 | 25.0052 | 276.4782 | 333.4055 | 222.0777
2009-11-08 | 7.78 | 178.3987 | 251.1832 | 3.92 | 236.0697 | 308.8551 | 11.47 | 123.2677 | 196.0513 | 24.8739 | 24.8739 | 24.8739 | 276.0571 | 333.7289 | 220.9252
2009-11-09 | 7.66 | 190.3443 | 279.6253 | 3.77 | 250.6016 | 339.8836 | 11.38 | 132.7203 | 222.0004 | 18.2645 | 18.2645 | 18.2645 | 297.8898 | 358.1481 | 240.2648
2009-11-10 | 7.53 | 192.2854 | 281.6381 | 3.62 | 252.8597 | 342.2135 | 11.28 | 134.1898 | 223.5415 | 17.6157 | 17.6157 | 17.6157 | 299.2538 | 359.8292 | 241.1572
2009-11-11 | 7.42 | 194.1443 | 283.5668 | 3.47 | 255.3457 | 344.7692 | 11.18 | 135.8869 | 225.3084 | 16.9433 | 16.9433 | 16.9433 | 300.5102 | 361.7125 | 242.2517
2009-11-12 | 7.3 | 196.0285 | 285.5214 | 3.32 | 257.702 | 347.1959 | 11.09 | 137.2993 | 226.7911 | 16.2963 | 16.2963 | 16.2963 | 301.8176 | 363.4921 | 243.0874
2009-11-13 | 7.18 | 195.9155 | 276.5248 | 3.17 | 257.8355 | 338.4457 | 10.99 | 137.0838 | 217.6921 | 18.1102 | 18.1102 | 18.1102 | 294.635 | 356.5559 | 235.8023
2009-11-14 | 7.07 | 187.8331 | 264.6156 | 3.02 | 248.0798 | 324.8632 | 10.89 | 131.0079 | 207.7894 | 20.5575 | 20.5575 | 20.5575 | 285.173 | 345.4207 | 228.3468
2009-11-15 | 6.95 | 190.9567 | 264.1653 | 2.87 | 251.9656 | 325.1752 | 10.8 | 133.3869 | 206.5946 | 20.4607 | 20.4607 | 20.4607 | 284.6259 | 345.6358 | 227.0553
2009-11-16 | 6.84 | 203.2654 | 293.0322 | 2.73 | 266.9837 | 356.7515 | 10.7 | 143.4229 | 233.1887 | 13.7444 | 13.7444 | 13.7444 | 306.7766 | 370.4959 | 246.9331
2009-11-17 | 6.73 | 204.9967 | 294.8301 | 2.58 | 269.3427 | 359.1772 | 10.61 | 144.837 | 234.6694 | 13.131 | 13.131 | 13.131 | 307.961 | 372.3082 | 247.8003
2009-11-18 | 6.62 | 206.6743 | 296.5729 | 2.44 | 271.4932 | 361.3929 | 10.51 | 146.3524 | 236.25 | 12.5201 | 12.5201 | 12.5201 | 309.093 | 373.913 | 248.7701
2009-11-19 | 6.51 | 208.3648 | 298.329 | 2.3 | 273.6567 | 363.622 | 10.41 | 147.8806 | 237.8438 | 11.916 | 11.916 | 11.916 | 310.2451 | 375.5381 | 249.7599
2009-11-20 | 6.41 | 207.992 | 289.0649 | 2.15 | 273.8272 | 354.9012 | 10.32 | 147.5658 | 228.6378 | 13.7772 | 13.7772 | 13.7772 | 302.8421 | 368.6783 | 242.4149
2009-11-21 | 6.31 | 199.313 | 276.5384 | 2.01 | 263.3322 | 340.5586 | 10.22 | 141.1003 | 218.3247 | 16.3714 | 16.3714 | 16.3714 | 292.9099 | 356.9301 | 234.6962
2009-11-22 | 6.21 | 202.2968 | 275.901 | 1.88 | 267.0982 | 340.7034 | 10.13 | 143.6313 | 217.2346 | 16.2939 | 16.2939 | 16.2939 | 292.1949 | 356.9973 | 233.5285
2009-11-23 | 6.11 | 214.7808 | 304.9989 | 1.74 | 282.5864 | 372.8056 | 10.03 | 153.9576 | 244.1746 | 9.5439 | 9.5439 | 9.5439 | 314.5428 | 382.3494 | 253.7185
2009-11-24 | 6.01 | 216.2733 | 306.5521 | 1.6 | 284.7076 | 374.9875 | 9.94 | 155.2876 | 245.5654 | 9.2497 | 9.2497 | 9.2497 | 315.8018 | 384.2372 | 254.8151
2009-11-25 | 5.92 | 217.7893 | 308.1294 | 1.47 | 286.8526 | 377.1938 | 9.85 | 156.7964 | 247.1355 | 9.0864 | 9.0864 | 9.0864 | 317.2158 | 386.2802 | 256.2219
2009-11-26 | 5.82 | 219.2773 | 309.678 | 1.34 | 288.8144 | 379.2163 | 9.75 | 158.2771 | 248.6768 | 8.9508 | 8.9508 | 8.9508 | 318.6288 | 388.1671 | 257.6276
2009-11-27 | 5.74 | 218.6419 | 300.1437 | 1.2 | 288.8627 | 370.3657 | 9.66 | 158.0107 | 239.5116 | 11.2634 | 11.2634 | 11.2634 | 311.4071 | 381.6291 | 250.7749
2009-11-28 | 5.65 | 209.34 | 286.9734 | 1.08 | 277.4359 | 355.0703 | 9.57 | 150.9296 | 228.562 | 14.4143 | 14.4143 | 14.4143 | 301.3877 | 369.4846 | 242.9763
2009-11-29 | 5.56 | 212.145 | 286.1099 | 0.95 | 281.1945 | 355.1606 | 9.48 | 153.4304 | 227.3944 | 14.7995 | 14.7995 | 14.7995 | 300.9094 | 369.9601 | 242.1939
2009-11-30 | 5.48 | 224.7285 | 315.3595 | 0.82 | 297.0939 | 387.7261 | 9.39 | 164.0099 | 254.6399 | 8.3962 | 8.3962 | 8.3962 | 323.7557 | 396.1223 | 263.0361
2009-12-01 | 5.4 | 226.0439 | 316.7313 | 0.7 | 299.0391 | 389.7277 | 9.3 | 165.4734 | 256.1598 | 10.4232 | 10.4232 | 10.4232 | 327.1545 | 400.151 | 266.583
2009-12-02 | 5.32 | 227.2707 | 318.0065 | 0.57 | 301.0512 | 391.7882 | 9.21 | 166.8484 | 257.5831 | 10.3066 | 10.3066 | 10.3066 | 328.3131 | 402.0948 | 267.8897
2009-12-03 | 5.24 | 228.526 | 319.3108 | 0.45 | 302.9367 | 393.7227 | 9.13 | 168.0964 | 258.8802 | 10.1834 | 10.1834 | 10.1834 | 329.4942 | 403.9061 | 269.0636
2009-12-04 | 5.17 | 227.5915 | 309.4631 | 0.34 | 302.36 | 384.2328 | 9.04 | 167.6838 | 249.5545 | 12.5452 | 12.5452 | 12.5452 | 322.0083 | 396.778 | 262.0996
2009-12-05 | 5.1 | 217.7449 | 295.7258 | 0.22 | 290.5207 | 368.5027 | 8.95 | 160.3296 | 238.3095 | 15.781 | 15.781 | 15.781 | 311.5068 | 384.2838 | 254.0906
2009-12-06 | 5.03 | 220.3649 | 294.6511 | 0.1 | 294.2692 | 368.5565 | 8.87 | 162.8005 | 237.0859 | 16.1712 | 16.1712 | 16.1712 | 310.8223 | 384.7278 | 253.2571
2009-12-07 | 4.96 | 233.0205 | 323.9885 | -0.01 | 310.264 | 401.2334 | 8.79 | 173.4947 | 264.4618 | 9.727 | 9.727 | 9.727 | 333.7155 | 410.9604 | 274.1888
2009-12-08 | 4.9 | 234.0655 | 325.0775 | -0.12 | 312.0954 | 403.1087 | 8.71 | 174.8436 | 265.8546 | 9.6097 | 9.6097 | 9.6097 | 334.6872 | 412.7184 | 275.4644
2009-12-09 | 4.83 | 235.0611 | 326.1158 | -0.23 | 313.7221 | 404.7781 | 8.62 | 176.1431 | 267.1968 | 9.5251 | 9.5251 | 9.5251 | 335.6409 | 414.3032 | 276.7218
2009-12-10 | 4.78 | 236.0093 | 327.1055 | -0.33 | 315.457 | 406.5546 | 8.55 | 177.3952 | 268.4905 | 9.4089 | 9.4089 | 9.4089 | 336.5144 | 415.9634 | 277.8994
2009-12-11 | 4.72 | 234.8605 | 317.0374 | -0.44 | 314.8038 | 396.9821 | 8.47 | 176.7621 | 258.9381 | 11.7989 | 11.7989 | 11.7989 | 328.8363 | 408.781 | 270.737
2009-12-12 | 4.66 | 224.4529 | 302.7244 | -0.54 | 302.0657 | 380.3384 | 8.39 | 168.7807 | 247.0513 | 15.1429 | 15.1429 | 15.1429 | 317.8673 | 395.4813 | 262.1942
2009-12-13 | 4.61 | 226.9082 | 301.4761 | -0.64 | 305.6752 | 380.2444 | 8.32 | 171.2462 | 245.8132 | 15.5296 | 15.5296 | 15.5296 | 317.0057 | 395.774 | 261.3429
2009-12-14 | 4.56 | 239.5471 | 330.8034 | -0.74 | 321.9879 | 413.2456 | 8.24 | 182.3052 | 273.5605 | 9.0452 | 9.0452 | 9.0452 | 339.8486 | 422.2908 | 282.6057
2009-12-15 | 4.51 | 240.3241 | 331.6178 | -0.83 | 323.3971 | 414.6921 | 8.17 | 183.3865 | 274.6793 | 8.9684 | 8.9684 | 8.9684 | 340.5862 | 423.6605 | 283.6476
2009-12-16 | 4.46 | 241.1046 | 332.4358 | -0.92 | 324.8097 | 416.1423 | 8.1 | 184.4714 | 275.8016 | 8.8907 | 8.8907 | 8.8907 | 341.3265 | 425.033 | 284.6924
2009-12-17 | 4.41 | 241.8801 | 333.2486 | -1.01 | 326.2176 | 417.5874 | 8.03 | 185.5514 | 276.919 | 8.8143 | 8.8143 | 8.8143 | 342.0629 | 426.4017 | 285.7333
2009-12-18 | 4.37 | 240.4006 | 322.8411 | -1.1 | 325.2173 | 407.6591 | 7.96 | 184.7349 | 267.1744 | 11.2381 | 11.2381 | 11.2381 | 334.0792 | 418.8972 | 278.4126
2009-12-19 | 4.33 | 229.5581 | 308.0818 | -1.19 | 312.0157 | 390.5408 | 7.9 | 176.2296 | 254.7524 | 14.6399 | 14.6399 | 14.6399 | 322.7217 | 405.1807 | 269.3923
2009-12-20 | 4.3 | 231.7679 | 306.5786 | -1.27 | 315.4057 | 390.2176 | 7.83 | 178.7623 | 253.5722 | 15.0414 | 15.0414 | 15.0414 | 321.62 | 405.259 | 268.6136
2009-12-21 | 4.26 | 231.9158 | 320.9613 | -1.35 | 316.2001 | 405.2468 | 7.77 | 179.1818 | 268.2264 | 16.1582 | 16.1582 | 16.1582 | 337.1195 | 421.405 | 284.3847
2009-12-22 | 4.22 | 232.4594 | 321.5361 | -1.43 | 317.3547 | 406.4327 | 7.71 | 180.0197 | 269.0956 | 16.114 | 16.114 | 16.114 | 337.6501 | 422.5467 | 285.2096
2009-12-23 | 4.19 | 232.9684 | 322.0754 | -1.5 | 318.4747 | 407.5831 | 7.65 | 180.9733 | 270.0795 | 16.0565 | 16.0565 | 16.0565 | 338.1319 | 423.6397 | 286.136
2009-12-24 | 4.16 | 226.1723 | 299.977 | -1.58 | 310.835 | 384.6404 | 7.6 | 175.4337 | 249.2379 | 16.8224 | 16.8224 | 16.8224 | 316.7994 | 401.4628 | 266.0603
2009-12-25 | 4.13 | 218.7128 | 294.6758 | -1.65 | 302.0661 | 378.0303 | 7.54 | 169.5372 | 245.4995 | 18.0774 | 18.0774 | 18.0774 | 312.7532 | 396.1078 | 263.5769
2009-12-26 | 4.11 | 222.266 | 295.1289 | -1.71 | 307.5456 | 380.4096 | 7.49 | 172.7393 | 245.6016 | 18.0181 | 18.0181 | 18.0181 | 313.147 | 398.4277 | 263.6197
2009-12-27 | 4.08 | 229.2616 | 293.1601 | -1.78 | 316.7601 | 380.6594 | 7.44 | 179.0919 | 242.9899 | 18.5243 | 18.5243 | 18.5243 | 311.6844 | 399.1836 | 261.5142
2009-12-28 | 4.06 | 227.797 | 301.7039 | -1.84 | 314.8606 | 388.7682 | 7.39 | 178.6577 | 252.5642 | 16.6467 | 16.6467 | 16.6467 | 318.3506 | 405.4149 | 269.2109
2009-12-29 | 4.04 | 228.1061 | 302.0369 | -1.9 | 315.7701 | 389.7018 | 7.34 | 179.4038 | 253.3342 | 16.6144 | 16.6144 | 16.6144 | 318.6513 | 406.3162 | 269.9485
2009-12-30 | 4.02 | 228.4676 | 302.4232 | -1.96 | 316.7324 | 390.6888 | 7.3 | 180.0548 | 254.01 | 16.57 | 16.57 | 16.57 | 318.9932 | 407.2588 | 270.58
2009-12-31 | 4 | 228.7533 | 302.7325 | -2.01 | 317.4713 | 391.4513 | 7.26 | 180.63 | 254.6088 | 16.543 | 16.543 | 16.543 | 319.2755 | 407.9943 | 271.1518
2010-01-01 | 3.99 | 220.9934 | 299.1289 | -2.06 | 308.3019 | 386.4387 | 7.22 | 174.3808 | 252.5156 | 17.3741 | 17.3741 | 17.3741 | 316.503 | 403.8127 | 269.8897
2010-01-02 | 3.97 | 229.9791 | 296.2261 | -2.11 | 320.4002 | 386.648 | 7.18 | 182.2404 | 248.4869 | 18.0689 | 18.0689 | 18.0689 | 314.295 | 404.717 | 266.5558
2010-01-03 | 3.96 | 235.0703 | 312.7582 | -2.16 | 326.8773 | 404.5667 | 7.14 | 187.3666 | 265.0537 | 18.6389 | 18.6389 | 18.6389 | 331.3971 | 423.2056 | 283.6927
2010-01-04 | 3.95 | 236.8564 | 328.9909 | -2.2 | 329.3617 | 421.4977 | 7.11 | 189.3252 | 281.459 | 15.0122 | 15.0122 | 15.0122 | 344.0032 | 436.51 | 296.4712
2010-01-05 | 3.94 | 249.7308 | 344.5263 | -2.24 | 346.0522 | 440.8495 | 7.08 | 200.7907 | 295.5854 | 7.2782 | 7.2782 | 7.2782 | 351.8046 | 448.1277 | 302.8637
2010-01-06 | 3.93 | 249.8586 | 344.6619 | -2.28 | 346.6474 | 441.4523 | 7.05 | 201.2304 | 296.0329 | 7.269 | 7.269 | 7.269 | 351.9309 | 448.7213 | 303.3019
2010-01-07 | 3.92 | 249.9538 | 344.7641 | -2.32 | 347.2099 | 442.0218 | 7.02 | 201.6375 | 296.447 | 7.2673 | 7.2673 | 7.2673 | 352.0314 | 449.2891 | 303.7143
2010-01-08 | 3.92 | 247.8566 | 332.8792 | -2.35 | 345.2256 | 430.2499 | 7 | 200.0262 | 285.048 | 9.9382 | 9.9382 | 9.9382 | 342.8174 | 440.1881 | 294.9862
2010-01-09 | 3.92 | 236.1544 | 317.9933 | -2.38 | 330.3966 | 412.237 | 6.98 | 190.3796 | 272.2178 | 13.2834 | 13.2834 | 13.2834 | 331.2767 | 425.5205 | 285.5012
2010-01-10 | 3.92 | 237.8451 | 316.322 | -2.41 | 333.0176 | 411.496 | 6.96 | 192.1383 | 270.6144 | 13.659 | 13.659 | 13.659 | 329.981 | 425.155 | 284.2735
2010-01-11 | 3.92 | 250.0993 | 344.9315 | -2.43 | 349.0684 | 443.9025 | 6.94 | 203.0304 | 297.8619 | 7.2297 | 7.2297 | 7.2297 | 352.1612 | 451.1321 | 305.0916
2010-01-12 | 3.92 | 250.0538 | 344.8895 | -2.45 | 349.3343 | 444.1717 | 6.92 | 203.2968 | 298.1318 | 7.2391 | 7.2391 | 7.2391 | 352.1286 | 451.4109 | 305.3709
2010-01-13 | 3.92 | 250.0394 | 344.8794 | -2.47 | 349.6313 | 444.4731 | 6.91 | 203.4385 | 298.2777 | 7.2414 | 7.2414 | 7.2414 | 352.1208 | 451.7145 | 305.5191
2010-01-14 | 3.92 | 249.9844 | 344.8276 | -2.49 | 349.8877 | 444.7327 | 6.9 | 203.5395 | 298.3819 | 7.253 | 7.253 | 7.253 | 352.0806 | 451.9857 | 305.6349
2010-01-15 | 3.93 | 247.7157 | 332.767 | -2.5 | 347.5675 | 432.6205 | 6.89 | 201.7497 | 286.8003 | 9.9421 | 9.9421 | 9.9421 | 342.7092 | 442.5626 | 296.7424
2010-01-16 | 3.93 | 235.9011 | 317.766 | -2.51 | 332.2361 | 414.1027 | 6.89 | 191.6228 | 273.487 | 13.3133 | 13.3133 | 13.3133 | 331.0792 | 427.4159 | 286.8002
2010-01-17 | 3.94 | 237.4308 | 315.93 | -2.52 | 334.5564 | 413.0572 | 6.88 | 193.2281 | 271.7266 | 13.7046 | 13.7046 | 13.7046 | 329.6346 | 426.7618 | 285.4313
2010-01-18 | 3.95 | 249.5409 | 344.3916 | -2.52 | 350.3781 | 445.2305 | 6.88 | 203.8759 | 298.7258 | 7.2873 | 7.2873 | 7.2873 | 351.6789 | 452.5178 | 306.013
2010-01-19 | 3.96 | 249.399 | 344.2507 | -2.53 | 350.5475 | 445.4009 | 6.88 | 203.8899 | 298.7409 | 7.2977 | 7.2977 | 7.2977 | 351.5484 | 452.6986 | 306.0386
2010-01-20 | 3.97 | 249.1881 | 344.0392 | -2.53 | 350.4921 | 445.345 | 6.89 | 203.6792 | 298.5295 | 7.324 | 7.324 | 7.324 | 351.3632 | 452.669 | 305.8535
2010-01-21 | 3.98 | 249.0373 | 343.8893 | -2.52 | 350.3411 | 445.1948 | 6.89 | 203.6844 | 298.5357 | 7.3364 | 7.3364 | 7.3364 | 351.2258 | 452.5312 | 305.8721
2010-01-22 | 4 | 246.6205 | 331.6771 | -2.52 | 347.8678 | 432.9261 | 6.9 | 201.5873 | 286.6431 | 10.0384 | 10.0384 | 10.0384 | 341.7155 | 442.9644 | 296.6814
2010-01-23 | 4.02 | 234.6944 | 316.562 | -2.51 | 332.3745 | 414.2437 | 6.91 | 191.4639 | 273.3308 | 13.3927 | 13.3927 | 13.3927 | 329.9547 | 427.6364 | 286.7235
2010-01-24 | 4.03 | 236.1118 | 314.6121 | -2.5 | 334.2884 | 412.7903 | 6.93 | 192.5111 | 271.0107 | 13.8096 | 13.8096 | 13.8096 | 328.4217 | 426.5999 | 284.8204
2010-01-25 | 4.05 | 248.028 | 342.8734 | -2.48 | 349.7979 | 444.6451 | 6.94 | 202.9874 | 297.832 | 7.416 | 7.416 | 7.416 | 350.2894 | 452.0611 | 305.248
2010-01-26 | 4.07 | 247.7448 | 342.5878 | -2.47 | 349.6703 | 444.515 | 6.96 | 202.7043 | 297.5465 | 7.4377 | 7.4377 | 7.4377 | 350.0255 | 451.9527 | 304.9843
2010-01-27 | 4.08 | 247.468 | 342.3087 | -2.45 | 349.2372 | 444.0797 | 6.98 | 202.2718 | 297.1118 | 7.4792 | 7.4792 | 7.4792 | 349.7879 | 451.5589 | 304.591
2010-01-28 | 4.11 | 247.1486 | 341.986 | -2.43 | 349.0734 | 443.9126 | 7 | 202.1085 | 296.9451 | 7.488 | 7.488 | 7.488 | 349.474 | 451.4006 | 304.4331
2010-01-29 | 4.13 | 244.6554 | 329.6958 | -2.4 | 346.0559 | 431.098 | 7.03 | 199.623 | 284.6626 | 10.2075 | 10.2075 | 10.2075 | 339.9032 | 441.3055 | 294.8701
2010-01-30 | 4.15 | 232.666 | 314.5163 | -2.37 | 330.1951 | 412.0471 | 7.05 | 189.2865 | 271.136 | 13.5762 | 13.5762 | 13.5762 | 328.0925 | 425.6233 | 284.7123
2010-01-31 | 4.18 | 233.9221 | 312.403 | -2.34 | 331.9471 | 410.4294 | 7.08 | 190.3221 | 268.8022 | 13.9874 | 13.9874 | 13.9874 | 326.3904 | 424.4169 | 282.7897
2010-02-01 | 4.2 | 245.6743 | 340.4937 | -2.31 | 347.1303 | 441.9513 | 7.11 | 200.3231 | 295.1416 | 7.6322 | 7.6322 | 7.6322 | 348.1259 | 449.5835 | 302.7738
2010-02-02 | 4.23 | 245.2263 | 340.0835 | -2.28 | 346.6818 | 441.5408 | 7.15 | 199.7193 | 294.5757 | 7.6607 | 7.6607 | 7.6607 | 347.7441 | 449.2015 | 302.2364
2010-02-03 | 4.25 | 244.8469 | 339.7438 | -2.24 | 345.9905 | 440.8891 | 7.18 | 199.1842 | 294.0803 | 7.6945 | 7.6945 | 7.6945 | 347.4383 | 448.5836 | 301.7748
2010-02-04 | 4.28 | 244.3669 | 339.3009 | -2.2 | 345.3543 | 440.2899 | 7.22 | 198.5485 | 293.4817 | 7.7303 | 7.7303 | 7.7303 | 347.0312 | 448.0203 | 301.2121
2010-02-05 | 4.31 | 241.7595 | 326.9386 | -2.16 | 342.2262 | 427.407 | 7.26 | 195.9516 | 281.1299 | 10.4447 | 10.4447 | 10.4447 | 337.3833 | 437.8518 | 291.5747
2010-02-06 | 4.34 | 229.78 | 311.8118 | -2.11 | 326.2608 | 408.2941 | 7.31 | 185.354 | 267.385 | 13.7804 | 13.7804 | 13.7804 | 325.5922 | 422.0745 | 281.1655
2010-02-07 | 4.38 | 230.9476 | 309.6271 | -2.07 | 327.9188 | 406.5998 | 7.35 | 186.2958 | 264.9745 | 14.1864 | 14.1864 | 14.1864 | 323.8135 | 420.7862 | 279.161
2010-02-08 | 4.41 | 242.4318 | 337.5139 | -2.02 | 342.6386 | 437.7225 | 7.4 | 195.8349 | 290.9162 | 7.8558 | 7.8558 | 7.8558 | 345.3697 | 445.5783 | 298.7719
2010-02-09 | 4.44 | 241.8908 | 337.0086 | -1.97 | 341.7857 | 436.9051 | 7.45 | 194.9823 | 290.0993 | 7.9056 | 7.9056 | 7.9056 | 344.9142 | 444.8107 | 298.0049
2010-02-10 | 4.48 | 241.3362 | 336.4892 | -1.91 | 340.919 | 436.0738 | 7.5 | 194.272 | 289.4242 | 7.9373 | 7.9373 | 7.9373 | 344.4266 | 444.0111 | 297.3616
2010-02-11 | 4.52 | 240.7517 | 335.9393 | -1.86 | 340.1784 | 435.3677 | 7.55 | 193.5318 | 288.7186 | 7.976 | 7.976 | 7.976 | 343.9153 | 443.3436 | 296.6946
2010-02-12 | 4.55 | 238.0437 | 323.4747 | -1.8 | 336.645 | 422.0777 | 7.6 | 190.684 | 276.1142 | 10.7134 | 10.7134 | 10.7134 | 334.1881 | 432.7911 | 286.8275
2010-02-13 | 4.59 | 226.0597 | 308.3404 | -1.74 | 320.7441 | 403.0264 | 7.66 | 180.1385 | 262.4184 | 14.0295 | 14.0295 | 14.0295 | 322.3699 | 417.0559 | 276.4479
2010-02-14 | 4.63 | 227.0606 | 305.9566 | -1.67 | 321.7752 | 400.6728 | 7.72 | 180.6053 | 259.5006 | 14.4802 | 14.4802 | 14.4802 | 320.4369 | 415.153 | 273.9809
2010-02-15 | 4.68 | 238.261 | 333.5829 | -1.61 | 336.2838 | 431.6074 | 7.78 | 189.9509 | 285.272 | 8.1656 | 8.1656 | 8.1656 | 341.7486 | 439.773 | 293.4376
2010-02-16 | 4.72 | 237.6131 | 332.9681 | -1.54 | 335.168 | 430.5247 | 7.84 | 188.9915 | 284.3456 | 8.2188 | 8.2188 | 8.2188 | 341.1869 | 438.7435 | 292.5644
2010-02-17 | 4.76 | 236.9277 | 332.3147 | -1.47 | 334.0148 | 429.4035 | 7.9 | 187.9945 | 283.3807 | 8.2807 | 8.2807 | 8.2807 | 340.5954 | 437.6842 | 291.6614
2010-02-18 | 4.81 | 236.2019 | 331.62 | -1.4 | 332.9771 | 428.3968 | 7.97 | 186.9572 | 282.3745 | 8.3306 | 8.3306 | 8.3306 | 339.9506 | 436.7274 | 290.7051
2010-02-19 | 4.86 | 233.3575 | 319.0165 | -1.32 | 329.3172 | 414.9779 | 8.04 | 183.9802 | 269.6384 | 11.0567 | 11.0567 | 11.0567 | 330.0733 | 426.0346 | 280.6951
2010-02-20 | 4.9 | 221.4669 | 303.9753 | -1.25 | 313.4577 | 395.9676 | 8.11 | 173.4522 | 255.9598 | 14.352 | 14.352 | 14.352 | 318.3273 | 410.3195 | 270.3118
2010-02-21 | 4.95 | 222.2999 | 301.3919 | -1.17 | 314.3071 | 393.4006 | 8.18 | 173.7405 | 252.8318 | 14.8263 | 14.8263 | 14.8263 | 316.2182 | 408.2269 | 267.6581
2010-02-22 | 5 | 233.1834 | 328.7228 | -1.09 | 328.0873 | 423.6282 | 8.25 | 182.5369 | 278.0754 | 8.5781 | 8.5781 | 8.5781 | 337.3009 | 432.2063 | 286.6535
2010-02-23 | 5.05 | 232.3592 | 327.9272 | -1.01 | 326.7952 | 422.3648 | 8.32 | 181.4011 | 276.9682 | 8.6507 | 8.6507 | 8.6507 | 336.5778 | 431.0155 | 285.6189
2010-02-24 | 5.11 | 231.5491 | 327.1461 | -0.92 | 325.5173 | 421.1159 | 8.4 | 180.2796 | 275.8756 | 8.6988 | 8.6988 | 8.6988 | 335.8448 | 429.8146 | 284.5744
2010-02-25 | 5.16 | 230.6636 | 326.2877 | -0.84 | 324.164 | 419.7897 | 8.47 | 179.0826 | 274.7057 | 8.7855 | 8.7855 | 8.7855 | 335.0731 | 428.5752 | 283.4912
2010-02-26 | 5.22 | 227.695 | 313.558 | -0.75 | 320.392 | 406.2566 | 8.55 | 175.9896 | 261.8518 | 11.5187 | 11.5187 | 11.5187 | 325.0768 | 417.7753 | 273.3705
2010-02-27 | 5.28 | 215.8641 | 298.5755 | -0.66 | 304.7125 | 387.4253 | 8.63 | 165.756 | 248.4666 | 14.7583 | 14.7583 | 14.7583 | 313.3337 | 402.1836 | 263.2248
2010-02-28 | 5.33 | 216.5485 | 295.8131 | -0.57 | 305.2469 | 384.513 | 8.71 | 165.7348 | 244.9985 | 15.2728 | 15.2728 | 15.2728 | 311.0859 | 399.7858 | 260.2714
2010-03-01 | 5.4 | 227.041 | 322.7714 | -0.47 | 318.5144 | 414.2464 | 8.79 | 174.214 | 269.9435 | 12.7438 | 12.7438 | 12.7438 | 335.5152 | 426.9902 | 282.6873
2010-03-02 | 5.46 | 226.0915 | 321.8558 | -0.38 | 317.0971 | 412.8629 | 8.87 | 172.953 | 268.7163 | 12.8221 | 12.8221 | 12.8221 | 334.6779 | 425.685 | 281.5385
2010-03-03 | 5.52 | 225.0725 | 320.8689 | -0.28 | 315.4544 | 411.2524 | 8.96 | 171.4667 | 267.2621 | 12.9165 | 12.9165 | 12.9165 | 333.7853 | 424.1688 | 280.1786
2010-03-04 | 5.59 | 224.0915 | 319.921 | -0.19 | 314.1615 | 409.9925 | 9.04 | 170.33 | 266.1585 | 12.9808 | 12.9808 | 12.9808 | 332.9018 | 422.9733 | 279.1393
2010-03-05 | 5.65 | 220.9828 | 307.0574 | -0.09 | 310.1068 | 396.1829 | 9.13 | 166.9494 | 253.0232 | 15.7441 | 15.7441 | 15.7441 | 322.8016 | 411.9271 | 268.7673
2010-03-06 | 5.72 | 209.2483 | 292.1778 | 0.02 | 294.5057 | 377.4366 | 9.22 | 156.8973 | 239.8259 | 18.9393 | 18.9393 | 18.9393 | 311.1171 | 396.3759 | 258.7652
2010-03-07 | 5.79 | 209.7084 | 289.1458 | 0.12 | 294.9479 | 374.3867 | 9.3 | 156.941 | 236.3776 | 19.472 | 19.472 | 19.472 | 308.6178 | 393.8586 | 255.8496
2010-03-08 | 5.86 | 219.8331 | 315.7865 | 0.22 | 307.7203 | 403.6752 | 9.39 | 164.8257 | 260.7781 | 13.3364 | 13.3364 | 13.3364 | 329.1229 | 417.0116 | 274.1145
2010-03-09 | 5.93 | 218.7219 | 314.7051 | 0.33 | 305.9855 | 401.9702 | 9.48 | 163.403 | 259.3852 | 13.4307 | 13.4307 | 13.4307 | 328.1358 | 415.4009 | 272.816
2010-03-10 | 6 | 217.5809 | 313.5932 | 0.44 | 304.2209 | 400.2347 | 9.57 | 161.9505 | 257.9619 | 13.5319 | 13.5319 | 13.5319 | 327.1251 | 413.7666 | 271.4938
2010-03-11 | 6.08 | 216.3997 | 312.4401 | 0.55 | 302.5719 | 398.6138 | 9.66 | 160.6137 | 256.6531 | 13.6211 | 13.6211 | 13.6211 | 326.0612 | 412.2349 | 270.2742
2010-03-12 | 6.16 | 213.1802 | 299.4647 | 0.66 | 298.576 | 384.8619 | 9.75 | 157.4401 | 243.7236 | 16.3671 | 16.3671 | 16.3671 | 315.8318 | 401.229 | 260.0907
2010-03-13 | 6.23 | 201.5543 | 284.6913 | 0.77 | 283.2208 | 366.3591 | 9.85 | 147.4091 | 230.5453 | 19.5384 | 19.5384 | 19.5384 | 304.2297 | 385.8975 | 250.0837
2010-03-14 | 6.31 | 201.8579 | 281.4487 | 0.88 | 283.4883 | 363.0803 | 9.94 | 147.2873 | 226.8772 | 20.0972 | 20.0972 | 20.0972 | 301.5458 | 383.1775 | 246.9744
2010-03-15 | 6.39 | 211.5066 | 307.6552 | 1 | 295.4961 | 391.6462 | 10.03 | 154.7863 | 250.934 | 14.0379 | 14.0379 | 14.0379 | 321.6931 | 405.6841 | 264.9719
2010-03-16 | 6.47 | 210.2346 | 306.4091 | 1.11 | 293.7564 | 389.9323 | 10.13 | 153.2028 | 249.3764 | 14.148 | 14.148 | 14.148 | 320.5571 | 404.0803 | 263.5244
2010-03-17 | 6.56 | 208.9421 | 305.142 | 1.23 | 291.9962 | 388.1975 | 10.22 | 151.9106 | 248.1095 | 14.2416 | 14.2416 | 14.2416 | 319.3836 | 402.4391 | 262.3511
2010-03-18 | 6.64 | 207.6234 | 303.8479 | 1.35 | 290.0539 | 386.2799 | 10.31 | 150.4363 | 246.6598 | 14.3625 | 14.3625 | 14.3625 | 318.2104 | 400.6423 | 261.0223
2010-03-19 | 6.73 | 204.266 | 290.7329 | 1.46 | 286.089 | 372.5574 | 10.41 | 147.1296 | 233.5956 | 17.1186 | 17.1186 | 17.1186 | 307.8515 | 389.6759 | 250.7142
2010-03-20 | 6.82 | 192.8345 | 276.1542 | 1.58 | 271.2093 | 354.5303 | 10.5 | 137.7927 | 221.1114 | 20.2037 | 20.2037 | 20.2037 | 296.3578 | 374.734 | 241.3151
2010-03-21 | 6.9 | 192.9688 | 272.6883 | 1.7 | 271.1404 | 350.8612 | 10.6 | 137.3467 | 217.0653 | 20.8126 | 20.8126 | 20.8126 | 293.5009 | 371.6738 | 237.8779
2010-03-22 | 7 | 202.0954 | 298.4125 | 1.83 | 282.655 | 378.9735 | 10.7 | 144.4416 | 240.7577 | 14.8192 | 14.8192 | 14.8192 | 313.2318 | 393.7927 | 255.5769
2010-03-23 | 7.09 | 200.6881 | 297.0277 | 1.95 | 280.7799 | 377.1209 | 10.79 | 143.0344 | 239.373 | 15.3036 | 15.3036 | 15.3036 | 312.3312 | 392.4245 | 254.6765
2010-03-24 | 7.18 | 199.2545 | 295.616 | 2.07 | 278.8787 | 375.2415 | 10.89 | 141.4452 | 237.8057 | 15.8628 | 15.8628 | 15.8628 | 311.4788 | 391.1043 | 253.6685
2010-03-25 | 7.27 | 197.7961 | 294.1787 | 2.2 | 276.7967 | 373.1807 | 10.98 | 139.987 | 236.3686 | 16.4278 | 16.4278 | 16.4278 | 310.6066 | 389.6085 | 252.7965
2010-03-26 | 7.37 | 194.3376 | 280.9621 | 2.32 | 272.7432 | 359.3691 | 11.08 | 136.7366 | 223.3601 | 19.6188 | 19.6188 | 19.6188 | 300.5809 | 378.9878 | 242.9789
2010-03-27 | 7.47 | 183.1485 | 266.6272 | 2.45 | 258.2318 | 341.7117 | 11.17 | 127.8083 | 211.286 | 23.0708 | 23.0708 | 23.0708 | 289.6981 | 364.7826 | 234.3569
2010-03-28 | 7.56 | 183.0638 | 262.8882 | 2.58 | 257.9271 | 337.7527 | 11.27 | 127.2922 | 207.1157 | 24.163 | 24.163 | 24.163 | 287.0512 | 361.9157 | 231.2787
2010-03-29 | 7.66 | 191.7342 | 288.1961 | 2.71 | 268.8639 | 365.3272 | 11.36 | 134.0817 | 230.5426 | 18.716 | 18.716 | 18.716 | 306.9122 | 384.0432 | 249.2587
2010-03-30 | 7.76 | 190.1996 | 286.6809 | 2.83 | 267.0174 | 363.5 | 11.46 | 132.5472 | 229.0275 | 19.2872 | 19.2872 | 19.2872 | 305.9681 | 382.7872 | 248.3147
2010-03-31 | 7.86 | 186.9619 | 281.7722 | 2.96 | 262.8283 | 357.6399 | 11.55 | 129.8298 | 224.6392 | 20.6406 | 20.6406 | 20.6406 | 302.4129 | 378.2806 | 245.2799
2010-04-01 | 7.96 | 185.387 | 288.0977 | 3.09 | 260.7887 | 363.5006 | 11.65 | 128.2551 | 230.9649 | 24.5968 | 24.5968 | 24.5968 | 312.6945 | 388.0974 | 255.5616
2010-04-02 | 8.06 | 178.5733 | 270.885 | 3.22 | 252.4736 | 344.7866 | 11.74 | 122.3846 | 214.6953 | 28.7153 | 28.7153 | 28.7153 | 299.6002 | 373.5019 | 243.4105
2010-04-03 | 8.17 | 171.5852 | 253.7601 | 3.36 | 243.4357 | 325.6113 | 11.84 | 116.7637 | 198.938 | 32.7928 | 32.7928 | 32.7928 | 286.5529 | 358.4041 | 231.7308
2010-04-04 | 8.27 | 170.8171 | 251.6733 | 3.49 | 242.5368 | 323.3938 | 11.93 | 115.9019 | 196.7576 | 33.5219 | 33.5219 | 33.5219 | 285.1952 | 356.9157 | 230.2795
2010-04-05 | 8.38 | 171.6548 | 273.2104 | 3.62 | 243.2368 | 344.7937 | 12.02 | 116.9156 | 218.4702 | 28.9209 | 28.9209 | 28.9209 | 302.1312 | 373.7145 | 247.391
2010-04-06 | 8.48 | 177.3378 | 279.9156 | 3.75 | 250.5707 | 353.1498 | 12.12 | 120.981 | 223.5578 | 27.6742 | 27.6742 | 27.6742 | 307.5898 | 380.8239 | 251.232
2010-04-07 | 8.59 | 175.6856 | 278.2358 | 3.89 | 248.4538 | 351.0052 | 12.21 | 119.6386 | 222.1879 | 28.2906 | 28.2906 | 28.2906 | 306.5264 | 379.2958 | 250.4784
2010-04-08 | 8.7 | 174.0328 | 276.5553 | 4.02 | 246.4911 | 349.0149 | 12.3 | 118.2957 | 220.8172 | 28.917 | 28.917 | 28.917 | 305.4723 | 377.9319 | 249.7342
2010-04-09 | 8.8 | 172.1106 | 264.6455 | 4.15 | 244.303 | 336.8391 | 12.39 | 116.375 | 208.9089 | 31.8635 | 31.8635 | 31.8635 | 296.509 | 368.7026 | 240.7724
2010-04-10 | 8.91 | 161.5556 | 251.7227 | 4.29 | 230.6543 | 320.8225 | 12.48 | 108.1612 | 198.3275 | 35.0163 | 35.0163 | 35.0163 | 286.7391 | 355.8389 | 233.3438
2010-04-11 | 9.02 | 161.197 | 248.4609 | 4.42 | 230.3459 | 317.6108 | 12.57 | 107.8321 | 195.0951 | 35.9981 | 35.9981 | 35.9981 | 284.459 | 353.609 | 231.0933
2010-04-12 | 9.13 | 168.8988 | 272.6732 | 4.56 | 240.1042 | 343.8799 | 12.66 | 113.8977 | 217.6711 | 30.8057 | 30.8057 | 30.8057 | 303.4789 | 374.6856 | 248.4768
2010-04-13 | 9.24 | 167.2124 | 270.9586 | 4.69 | 238.106 | 341.8533 | 12.74 | 112.6789 | 216.4242 | 31.4497 | 31.4497 | 31.4497 | 302.4082 | 373.303 | 247.8738
2010-04-14 | 9.35 | 165.5075 | 269.225 | 4.83 | 235.9334 | 339.6521 | 12.83 | 111.2858 | 215.0023 | 32.088 | 32.088 | 32.088 | 301.313 | 371.7401 | 247.0904
2010-04-15 | 9.46 | 163.7826 | 267.471 | 4.96 | 233.8966 | 337.5863 | 12.92 | 109.8727 | 213.5601 | 32.7408 | 32.7408 | 32.7408 | 300.2118 | 370.3271 | 246.3009
2010-04-16 | 9.56 | 160.2655 | 253.9277 | 5.1 | 229.5066 | 323.17 | 13 | 106.8598 | 200.5211 | 36.0642 | 36.0642 | 36.0642 | 289.9919 | 359.2342 | 236.5853
2010-04-17 | 9.68 | 150.1082 | 240.0905 | 5.23 | 216.6633 | 306.6468 | 13.09 | 99.1075 | 189.089 | 39.4112 | 39.4112 | 39.4112 | 279.5017 | 346.058 | 228.5002
2010-04-18 | 9.78 | 149.6827 | 236.7694 | 5.37 | 215.9744 | 303.0622 | 13.17 | 98.7237 | 185.8096 | 40.4374 | 40.4374 | 40.4374 | 277.2068 | 343.4996 | 226.247
2010-04-19 | 9.9 | 156.9409 | 260.5141 | 5.51 | 225.3402 | 328.9145 | 13.25 | 104.7456 | 208.3179 | 35.3387 | 35.3387 | 35.3387 | 295.8528 | 364.2532 | 243.6565
2010-04-20 | 10.01 | 155.2374 | 258.782 | 5.64 | 223.3249 | 326.8706 | 13.34 | 103.3539 | 206.8976 | 35.9964 | 35.9964 | 35.9964 | 294.7784 | 362.867 | 242.894
2010-04-21 | 10.11 | 153.5344 | 257.0504 | 5.78 | 220.9984 | 324.5155 | 13.42 | 101.9627 | 205.4778 | 36.6654 | 36.6654 | 36.6654 | 293.7158 | 361.1809 | 242.1432
2010-04-22 | 10.22 | 151.8182 | 255.3053 | 5.91 | 218.9704 | 322.4586 | 13.5 | 100.714 | 204.2002 | 37.3161 | 37.3161 | 37.3161 | 292.6214 | 359.7747 | 241.5164
2010-04-23 | 10.33 | 148.3359 | 241.7994 | 6.05 | 214.7813 | 308.2458 | 13.57 | 98.0362 | 191.4988 | 40.6198 | 40.6198 | 40.6198 | 282.4191 | 348.8656 | 232.1185
2010-04-24 | 10.44 | 138.6422 | 228.4393 | 6.18 | 202.3548 | 292.153 | 13.65 | 90.6334 | 180.4298 | 43.8807 | 43.8807 | 43.8807 | 272.3201 | 336.0337 | 224.3105
2010-04-25 | 10.55 | 138.1655 | 225.075 | 6.32 | 201.7506 | 288.6611 | 13.73 | 90.3639 | 177.2727 | 44.8954 | 44.8954 | 44.8954 | 269.9704 | 333.5565 | 222.1681
2010-04-26 | 10.66 | 145.02 | 248.3929 | 6.45 | 210.6132 | 313.9873 | 13.8 | 96.0978 | 199.4698 | 39.9237 | 39.9237 | 39.9237 | 288.3166 | 353.911 | 239.3935
2010-04-27 | 10.77 | 143.3691 | 246.7147 | 6.59 | 208.4947 | 311.8414 | 13.88 | 94.9144 | 198.2592 | 40.5594 | 40.5594 | 40.5594 | 287.2741 | 352.4008 | 238.8186
2010-04-28 | 10.87 | 141.6943 | 245.0119 | 6.72 | 206.3523 | 309.671 | 13.95 | 93.7071 | 197.024 | 41.222 | 41.222 | 41.222 | 286.2339 | 350.8929 | 238.2459
2010-04-29 | 10.98 | 140.0242 | 243.314 | 6.86 | 204.2146 | 307.5055 | 14.02 | 92.6605 | 195.9494 | 41.8621 | 41.8621 | 41.8621 | 285.1762 | 349.3676 | 237.8116
2010-04-30 | 11.09 | 136.6309 | 229.9009 | 6.99 | 200.2805 | 293.5515 | 14.1 | 89.9028 | 183.172 | 45.135 | 45.135 | 45.135 | 275.036 | 338.6866 | 228.3071
2010-05-01 | 11.19 | 127.4366 | 215.3822 | 7.13 | 188.1571 | 276.1038 | 14.17 | 82.8683 | 170.8131 | 51.7572 | 51.7572 | 51.7572 | 267.1394 | 327.861 | 222.5704
2010-05-02 | 11.3 | 126.4311 | 212.6752 | 7.26 | 186.9887 | 273.2338 | 14.23 | 82.5119 | 168.7553 | 52.6242 | 52.6242 | 52.6242 | 265.2994 | 325.858 | 221.3794
2010-05-03 | 11.4 | 122.2592 | 223.1323 | 7.39 | 180.5432 | 281.4174 | 14.3 | 80.1087 | 180.981 | 50.554 | 50.554 | 50.554 | 273.6863 | 331.9714 | 231.535
2010-05-04 | 11.51 | 130.8371 | 229.618 | 7.53 | 192.5093 | 291.2912 | 14.37 | 86.52 | 185.3001 | 42.4312 | 42.4312 | 42.4312 | 272.0493 | 333.7225 | 227.7314
2010-05-05 | 11.61 | 129.2488 | 228.0033 | 7.66 | 190.4558 | 289.2114 | 14.43 | 85.5516 | 184.3053 | 43.074 | 43.074 | 43.074 | 271.0772 | 332.2854 | 227.3793
2010-05-06 | 11.71 | 127.7024 | 226.4315 | 7.79 | 188.4444 | 287.1745 | 14.5 | 84.4702 | 183.1985 | 43.6972 | 43.6972 | 43.6972 | 270.1287 | 330.8718 | 226.8957
2010-05-07 | 11.81 | 125.4244 | 215.3701 | 7.92 | 185.8126 | 275.7594 | 14.56 | 82.7334 | 172.6784 | 46.453 | 46.453 | 46.453 | 261.8231 | 322.2124 | 219.1315
2010-05-08 | 11.91 | 116.7442 | 204.52 | 8.05 | 174.4728 | 262.2496 | 14.62 | 76.2145 | 163.9897 | 56.0754 | 56.0754 | 56.0754 | 260.5954 | 318.3249 | 220.065
2010-05-09 | 12.01 | 115.808 | 201.8919 | 8.18 | 173.217 | 259.3019 | 14.68 | 75.7866 | 161.8699 | 56.9261 | 56.9261 | 56.9261 | 258.8181 | 316.228 | 218.796
2010-05-10 | 12.1 | 122.5783 | 225.5806 | 8.31 | 181.625 | 284.6283 | 14.74 | 81.4481 | 184.4496 | 44.97 | 44.97 | 44.97 | 270.5506 | 329.5984 | 229.4197
2010-05-11 | 12.2 | 121.0756 | 224.0536 | 8.44 | 179.6548 | 282.6338 | 14.8 | 80.5687 | 183.5461 | 45.5733 | 45.5733 | 45.5733 | 269.627 | 328.2072 | 229.1194
2010-05-12 | 12.29 | 119.6182 | 222.5732 | 8.57 | 177.574 | 280.53 | 14.86 | 79.5789 | 182.5331 | 46.1874 | 46.1874 | 46.1874 | 268.7606 | 326.7174 | 228.7205
2010-05-13 | 12.39 | 118.1244 | 221.0554 | 8.7 | 175.6127 | 278.5446 | 14.91 | 78.8641 | 181.7944 | 46.7887 | 46.7887 | 46.7887 | 267.8441 | 325.3333 | 228.5831
2010-05-14 | 12.48 | 115.0502 | 207.9718 | 8.82 | 171.8668 | 264.7893 | 14.97 | 76.3963 | 169.3172 | 50.0005 | 50.0005 | 50.0005 | 257.9723 | 314.7898 | 219.3177
2010-05-15 | 12.57 | 106.845 | 196.1422 | 8.95 | 160.9835 | 250.2816 | 15.02 | 70.2043 | 159.5009 | 52.9305 | 52.9305 | 52.9305 | 249.0727 | 303.2121 | 212.4314
2010-05-16 | 12.66 | 106.5114 | 192.9493 | 9.07 | 160.4737 | 246.9125 | 15.07 | 70.2859 | 156.7233 | 53.9196 | 53.9196 | 53.9196 | 246.8689 | 300.8321 | 210.6429
2010-05-17 | 12.75 | 112.5237 | 215.3676 | 9.2 | 167.8301 | 270.6749 | 15.12 | 75.6009 | 178.4441 | 49.1433 | 49.1433 | 49.1433 | 264.5109 | 319.8182 | 227.5874
2010-05-18 | 12.83 | 111.1929 | 214.0167 | 9.32 | 165.876 | 268.7007 | 15.17 | 74.7376 | 177.5607 | 49.7298 | 49.7298 | 49.7298 | 263.7465 | 318.4305 | 227.2905
2010-05-19 | 12.92 | 109.8463 | 212.6496 | 9.44 | 164.0618 | 266.866 | 15.22 | 74.0142 | 176.8169 | 50.2889 | 50.2889 | 50.2889 | 262.9385 | 317.1549 | 227.1058
2010-05-20 | 13.01 | 108.5169 | 211.3001 | 9.57 | 162.1091 | 264.8932 | 15.27 | 73.3081 | 176.0907 | 50.8441 | 50.8441 | 50.8441 | 262.1442 | 315.7373 | 226.9348
2010-05-21 | 13.09 | 105.6255 | 198.405 | 9.69 | 158.4048 | 251.1853 | 15.31 | 71.1636 | 163.9427 | 54.0151 | 54.0151 | 54.0151 | 252.4201 | 305.2003 | 217.9577
2010-05-22 | 13.17 | 97.9262 | 187.0954 | 9.81 | 148.1757 | 237.3457 | 15.36 | 65.1743 | 154.343 | 56.8297 | 56.8297 | 56.8297 | 243.9252 | 294.1755 | 211.1728
2010-05-23 | 13.25 | 97.6853 | 184.0045 | 9.93 | 147.5885 | 233.9084 | 15.4 | 65.3684 | 151.6871 | 57.7876 | 57.7876 | 57.7876 | 241.7921 | 291.6961 | 209.4748
2010-05-24 | 13.32 | 103.5469 | 206.2581 | 10.05 | 154.4899 | 257.202 | 15.44 | 70.5196 | 173.2303 | 53.0613 | 53.0613 | 53.0613 | 259.3194 | 310.2633 | 226.2915
2010-05-25 | 13.4 | 102.347 | 205.0413 | 10.16 | 152.8225 | 255.5176 | 15.49 | 69.7872 | 172.4809 | 53.5882 | 53.5882 | 53.5882 | 258.6295 | 309.1058 | 226.0691
2010-05-26 | 13.48 | 101.1603 | 203.8379 | 10.28 | 151.0125 | 253.6909 | 15.53 | 69.2237 | 171.9008 | 54.112 | 54.112 | 54.112 | 257.9499 | 307.803 | 226.0128
2010-05-27 | 13.55 | 100.0312 | 202.6935 | 10.39 | 149.2601 | 251.9233 | 15.57 | 68.5621 | 171.2239 | 54.634 | 54.634 | 54.634 | 257.3275 | 306.5573 | 225.8579
2010-05-28 | 13.62 | 97.2949 | 189.9585 | 10.51 | 145.5715 | 238.236 | 15.6 | 66.5593 | 159.2224 | 57.7607 | 57.7607 | 57.7607 | 247.7192 | 295.9967 | 216.9831
2010-05-29 | 13.69 | 90.0437 | 179.1094 | 10.62 | 135.9555 | 225.022 | 15.64 | 60.8815 | 149.9467 | 60.4538 | 60.4538 | 60.4538 | 239.5632 | 285.4758 | 210.4005
2010-05-30 | 13.76 | 89.9262 | 171.6575 | 10.73 | 135.4697 | 217.2015 | 15.68 | 61.0669 | 142.7979 | 62.3834 | 62.3834 | 62.3834 | 234.0409 | 279.5849 | 205.1813
2010-05-31 | 13.83 | 87.2967 | 183.2515 | 10.84 | 130.8834 | 226.8387 | 15.71 | 59.891 | 155.8455 | 60.023 | 60.023 | 60.023 | 243.2746 | 286.8618 | 215.8685
2010-06-01 | 13.9 | 92.0135 | 194.1076 | 10.95 | 136.754 | 238.8489 | 15.75 | 63.9559 | 166.0495 | 52.838 | 52.838 | 52.838 | 246.9456 | 291.6868 | 218.8875
2010-06-02 | 13.96 | 91.0639 | 193.1471 | 11.06 | 135.046 | 237.13 | 15.78 | 63.4614 | 165.5441 | 53.3103 | 53.3103 | 53.3103 | 246.4575 | 290.4403 | 218.8545
2010-06-03 | 14.02 | 90.0858 | 192.1575 | 11.17 | 133.3094 | 235.3819 | 15.81 | 62.9383 | 165.0096 | 53.7893 | 53.7893 | 53.7893 | 245.9468 | 289.1712 | 218.7988
2010-06-04 | 14.09 | 89.2802 | 181.3671 | 11.28 | 132.5066 | 224.5942 | 15.84 | 62.3598 | 154.4462 | 56.4396 | 56.4396 | 56.4396 | 237.8067 | 281.0338 | 210.8858
2010-06-05 | 14.14 | 83.3197 | 167.2711 | 11.38 | 124.5949 | 208.5467 | 15.87 | 57.4479 | 141.3991 | 59.8654 | 59.8654 | 59.8654 | 227.1365 | 268.4122 | 201.2645
2010-06-06 | 14.21 | 83.2618 | 169.4197 | 11.48 | 124.2955 | 210.4541 | 15.9 | 57.86 | 144.0175 | 59.5982 | 59.5982 | 59.5982 | 229.0179 | 270.0522 | 203.6157
2010-06-07 | 14.26 | 88.9274 | 191.4564 | 11.59 | 130.5212 | 233.0509 | 15.93 | 62.9118 | 165.4403 | 54.8942 | 54.8942 | 54.8942 | 246.3505 | 287.945 | 220.3345
2010-06-08 | 14.32 | 88.0606 | 190.5811 | 11.69 | 129.0311 | 231.5523 | 15.96 | 62.5125 | 165.0325 | 55.3178 | 55.3178 | 55.3178 | 245.8989 | 286.8702 | 220.3504
2010-06-09 | 14.37 | 87.2244 | 189.7371 | 11.79 | 127.4159 | 229.9293 | 15.98 | 62.1437 | 164.656 | 55.7459 | 55.7459 | 55.7459 | 245.483 | 285.6752 | 220.4019
2010-06-10 | 14.43 | 86.3685 | 188.873 | 11.88 | 126.0925 | 228.5977 | 16.01 | 61.7552 | 164.2593 | 56.1474 | 56.1474 | 56.1474 | 245.0204 | 284.7451 | 220.4067
2010-06-11 | 14.48 | 84.0305 | 176.5484 | 11.98 | 122.8365 | 215.355 | 16.03 | 59.9708 | 152.4883 | 59.1456 | 59.1456 | 59.1456 | 235.694 | 274.5006 | 211.6339
2010-06-12 | 14.53 | 77.5947 | 166.5373 | 12.07 | 114.383 | 203.3262 | 16.05 | 54.8638 | 143.806 | 61.614 | 61.614 | 61.614 | 228.1514 | 264.9402 | 205.42
2010-06-13 | 14.58 | 77.6853 | 163.8021 | 12.17 | 113.9086 | 200.026 | 16.08 | 55.1396 | 141.2561 | 62.4474 | 62.4474 | 62.4474 | 226.2495 | 262.4735 | 203.7035
2010-06-14 | 14.63 | 83.2995 | 185.7797 | 12.26 | 120.2189 | 222.6998 | 16.09 | 60.5558 | 163.0356 | 57.7074 | 57.7074 | 57.7074 | 243.4871 | 280.4072 | 220.7431
2010-06-15 | 14.67 | 82.5578 | 185.0325 | 12.35 | 118.6983 | 221.1736 | 16.09 | 60.4374 | 162.9117 | 58.0956 | 58.0956 | 58.0956 | 243.1281 | 279.2692 | 221.0073
2010-06-16 | 14.72 | 81.8575 | 184.3277 | 12.44 | 117.3747 | 219.8455 | 16.09 | 60.516 | 162.9858 | 58.453 | 58.453 | 58.453 | 242.7807 | 278.2985 | 221.4388
2010-06-17 | 14.76 | 81.1608 | 183.6267 | 12.53 | 115.8991 | 218.3655 | 16.09 | 60.4425 | 162.908 | 58.8111 | 58.8111 | 58.8111 | 242.4377 | 277.1766 | 221.7191
2010-06-18 | 14.8 | 78.9884 | 171.4723 | 12.61 | 112.9817 | 205.4662 | 16.09 | 58.9649 | 151.4484 | 61.7431 | 61.7431 | 61.7431 | 233.2153 | 267.2092 | 213.1915
2010-06-19 | 14.84 | 72.8636 | 161.7807 | 12.7 | 104.866 | 193.7835 | 16.09 | 54.1707 | 143.0874 | 64.1216 | 64.1216 | 64.1216 | 225.9022 | 257.9051 | 207.209
2010-06-20 | 14.89 | 73.047 | 159.1442 | 12.78 | 104.7608 | 190.8585 | 16.09 | 55.0108 | 141.1077 | 64.8737 | 64.8737 | 64.8737 | 224.0179 | 255.7322 | 205.9813
2010-06-21 | 14.93 | 78.6212 | 181.0753 | 12.86 | 110.8666 | 213.3213 | 16.09 | 60.5513 | 163.0051 | 60.126 | 60.126 | 60.126 | 241.2013 | 273.4473 | 223.1311
2010-06-22 | 14.96 | 78.0202 | 180.4723 | 12.94 | 109.4866 | 211.9392 | 16.09 | 60.4178 | 162.8695 | 60.4538 | 60.4538 | 60.4538 | 240.9261 | 272.393 | 223.3233
2010-06-23 | 15 | 77.4741 | 179.9254 | 13.02 | 108.3174 | 210.7691 | 16.09 | 60.4948 | 162.9457 | 60.7379 | 60.7379 | 60.7379 | 240.6632 | 271.507 | 223.6836
2010-06-24 | 15.04 | 76.8699 | 179.319 | 13.09 | 107.2457 | 209.6953 | 16.09 | 60.5138 | 162.9625 | 61.0353 | 61.0353 | 61.0353 | 240.3543 | 270.7306 | 223.9978
2010-06-25 | 15.07 | 74.8338 | 167.3047 | 13.17 | 104.3251 | 196.7966 | 16.09 | 59.0016 | 151.4723 | 63.9078 | 63.9078 | 63.9078 | 231.2125 | 260.7044 | 215.3801
2010-06-26 | 15.11 | 68.9615 | 157.8724 | 13.24 | 96.9257 | 185.8372 | 16.09 | 54.3064 | 143.2171 | 66.169 | 66.169 | 66.169 | 224.0414 | 252.0062 | 209.3861
2010-06-27 | 15.14 | 69.2771 | 155.3744 | 13.31 | 96.782 | 182.8797 | 16.09 | 54.9986 | 141.0956 | 66.8832 | 66.8832 | 66.8832 | 222.2576 | 249.763 | 207.9789
2010-06-28 | 15.17 | 74.8004 | 177.249 | 13.38 | 102.6835 | 205.1325 | 16.09 | 60.4695 | 162.9178 | 62.1104 | 62.1104 | 62.1104 | 239.3594 | 267.243 | 225.0283
2010-06-29 | 15.21 | 74.2708 | 176.719 | 13.44 | 101.8423 | 204.2909 | 16.09 | 60.563 | 163.011 | 62.3513 | 62.3513 | 62.3513 | 239.0704 | 266.6422 | 225.3623
2010-06-30 | 15.23 | 73.8385 | 176.2886 | 13.51 | 100.631 | 203.0816 | 16.09 | 60.4423 | 162.8921 | 62.6025 | 62.6025 | 62.6025 | 238.8911 | 265.684 | 225.4946
2010-07-01 | 15.26 | 73.3837 | 177.0698 | 13.57 | 99.7088 | 203.3953 | 16.09 | 60.4548 | 164.1407 | 59.6039 | 59.6039 | 59.6039 | 236.6737 | 262.9992 | 223.7446
2010-07-02 | 15.29 | 71.4154 | 165.7256 | 13.63 | 97.1815 | 191.4921 | 16.09 | 58.998 | 153.308 | 62.2668 | 62.2668 | 62.2668 | 227.9923 | 253.7589 | 215.5747
2010-07-03 | 15.32 | 65.8084 | 155.5505 | 13.69 | 90.1843 | 179.9268 | 16.09 | 54.2934 | 144.0353 | 64.6669 | 64.6669 | 64.6669 | 220.2174 | 244.5937 | 208.7022
2010-07-04 | 15.35 | 66.19 | 152.9857 | 13.75 | 90.2392 | 177.0352 | 16.09 | 55.0673 | 141.8628 | 65.3371 | 65.3371 | 65.3371 | 218.3227 | 242.3722 | 207.1999
2010-07-05 | 15.37 | 71.7045 | 175.3887 | 13.8 | 96.1621 | 199.8467 | 16.09 | 60.4883 | 164.1723 | 60.4175 | 60.4175 | 60.4175 | 235.8062 | 260.2642 | 224.5898
2010-07-06 | 15.4 | 71.3188 | 175.0033 | 13.85 | 95.4652 | 199.1502 | 16.09 | 60.5697 | 164.2541 | 60.5881 | 60.5881 | 60.5881 | 235.5914 | 259.7383 | 224.8422
2010-07-07 | 15.42 | 70.9541 | 174.6395 | 13.91 | 94.4778 | 198.1636 | 16.09 | 60.5164 | 164.2016 | 60.7652 | 60.7652 | 60.7652 | 235.4047 | 258.9288 | 224.9668
2010-07-08 | 15.44 | 70.5923 | 174.2786 | 13.95 | 93.8049 | 197.4916 | 16.09 | 60.466 | 164.1522 | 60.9318 | 60.9318 | 60.9318 | 235.2104 | 258.4234 | 225.084
2010-07-09 | 15.47 | 68.7522 | 163.0661 | 14 | 91.572 | 185.8863 | 16.09 | 59.1275 | 153.4412 | 63.5158 | 63.5158 | 63.5158 | 226.5819 | 249.4021 | 216.9571
2010-07-10 | 15.49 | 63.2883 | 153.0381 | 14.05 | 84.8255 | 174.5757 | 16.09 | 54.3145 | 144.0641 | 65.8451 | 65.8451 | 65.8451 | 218.8832 | 240.4208 | 209.9092
2010-07-11 | 15.51 | 63.7732 | 150.581 | 14.09 | 85.1195 | 171.9276 | 16.09 | 55.0543 | 141.862 | 66.4532 | 66.4532 | 66.4532 | 217.0342 | 238.3808 | 208.3152
2010-07-12 | 15.53 | 69.2851 | 172.9784 | 14.13 | 91.0971 | 194.7908 | 16.09 | 60.5603 | 164.2535 | 61.4759 | 61.4759 | 61.4759 | 234.4543 | 256.2667 | 225.7293
2010-07-13 | 15.55 | 68.9826 | 172.6783 | 14.17 | 90.4834 | 194.1795 | 16.09 | 60.5693 | 164.2648 | 61.5894 | 61.5894 | 61.5894 | 234.2677 | 255.7689 | 225.8542
2010-07-14 | 15.57 | 68.6834 | 172.3815 | 14.2 | 90.0288 | 193.7273 | 16.09 | 60.5815 | 164.2795 | 61.7022 | 61.7022 | 61.7022 | 234.0838 | 255.4295 | 225.9818
2010-07-15 | 15.59 | 68.4043 | 172.1054 | 14.24 | 89.4385 | 193.1398 | 16.09 | 60.6139 | 164.3148 | 61.7908 | 61.7908 | 61.7908 | 233.8961 | 254.9306 | 226.1055
2010-07-16 | 15.6 | 66.6629 | 160.9942 | 14.27 | 87.312 | 181.6436 | 16.09 | 59.0554 | 153.3865 | 64.3256 | 64.3256 | 64.3256 | 225.3197 | 245.9691 | 217.7121
2010-07-17 | 15.62 | 61.3659 | 151.1376 | 14.3 | 81.1108 | 170.8829 | 16.09 | 54.3356 | 144.1071 | 66.5572 | 66.5572 | 66.5572 | 217.6948 | 237.4401 | 210.6643
2010-07-18 | 15.64 | 61.8907 | 148.7228 | 14.33 | 81.5858 | 168.4182 | 16.09 | 55.1252 | 141.9572 | 67.1066 | 67.1066 | 67.1066 | 215.8294 | 235.5248 | 209.0638
2010-07-19 | 15.65 | 67.4136 | 171.1292 | 14.35 | 87.6701 | 191.3861 | 16.09 | 60.5575 | 164.273 | 62.0894 | 62.0894 | 62.0894 | 233.2186 | 253.4755 | 226.3625
2010-07-20 | 15.67 | 67.1787 | 170.8983 | 14.37 | 87.4356 | 191.1555 | 16.09 | 60.6342 | 164.3536 | 62.1284 | 62.1284 | 62.1284 | 233.0267 | 253.2839 | 226.482
2010-07-21 | 15.68 | 66.9949 | 170.7197 | 14.39 | 87.0964 | 190.8215 | 16.09 | 60.6061 | 164.3307 | 62.167 | 62.167 | 62.167 | 232.8866 | 252.9884 | 226.4977
2010-07-22 | 15.69 | 66.8054 | 170.5352 | 14.41 | 86.7514 | 190.4815 | 16.09 | 60.5723 | 164.302 | 62.197 | 62.197 | 62.197 | 232.7322 | 252.6785 | 226.499
2010-07-23 | 15.71 | 61.7942 | 145.0919 | 14.43 | 81.3221 | 164.6201 | 16.09 | 55.9968 | 139.2944 | 71.9466 | 71.9466 | 71.9466 | 217.0385 | 236.5667 | 211.2411
2010-07-24 | 15.72 | 57.0756 | 141.9757 | 14.44 | 75.9293 | 160.8297 | 16.09 | 51.6257 | 136.5257 | 74.1607 | 74.1607 | 74.1607 | 216.1364 | 234.9905 | 210.6864
2010-07-25 | 15.73 | 56.9403 | 139.0003 | 14.45 | 75.7944 | 157.8547 | 16.09 | 51.6376 | 133.6976 | 74.7983 | 74.7983 | 74.7983 | 213.7986 | 232.653 | 208.4958
2010-07-26 | 15.74 | 60.8754 | 151.5627 | 14.46 | 80.1094 | 170.797 | 16.09 | 55.6161 | 146.3033 | 70.3992 | 70.3992 | 70.3992 | 221.9619 | 241.1962 | 216.7025
2010-07-27 | 15.75 | 60.7308 | 151.4241 | 14.47 | 79.9651 | 170.6588 | 16.09 | 55.6216 | 146.3149 | 70.3796 | 70.3796 | 70.3796 | 221.8037 | 241.0384 | 216.6945
2010-07-28 | 15.75 | 60.6551 | 151.3562 | 14.47 | 79.8898 | 170.5912 | 16.09 | 55.5459 | 146.2469 | 70.3653 | 70.3653 | 70.3653 | 221.7215 | 240.9565 | 216.6122
2010-07-29 | 15.76 | 60.5314 | 151.239 | 14.47 | 79.9166 | 170.6246 | 16.09 | 55.5724 | 146.2799 | 70.331 | 70.331 | 70.331 | 221.57 | 240.9556 | 216.6109
2010-07-30 | 15.77 | 60.9256 | 144.2695 | 14.47 | 80.7609 | 164.1052 | 16.09 | 56.043 | 139.3869 | 71.8169 | 71.8169 | 71.8169 | 216.0865 | 235.9222 | 211.2038
2010-07-31 | 15.77 | 56.3502 | 141.3008 | 14.47 | 75.5008 | 160.4517 | 16.09 | 51.6362 | 136.5867 | 73.96 | 73.96 | 73.96 | 215.2609 | 234.4118 | 210.5468
2010-08-01 | 15.77 | 56.2968 | 138.4092 | 14.46 | 75.595 | 157.7078 | 16.09 | 51.5827 | 133.6951 | 69.3527 | 69.3527 | 69.3527 | 207.7619 | 227.0605 | 203.0478
2010-08-02 | 15.78 | 60.3113 | 151.0519 | 14.46 | 80.1487 | 170.8897 | 16.09 | 55.6525 | 146.393 | 64.8863 | 64.8863 | 64.8863 | 215.9382 | 235.776 | 211.2793
2010-08-03 | 15.78 | 60.2818 | 151.0312 | 14.45 | 80.2699 | 171.0197 | 16.09 | 55.6229 | 146.3723 | 64.8024 | 64.8024 | 64.8024 | 215.8336 | 235.822 | 211.1746
2010-08-04 | 15.78 | 60.2658 | 151.0244 | 14.43 | 80.5548 | 171.3138 | 16.09 | 55.6068 | 146.3654 | 64.7055 | 64.7055 | 64.7055 | 215.7299 | 236.0192 | 211.0708
2010-08-05 | 15.78 | 60.3171 | 151.0866 | 14.42 | 80.7567 | 171.5266 | 16.09 | 55.6581 | 146.4275 | 64.593 | 64.593 | 64.593 | 215.6796 | 236.1196 | 211.0205
2010-08-06 | 15.78 | 60.8141 | 144.2225 | 14.4 | 81.8726 | 165.2814 | 16.09 | 56.0835 | 139.4919 | 66.0273 | 66.0273 | 66.0273 | 210.2498 | 231.3087 | 205.5192
2010-08-07 | 15.78 | 56.3108 | 141.3278 | 14.38 | 76.937 | 161.9543 | 16.09 | 51.7436 | 136.7605 | 68.0947 | 68.0947 | 68.0947 | 209.4225 | 230.049 | 204.8552
2010-08-08 | 15.77 | 56.413 | 138.5953 | 14.36 | 77.1869 | 159.3696 | 16.09 | 51.6983 | 133.8806 | 68.602 | 68.602 | 68.602 | 207.1974 | 227.9716 | 202.4826
2010-08-09 | 15.76 | 65.8195 | 169.698 | 14.33 | 88.11 | 191.9889 | 16.09 | 60.6755 | 164.554 | 55.8963 | 55.8963 | 55.8963 | 225.5943 | 247.8852 | 220.4503
2010-08-10 | 15.76 | 65.9413 | 169.8324 | 14.31 | 88.544 | 192.4354 | 16.09 | 60.7973 | 164.6882 | 55.7283 | 55.7283 | 55.7283 | 225.5607 | 248.1637 | 220.4165
2010-08-11 | 15.75 | 66.0778 | 169.9817 | 14.28 | 88.9927 | 192.8969 | 16.09 | 60.7778 | 164.6816 | 55.5584 | 55.5584 | 55.5584 | 225.5401 | 248.4554 | 220.24
2010-08-12 | 15.74 | 66.2641 | 170.182 | 14.24 | 89.647 | 193.5653 | 16.09 | 60.808 | 164.7259 | 55.3771 | 55.3771 | 55.3771 | 225.5591 | 248.9424 | 220.103
2010-08-13 | 15.73 | 64.9309 | 159.4892 | 14.21 | 88.5416 | 183.1003 | 16.09 | 59.3389 | 153.8972 | 57.634 | 57.634 | 57.634 | 217.1232 | 240.7342 | 211.5311
2010-08-14 | 15.71 | 60.1394 | 150.1508 | 14.17 | 83.1865 | 173.1983 | 16.09 | 54.4525 | 144.4638 | 59.5978 | 59.5978 | 59.5978 | 209.7486 | 232.7961 | 204.0616
2010-08-15 | 15.7 | 61.1308 | 148.2142 | 14.13 | 84.7466 | 171.8304 | 16.09 | 55.2644 | 142.3478 | 59.8672 | 59.8672 | 59.8672 | 208.0814 | 231.6976 | 202.215
2010-08-16 | 15.68 | 67.1163 | 171.0929 | 14.09 | 91.904 | 195.881 | 16.09 | 60.7245 | 164.701 | 54.5811 | 54.5811 | 54.5811 | 225.6741 | 250.4621 | 219.2822
2010-08-17 | 15.66 | 67.4301 | 171.4238 | 14.04 | 92.6859 | 196.68 | 16.09 | 60.7264 | 164.72 | 54.3524 | 54.3524 | 54.3524 | 225.7762 | 251.0324 | 219.0724
2010-08-18 | 15.65 | 67.7352 | 171.7458 | 14 | 93.4592 | 197.4702 | 16.09 | 60.8755 | 164.8859 | 54.0945 | 54.0945 | 54.0945 | 225.8403 | 251.5647 | 218.9804
2010-08-19 | 15.63 | 68.0363 | 172.0636 | 13.95 | 94.2284 | 198.2562 | 16.09 | 60.8646 | 164.8919 | 53.849 | 53.849 | 53.849 | 225.9126 | 252.1051 | 218.7408
2010-08-20 | 15.6 | 66.928 | 161.6009 | 13.9 | 93.338 | 188.0112 | 16.09 | 59.3158 | 153.9885 | 56.0375 | 56.0375 | 56.0375 | 217.6384 | 244.0487 | 210.026
2010-08-21 | 15.58 | 62.2444 | 152.3725 | 13.84 | 88.2879 | 178.4164 | 16.09 | 54.611 | 144.739 | 57.9274 | 57.9274 | 57.9274 | 210.2999 | 236.3438 | 202.6664
2010-08-22 | 15.55 | 60.9441 | 146.2516 | 13.78 | 87.0726 | 172.3805 | 16.09 | 52.9727 | 138.2801 | 59.1304 | 59.1304 | 59.1304 | 205.382 | 231.5108 | 197.4105
2010-08-23 | 15.52 | 67.1065 | 164.8013 | 13.72 | 94.5732 | 192.2684 | 16.09 | 58.4087 | 156.1034 | 54.7793 | 54.7793 | 54.7793 | 219.5806 | 247.0478 | 210.8827
2010-08-24 | 15.49 | 67.5496 | 165.2636 | 13.66 | 95.4746 | 193.189 | 16.09 | 58.3938 | 156.1077 | 54.4832 | 54.4832 | 54.4832 | 219.7468 | 247.6722 | 210.5909
2010-08-25 | 15.46 | 68.0744 | 165.8094 | 13.6 | 96.4577 | 194.1931 | 16.09 | 58.4607 | 156.1956 | 54.1683 | 54.1683 | 54.1683 | 219.9777 | 248.3614 | 210.3639
2010-08-26 | 15.42 | 68.5802 | 166.3358 | 13.53 | 97.4218 | 195.1778 | 16.09 | 58.356 | 156.1114 | 53.8593 | 53.8593 | 53.8593 | 220.1951 | 249.0371 | 209.9707
2010-08-27 | 15.39 | 69.714 | 158.4978 | 13.46 | 99.6113 | 188.3955 | 16.07 | 59.1802 | 147.9639 | 55.4088 | 55.4088 | 55.4088 | 213.9065 | 243.8043 | 203.3726
2010-08-28 | 15.35 | 63.97 | 151.794 | 13.39 | 92.9062 | 180.7306 | 16.05 | 53.6356 | 141.4595 | 56.7246 | 56.7246 | 56.7246 | 208.5186 | 237.4552 | 198.184
2010-08-29 | 15.31 | 64.5381 | 149.9928 | 13.32 | 93.9177 | 179.3729 | 16.02 | 54.0559 | 139.5104 | 56.9288 | 56.9288 | 56.9288 | 206.9216 | 236.3017 | 196.4392
2010-08-30 | 15.26 | 64.058 | 164.7654 | 13.24 | 92.9499 | 193.6578 | 16 | 53.4739 | 154.1811 | 53.4198 | 53.4198 | 53.4198 | 218.1853 | 247.0776 | 207.6009
2010-08-31 | 15.22 | 71.7517 | 169.6241 | 13.16 | 103.1903 | 201.0631 | 15.97 | 60.3056 | 158.1779 | 52.1077 | 52.1077 | 52.1077 | 221.7318 | 253.1708 | 210.2856
2010-09-01 | 15.17 | 75.1796 | 179.5022 | 13.08 | 107.7714 | 212.0945 | 15.94 | 63.1721 | 167.4945 | 48.0845 | 48.0845 | 48.0845 | 227.5867 | 260.179 | 215.579
2010-09-02 | 15.12 | 75.9809 | 180.3326 | 13 | 109.041 | 213.3934 | 15.92 | 63.5053 | 167.8569 | 47.689 | 47.689 | 47.689 | 228.0217 | 261.0824 | 215.5459
2010-09-03 | 15.07 | 75.2917 | 170.2983 | 12.91 | 108.8562 | 203.8633 | 15.89 | 62.5497 | 157.556 | 49.7352 | 49.7352 | 49.7352 | 220.0335 | 253.5985 | 207.2912
2010-09-04 | 15.01 | 70.7138 | 161.1768 | 12.83 | 103.351 | 193.8146 | 15.86 | 57.9883 | 148.4511 | 51.5777 | 51.5777 | 51.5777 | 212.7546 | 245.3924 | 200.0288
2010-09-05 | 14.96 | 72.401 | 159.944 | 12.74 | 105.8066 | 193.3501 | 15.82 | 59.4601 | 147.0029 | 51.6263 | 51.6263 | 51.6263 | 211.5702 | 244.9764 | 198.6291
2010-09-06 | 14.9 | 79.4489 | 183.9236 | 12.65 | 114.5388 | 219.0141 | 15.79 | 65.5688 | 170.0433 | 46.0301 | 46.0301 | 46.0301 | 229.9537 | 265.0442 | 216.0734
2010-09-07 | 14.84 | 80.4078 | 184.9155 | 12.55 | 116.1222 | 220.6305 | 15.76 | 66.0597 | 170.5671 | 45.5802 | 45.5802 | 45.5802 | 230.4957 | 266.2107 | 216.1473
2010-09-08 | 14.78 | 81.3981 | 185.9395 | 12.45 | 117.737 | 222.279 | 15.72 | 66.7378 | 171.2789 | 45.1231 | 45.1231 | 45.1231 | 231.0626 | 267.402 | 216.402
2010-09-09 | 14.71 | 82.4438 | 187.0202 | 12.36 | 119.0953 | 223.6723 | 15.69 | 67.1594 | 171.7355 | 44.6745 | 44.6745 | 44.6745 | 231.6947 | 268.3467 | 216.41
2010-09-10 | 14.64 | 81.9786 | 177.2141 | 12.26 | 118.9662 | 214.2024 | 15.65 | 66.2822 | 161.5175 | 46.6626 | 46.6626 | 46.6626 | 223.8767 | 260.865 | 208.18
2010-09-11 | 14.57 | 77.3761 | 168.0662 | 12.15 | 113.6109 | 204.3015 | 15.61 | 61.8041 | 152.4939 | 48.4929 | 48.4929 | 48.4929 | 216.5591 | 252.7945 | 200.9869
2010-09-12 | 14.5 | 79.3406 | 167.1116 | 12.05 | 116.2117 | 203.9833 | 15.57 | 63.2377 | 151.0084 | 48.482 | 48.482 | 48.482 | 215.5936 | 252.4653 | 199.4904
2010-09-13 | 14.42 | 86.9471 | 191.6712 | 11.94 | 125.6288 | 230.3535 | 15.53 | 69.6339 | 174.3577 | 42.7488 | 42.7488 | 42.7488 | 234.4199 | 273.1023 | 217.1065
2010-09-14 | 14.35 | 88.1659 | 192.9291 | 11.83 | 127.4722 | 232.236 | 15.49 | 70.3844 | 175.1474 | 42.2308 | 42.2308 | 42.2308 | 235.1599 | 274.4668 | 217.3782
2010-09-15 | 14.27 | 89.4334 | 194.2369 | 11.72 | 129.2083 | 234.0125 | 15.45 | 71.0277 | 175.8309 | 41.713 | 41.713 | 41.713 | 235.9499 | 275.7255 | 217.5439
2010-09-16 | 14.19 | 90.6878 | 195.5313 | 11.61 | 130.9314 | 235.7756 | 15.41 | 71.6578 | 176.501 | 41.1884 | 41.1884 | 41.1884 | 236.7197 | 276.964 | 217.6894
2010-09-17 | 14.1 | 90.4105 | 185.9164 | 11.49 | 130.9776 | 226.4842 | 15.36 | 70.8264 | 166.332 | 43.1366 | 43.1366 | 43.1366 | 229.0531 | 269.6209 | 209.4687
2010-09-18 | 14.01 | 85.8061 | 176.7648 | 11.38 | 125.1901 | 216.1495 | 15.31 | 66.3388 | 157.2971 | 44.9808 | 44.9808 | 44.9808 | 221.7456 | 261.1302 | 202.2779
2010-09-19 | 13.93 | 88.0236 | 176.0622 | 11.26 | 128.2106 | 216.2499 | 15.27 | 67.8549 | 155.8932 | 44.8951 | 44.8951 | 44.8951 | 220.9573 | 261.145 | 200.7882
2010-09-20 | 13.83 | 96.2198 | 201.2356 | 11.14 | 138.1822 | 243.1987 | 15.22 | 74.5366 | 179.552 | 39.0369 | 39.0369 | 39.0369 | 240.2724 | 282.2355 | 218.5889
2010-09-21 | 13.74 | 97.6838 | 202.7446 | 11.02 | 140.1149 | 245.1764 | 15.17 | 75.3763 | 180.4367 | 38.4656 | 38.4656 | 38.4656 | 241.2101 | 283.642 | 218.9022
2010-09-22 | 13.64 | 99.1729 | 204.2792 | 10.89 | 142.0727 | 247.1798 | 15.12 | 76.0849 | 181.1909 | 37.8999 | 37.8999 | 37.8999 | 242.1791 | 285.0797 | 219.0908
2010-09-23 | 13.55 | 100.6992 | 205.8521 | 10.77 | 144.0679 | 249.2215 | 15.07 | 76.9869 | 182.1393 | 37.3143 | 37.3143 | 37.3143 | 243.1663 | 286.5357 | 219.4536
2010-09-24 | 13.45 | 100.6477 | 196.4669 | 10.64 | 144.3288 | 240.1488 | 15.01 | 76.3977 | 172.2165 | 39.1927 | 39.1927 | 39.1927 | 235.6597 | 279.3415 | 211.4093
2010-09-25 | 13.34 | 95.8556 | 187.121 | 10.51 | 138.2399 | 229.5059 | 14.96 | 71.5933 | 162.8582 | 41.0935 | 41.0935 | 41.0935 | 228.2145 | 270.5994 | 203.9517
2010-09-26 | 13.24 | 98.3858 | 186.7302 | 10.38 | 141.4379 | 229.783 | 14.9 | 73.3975 | 161.7415 | 40.9507 | 40.9507 | 40.9507 | 227.6809 | 270.7337 | 202.6922
2010-09-27 | 13.14 | 107.1495 | 212.4965 | 10.25 | 152.2374 | 257.5852 | 14.84 | 80.6272 | 185.9738 | 34.9296 | 34.9296 | 34.9296 | 247.4262 | 292.5148 | 220.9035
2010-09-28 | 13.03 | 108.8542 | 214.2519 | 10.11 | 154.4109 | 259.8094 | 14.79 | 81.3953 | 186.7926 | 34.3159 | 34.3159 | 34.3159 | 248.5679 | 294.1254 | 221.1086
2010-09-29 | 12.92 | 110.5758 | 216.0247 | 9.98 | 156.4453 | 261.895 | 14.73 | 82.3364 | 187.7848 | 33.6983 | 33.6983 | 33.6983 | 249.723 | 295.5933 | 221.4831
2010-09-30 | 12.81 | 112.3202 | 217.8208 | 9.84 | 158.6587 | 264.16 | 14.66 | 83.4562 | 188.9563 | 33.0656 | 33.0656 | 33.0656 | 250.8864 | 297.2256 | 222.0219
Formulas:
MCM = +[3]Energy!A5

## 2008_2009 Description
Seasonal Normal Demand Forecasts
This spreadsheet contains total LDZ and national seasonal normal demand forecasts for the 2008/9 gas supply year.
The total LDZ figures are National Grid Transmission's forecasts and not the sum of the forecasts produced by the Networks.
Units are MWh
The forecasts are produced in energy units. The volume figures are converted from the energy figures using a calorific value of 39 MJ/m3 for all values.
Daily seasonal normal demands are the demands that are forecast to occur in seasonal normal weather based on the weather between October 1987 and September 2004.
Seasonal normal demand forecasts are produced each year, in May, as part of the annual demand forecasting process.
The methodology for producing these forecasts is published on National Grid’s website at
http://www.nationalgrid.com/uk/Gas/OperationalInfo/operationaldocuments/Gas+Demand+and+Supply+Forecasting+Methodology/
Cold and warm profiles give an indication of extremes of weather that could be expected throughout the year.
Cold and warm demand profiles are calculated from the demand models and cold and warm CWVs calculated from weather data from October 1928 to September 2007.
They do not show historical maximums and minimums.
The cold/warm curves are 1 in 20 weekly values
The highest demand on the cold curve will always be less than the 1 in 20 peak day demand.
Adding all the cold demand values will produce an annual demand far in excess of a 1 in 20 year because even in the coldest year there will be days warmer than normal.
Exports to Europe and storage injection are shown separately.
Exports to Europe and storage injection depend on the supply demand balance and the price of gas in the UK and on ther continent. The figures in this spreadsheet are therefore
not detailed forecasts but typical values for the time of year for graphical comparison with actual demands in the daily summary report.
http://marketinformation.natgrid.co.uk/gas/ReportExplorer.aspx
The forecasts were produced in May 2008.

## 2008_2009 Energy
| Excludes IUK exports and storage injection | [8 empty] | IUK exports and storage injection |  |  | Includes IUK exports and storage injection
MWh |  | LDZ | Total | Cold | LDZ | Total | Warm | LDZ | Total | Total | Total | Total | Total | Total | Total
| SNCWV | SND | SND | CWV | Cold demand | Cold demand | CWV | Warm demand | Warm demand | SND | Cold demand | Warm demand | SND | Cold demand | Warm demand
2008-10-01 | 12.69 | 1379159.1 | 2392324.5 | 9.7 | 1918398.125 | 2934582.528 | 14.61 | 1032891.9 | 2044118.676 | 197774.4865 | 197774.4865 | 197774.4865 | 2590098.9865 | 3132357.0145 | 2241893.1625
2008-10-02 | 12.57 | 1400322.5 | 2413739.8 | 9.56 | 1943178.408 | 2959635.206 | 14.54 | 1045031.424 | 2056459.418 | 193335.119 | 193335.119 | 193335.119 | 2607074.919 | 3152970.325 | 2249794.537
2008-10-03 | 12.46 | 1399396.7 | 2382805.9 | 9.42 | 1945241.164 | 2931706.476 | 14.48 | 1036697.418 | 2018075.912 | 197268.4772 | 197268.4772 | 197268.4772 | 2580074.3772 | 3128974.9532 | 2215344.3892
2008-10-04 | 12.34 | 1338540.3 | 2232993 | 9.28 | 1870629.624 | 2768061.64 | 14.41 | 978597.522 | 1871034.97 | 221334.9611 | 221334.9611 | 221334.9611 | 2454327.9611 | 2989396.6011 | 2092369.9311
2008-10-05 | 12.22 | 1375104.3 | 2260758.5 | 9.13 | 1916152.485 | 2804836.121 | 14.34 | 1003899.72 | 1887475.472 | 215730.1203 | 215730.1203 | 215730.1203 | 2476488.6203 | 3020566.2413 | 2103205.5923
2008-10-06 | 12.1 | 1486286.2 | 2500718.8 | 8.99 | 2047217.618 | 3064790.796 | 14.28 | 1093093.116 | 2105324.452 | 174799.361 | 174799.361 | 174799.361 | 2675518.161 | 3239590.157 | 2280123.813
2008-10-07 | 11.98 | 1508003.5 | 2522691.2 | 8.84 | 2074356.194 | 3092214.98 | 14.21 | 1105784.867 | 2118220.49 | 170158.9481 | 170158.9481 | 170158.9481 | 2692850.1481 | 3262373.9281 | 2288379.4381
2008-10-08 | 11.85 | 1530858 | 2545807.1 | 8.7 | 2099024.76 | 3117155.045 | 14.14 | 1117809.784 | 2130446.213 | 165562.1688 | 165562.1688 | 165562.1688 | 2711369.2688 | 3282717.2138 | 2296008.3818
2008-10-09 | 11.73 | 1553433.5 | 2568642.6 | 8.55 | 2127021.548 | 3145442.03 | 14.06 | 1133163.012 | 2146018.945 | 160778.0682 | 160778.0682 | 160778.0682 | 2729420.6682 | 3306220.0982 | 2306797.0132
2008-10-10 | 11.6 | 1554059.3 | 2539268.9 | 8.4 | 2128708.26 | 3117135.46 | 13.99 | 1124868.358 | 2107674.813 | 164811.3903 | 164811.3903 | 164811.3903 | 2704080.2903 | 3281946.8503 | 2272486.2033
2008-10-11 | 11.47 | 1489501 | 2385733.4 | 8.25 | 2049493.776 | 2948861.812 | 13.92 | 1063419.54 | 1957266.13 | 189623.3099 | 189623.3099 | 189623.3099 | 2575356.7099 | 3138485.1219 | 2146889.4399
2008-10-12 | 11.34 | 1529241.5 | 2416693.2 | 8.1 | 2096636.456 | 2987264.976 | 13.84 | 1091436.75 | 1976437.2 | 183612.3882 | 183612.3882 | 183612.3882 | 2600305.5882 | 3170877.3642 | 2160049.5882
2008-10-13 | 11.21 | 1646168.5 | 2662430.7 | 7.95 | 2234229.142 | 3253783.942 | 13.76 | 1186182.415 | 2199869.115 | 141845.55 | 141845.55 | 141845.55 | 2804276.25 | 3395629.492 | 2341714.665
2008-10-14 | 11.08 | 1669754.6 | 2686282.4 | 7.8 | 2261433.472 | 3281274.072 | 13.69 | 1198936.961 | 2212828.661 | 137017.9757 | 137017.9757 | 137017.9757 | 2823300.3757 | 3418292.0477 | 2349846.6367
2008-10-15 | 10.95 | 1693451.7 | 2710245.8 | 7.65 | 2288749.26 | 3308876.26 | 13.61 | 1213605.788 | 2227713.188 | 132171.8057 | 132171.8057 | 132171.8057 | 2842417.6057 | 3441048.0657 | 2359884.9937
2008-10-16 | 10.82 | 1717622.5 | 2734685.3 | 7.49 | 2318342.845 | 3338768.945 | 13.53 | 1228747.985 | 2243073.685 | 127246.3752 | 127246.3752 | 127246.3752 | 2861931.6752 | 3466015.3202 | 2370320.0602
2008-10-17 | 10.68 | 1718340.8 | 2705404.6 | 7.34 | 2318209.81 | 3308632.314 | 13.45 | 1220844.645 | 2205122.933 | 131389.9168 | 131389.9168 | 131389.9168 | 2836794.5168 | 3440022.2308 | 2336512.8498
2008-10-18 | 10.55 | 1649789.7 | 2547854 | 7.19 | 2234215.668 | 3135551.936 | 13.37 | 1159289.334 | 2054607.518 | 156761.9651 | 156761.9651 | 156761.9651 | 2704615.9651 | 3292313.9011 | 2211369.4831
2008-10-19 | 10.41 | 1691501.4 | 2580796 | 7.03 | 2283498.598 | 3176107.964 | 13.28 | 1188829.223 | 2075309.214 | 150655.0513 | 150655.0513 | 150655.0513 | 2731451.0513 | 3326763.0153 | 2225964.2653
2008-10-20 | 10.28 | 1814127.7 | 2832264.8 | 6.88 | 2427520 | 3449091.44 | 13.2 | 1287331.96 | 2302519.568 | 107825.7736 | 107825.7736 | 107825.7736 | 2940090.5736 | 3556917.2136 | 2410345.3416
2008-10-21 | 10.15 | 1838035.6 | 2856440.1 | 6.72 | 2456851.504 | 3478720.647 | 13.11 | 1304013.712 | 2319428.316 | 102944.3268 | 102944.3268 | 102944.3268 | 2959384.4268 | 3581664.9738 | 2422372.6428
2008-10-22 | 10.01 | 1862241.9 | 2880915.4 | 6.56 | 2484677.1 | 3506835.445 | 13.03 | 1317385.58 | 2333008.578 | 98246.9384 | 98246.9384 | 98246.9384 | 2979162.3384 | 3605082.3834 | 2431255.5164
2008-10-23 | 9.88 | 1886720 | 2905664 | 6.41 | 2512774.971 | 3535224.365 | 12.94 | 1334636.942 | 2350489.73 | 93161.7493 | 93161.7493 | 93161.7493 | 2998825.7493 | 3628386.1143 | 2443651.4793
2008-10-24 | 9.74 | 1886977.4 | 2875920 | 6.25 | 2513869.697 | 3506322.09 | 12.85 | 1328342.717 | 2314157.49 | 97490.7205 | 97490.7205 | 97490.7205 | 2973410.7205 | 3603812.8105 | 2411648.2105
2008-10-25 | 9.61 | 1813502.1 | 2713417.5 | 6.09 | 2425846.932 | 3329190.812 | 12.77 | 1263783.444 | 2160621.004 | 123578.8548 | 123578.8548 | 123578.8548 | 2836996.3548 | 3452769.6668 | 2284199.8588
2008-10-26 | 9.47 | 1856502.7 | 2747655.6 | 5.94 | 2474861.625 | 3369476.749 | 12.68 | 1294198.975 | 2182203.507 | 117256.1679 | 117256.1679 | 117256.1679 | 2864911.7679 | 3486732.9169 | 2299459.6749
2008-10-27 | 9.34 | 1984059.6 | 3004082.6 | 5.78 | 2626398.588 | 3650017.9 | 12.59 | 1397654.625 | 2414394.475 | 73709.7554 | 73709.7554 | 73709.7554 | 3077792.3554 | 3723727.6554 | 2488104.2304
2008-10-28 | 9.21 | 2008141.4 | 3028432.7 | 5.62 | 2655905.204 | 3679823.481 | 12.5 | 1414508.276 | 2431475.689 | 68690.9081 | 68690.9081 | 68690.9081 | 3097123.6081 | 3748514.3891 | 2500166.5971
2008-10-29 | 9.07 | 2032141.1 | 3052700.2 | 5.47 | 2681721.14 | 3705917.42 | 12.41 | 1429475.174 | 2446659.972 | 64028.114 | 64028.114 | 64028.114 | 3116728.314 | 3769945.534 | 2510688.086
2008-10-30 | 8.94 | 2056002.7 | 3076829 | 5.31 | 2711007.886 | 3735501.575 | 12.31 | 1447912.486 | 2465334.075 | 62078.5084 | 62078.5084 | 62078.5084 | 3138907.5084 | 3797580.0834 | 2527412.5834
2008-10-31 | 8.81 | 2055459.4 | 3046279.7 | 5.15 | 2712974.74 | 3707476.634 | 12.22 | 1442856.31 | 2430246.491 | 70206.3429 | 70206.3429 | 70206.3429 | 3116486.0429 | 3777682.9769 | 2500452.8339
2008-11-01 | 8.68 | 1976006.8 | 2877766.5 | 5 | 2616279.328 | 3521623.716 | 12.13 | 1375751.305 | 2274150.36 | 101302.2308 | 101302.2308 | 101302.2308 | 2979068.7308 | 3622925.9468 | 2375452.5908
2008-11-02 | 8.54 | 2019192.6 | 2912195.3 | 4.84 | 2667424.46 | 3564056.86 | 12.04 | 1406000.3 | 2295569.5 | 98846.5965 | 98846.5965 | 98846.5965 | 3011041.8965 | 3662903.4565 | 2394416.0965
2008-11-03 | 8.42 | 2150709.1 | 3172608.6 | 4.69 | 2823806.996 | 3849475.188 | 11.94 | 1515506.796 | 2533849.588 | 58301.3479 | 58301.3479 | 58301.3479 | 3230909.9479 | 3907776.5359 | 2592150.9359
2008-11-04 | 8.29 | 2173802.8 | 3195969.5 | 4.53 | 2852326.76 | 3878292.564 | 11.85 | 1531370.54 | 2549940.216 | 57454.2813 | 57454.2813 | 57454.2813 | 3253423.7813 | 3935746.8453 | 2607394.4973
2008-11-05 | 8.16 | 2197240.1 | 3219675.9 | 4.38 | 2879385.704 | 3905640.816 | 11.75 | 1549382.238 | 2568190.702 | 56549.6963 | 56549.6963 | 56549.6963 | 3276225.5963 | 3962190.5123 | 2624740.3983
2008-11-06 | 8.03 | 2219916.7 | 3242617.5 | 4.22 | 2907488.731 | 3934039.055 | 11.66 | 1564828.387 | 2583861.335 | 55772.4343 | 55772.4343 | 55772.4343 | 3298389.9343 | 3989811.4893 | 2639633.7693
2008-11-07 | 7.91 | 2217581.4 | 3210270.5 | 4.07 | 2907524.568 | 3904076.708 | 11.56 | 1561776.045 | 2550793.245 | 63965.5456 | 63965.5456 | 63965.5456 | 3274236.0456 | 3968042.2536 | 2614758.7906
2008-11-08 | 7.78 | 2131879.5 | 3035477.5 | 3.91 | 2805307.875 | 3712676.516 | 11.47 | 1489773.375 | 2389776.308 | 96106.8866 | 96106.8866 | 96106.8866 | 3131584.3866 | 3808783.4026 | 2485883.1946
2008-11-09 | 7.66 | 2174571.4 | 3069409.7 | 3.76 | 2857941.1 | 3756605.3 | 11.37 | 1524494.07 | 2415692.86 | 93265.9215 | 93265.9215 | 93265.9215 | 3162675.6215 | 3849871.2215 | 2508958.7815
2008-11-10 | 7.53 | 2309861.2 | 3333617.3 | 3.61 | 3017335.352 | 4045052.612 | 11.27 | 1634873.106 | 2654849.936 | 52323.0047 | 52323.0047 | 52323.0047 | 3385940.3047 | 4097375.6167 | 2707172.9407
2008-11-11 | 7.42 | 2331210.1 | 3355223.7 | 3.46 | 3045916.444 | 4073931.624 | 11.18 | 1652600.036 | 2672814.156 | 51300.0211 | 51300.0211 | 51300.0211 | 3406523.7211 | 4125231.6451 | 2724114.1771
2008-11-12 | 7.3 | 2352848.5 | 3377121.3 | 3.31 | 3072982.453 | 4101287.048 | 11.08 | 1670616.334 | 2691069.344 | 50462.5608 | 50462.5608 | 50462.5608 | 3427583.8608 | 4151749.6088 | 2741531.9048
2008-11-13 | 7.18 | 2374043.9 | 3398573.2 | 3.16 | 3099604.856 | 4128196.768 | 10.98 | 1688190.26 | 2708879.28 | 49699.3001 | 49699.3001 | 49699.3001 | 3448272.5001 | 4177896.0681 | 2758578.5801
2008-11-14 | 7.07 | 2368661 | 3363161.7 | 3.01 | 3098228.384 | 4096813.75 | 10.89 | 1682220.752 | 2672878.05 | 58168.5834 | 58168.5834 | 58168.5834 | 3421330.2834 | 4154982.3334 | 2731046.6334
2008-11-15 | 6.95 | 2276091.8 | 3181462.9 | 2.86 | 2987907.22 | 3897263.616 | 10.79 | 1607785.88 | 2509415.284 | 91225.5911 | 91225.5911 | 91225.5911 | 3272688.4911 | 3988489.2071 | 2600640.8751
2008-11-16 | 6.84 | 2318571.7 | 3215181.8 | 2.72 | 3040595.108 | 3941247.752 | 10.69 | 1643865.36 | 2536697.84 | 88186.134 | 88186.134 | 88186.134 | 3303367.934 | 4029433.886 | 2624883.974
2008-11-17 | 6.73 | 2455704.8 | 3481243.1 | 2.57 | 3206588.96 | 4236331.256 | 10.6 | 1757165.93 | 2778793.108 | 46466.6116 | 46466.6115 | 46466.6116 | 3527709.7116 | 4282797.8675 | 2825259.7196
2008-11-18 | 6.62 | 2474913.1 | 3500696.9 | 2.43 | 3231225.698 | 4261244.231 | 10.5 | 1774556.804 | 2796418.988 | 45801.99 | 45801.99 | 45801.99 | 3546498.89 | 4307046.221 | 2842220.978
2008-11-19 | 6.51 | 2494268.3 | 3520298.4 | 2.29 | 3256009.528 | 4286304.782 | 10.4 | 1792094.514 | 2814192.991 | 45112.7795 | 45112.7795 | 45112.7795 | 3565411.1795 | 4331417.5615 | 2859305.7705
2008-11-20 | 6.41 | 2512954.6 | 3539227.3 | 2.14 | 3283735.289 | 4314323.578 | 10.31 | 1808962.87 | 2831293.74 | 44301.5406 | 44301.5406 | 44301.5406 | 3583528.8406 | 4358625.1186 | 2875595.2806
2008-11-21 | 6.31 | 2505154.2 | 3501384.5 | 2 | 3279747.831 | 4280315.384 | 10.21 | 1804245.81 | 2796551.64 | 52941.5816 | 52941.5816 | 52941.5816 | 3554326.0816 | 4333256.9656 | 2849493.2216
2008-11-22 | 6.21 | 2405945.3 | 3313009 | 1.86 | 3163121.09 | 4074424.3 | 10.12 | 1725357.406 | 2628610.42 | 86642.1137 | 86642.1137 | 86642.1137 | 3399651.1137 | 4161066.4137 | 2715252.5337
2008-11-23 | 6.11 | 2446503.6 | 3344795.6 | 1.73 | 3214202.406 | 4116792.6 | 10.02 | 1761183.433 | 2655638.65 | 83690.3414 | 83690.3414 | 83690.3414 | 3428485.9414 | 4200482.9414 | 2739328.9914
2008-11-24 | 6.01 | 2584655.8 | 3611881.7 | 1.59 | 3382570.554 | 4414264.19 | 9.93 | 1877002.896 | 2900266.46 | 41566.2096 | 41566.2096 | 41566.2096 | 3653447.9096 | 4455830.3996 | 2941832.6696
2008-11-25 | 5.92 | 2601959 | 3629419.8 | 1.46 | 3407109.42 | 4439078.288 | 9.84 | 1894293.16 | 2917791.524 | 40752.5072 | 40752.5072 | 40752.5072 | 3670172.3072 | 4479830.7952 | 2958544.0312
2008-11-26 | 5.82 | 2618932.7 | 3646626.4 | 1.32 | 3431319.05 | 4463561.35 | 9.74 | 1911253.924 | 2934985.288 | 40227.9946 | 40227.9946 | 40227.9946 | 3686854.3946 | 4503789.3446 | 2975213.2826
2008-11-27 | 5.74 | 2635020.4 | 3662942.1 | 1.19 | 3456448.28 | 4488969.12 | 9.65 | 1929134.024 | 2953103.496 | 39383.7939 | 39383.7939 | 39383.7939 | 3702325.8939 | 4528352.9139 | 2992487.2899
2008-11-28 | 5.65 | 2623929.7 | 3621790.9 | 1.06 | 3448953.742 | 4451434.218 | 9.56 | 1921131.442 | 2915057.518 | 48340.6111 | 48340.6111 | 48340.6111 | 3670131.5111 | 4499774.8291 | 2963398.1291
2008-11-29 | 5.56 | 2518283.8 | 3426942.1 | 0.94 | 3322573.594 | 4235735.008 | 9.47 | 1837596.983 | 2742444.206 | 82884.8079 | 82884.8079 | 82884.8079 | 3509826.9079 | 4318619.8159 | 2825329.0139
2008-11-30 | 5.48 | 2556571.2 | 3456445 | 0.81 | 3375217.53 | 4279675.035 | 9.38 | 1872905.1 | 2768951.15 | 79845.219 | 79845.219 | 79845.219 | 3536290.219 | 4359520.254 | 2848796.369
2008-12-01 | 5.4 | 2695922.3 | 3724736.8 | 0.68 | 3548102.252 | 4581688.1 | 9.29 | 1993596.026 | 3018478.025 | 37052.3598 | 37052.3598 | 37052.3598 | 3761789.1598 | 4618740.4598 | 3055530.3848
2008-12-02 | 5.32 | 2709841.2 | 3738733.6 | 0.56 | 3569258.724 | 4602962.908 | 9.2 | 2009307.588 | 3034277.596 | 36594.2065 | 36594.2065 | 36594.2065 | 3775327.8065 | 4639557.1145 | 3070871.8025
2008-12-03 | 5.24 | 2724087.4 | 3753059.5 | 0.44 | 3590742.76 | 4624567.18 | 9.11 | 2025346.516 | 3050406.433 | 36081.2651 | 36081.2651 | 36081.2651 | 3789140.7651 | 4660648.4451 | 3086487.6981
2008-12-04 | 5.17 | 2737084.8 | 3766129.6 | 0.32 | 3612783.825 | 4646732.175 | 9.03 | 2040136.71 | 3065279.25 | 35543.3857 | 35543.3857 | 35543.3857 | 3801672.9857 | 4682275.5607 | 3100822.6357
2008-12-05 | 5.1 | 2722985.8 | 3721815.2 | 0.21 | 3602048.875 | 4605800.649 | 8.94 | 2032678.6 | 3027642.756 | 44558.8044 | 44558.8044 | 44558.8044 | 3766374.0044 | 4650359.4534 | 3072201.5604
2008-12-06 | 5.03 | 2611561.3 | 3521017.7 | 0.09 | 3471685.448 | 4385957.46 | 8.86 | 1944703.914 | 2850426.93 | 79625.3291 | 79625.3291 | 79625.3291 | 3600643.0291 | 4465582.7891 | 2930052.2591
2008-12-07 | 4.96 | 2647820.1 | 3548342.8 | -0.02 | 3520935.114 | 4426346.182 | 8.77 | 1979834.517 | 2876617.321 | 76714.2956 | 76714.2956 | 76714.2956 | 3625057.0956 | 4503060.4776 | 2953331.6166
2008-12-08 | 4.9 | 2786719 | 3816041.8 | -0.13 | 3694983.585 | 4729391.715 | 8.69 | 2102360.595 | 3127851.705 | 33552.1209 | 33552.1209 | 33552.1209 | 3849593.9209 | 4762943.8359 | 3161403.8259
2008-12-09 | 4.83 | 2797932.9 | 3827318.5 | -0.24 | 3713436.996 | 4747948.973 | 8.61 | 2115367.716 | 3140931.458 | 33312.8044 | 33312.8044 | 33312.8044 | 3860631.3044 | 4781261.7774 | 3174244.2624
2008-12-10 | 4.78 | 2808594.7 | 3838040.1 | -0.35 | 3734950.093 | 4769582.336 | 8.53 | 2131434.325 | 3157088 | 32697.8962 | 32697.8962 | 32697.8962 | 3870737.9962 | 4802280.2322 | 3189785.8962
2008-12-11 | 4.72 | 2819419.5 | 3848925.4 | -0.45 | 3753014.481 | 4787747.768 | 8.45 | 2145858.711 | 3171593.208 | 32289.7375 | 32289.7375 | 32289.7375 | 3881215.1375 | 4820037.5055 | 3203882.9455
2008-12-12 | 4.66 | 2801462.4 | 3800731.2 | -0.55 | 3738175.594 | 4742689.401 | 8.38 | 2132638.392 | 3128162.368 | 41717.0583 | 41717.0583 | 41717.0583 | 3842448.2583 | 4784406.4593 | 3169879.4263
2008-12-13 | 4.61 | 2685256.1 | 3595125.1 | -0.65 | 3601230.396 | 4516227.996 | 8.3 | 2042680.976 | 2948952.326 | 77116.1086 | 77116.1086 | 77116.1086 | 3672241.2086 | 4593344.1046 | 3026068.4346
2008-12-14 | 4.56 | 2719054.1 | 3619975.8 | -0.75 | 3650159.945 | 4556294.803 | 8.23 | 2075521.435 | 2972839.729 | 74149.0059 | 74149.0059 | 74149.0059 | 3694124.8059 | 4630443.8089 | 3046988.7349
2008-12-15 | 4.51 | 2856926 | 3886641.9 | -0.85 | 3824901.264 | 4860037.196 | 8.16 | 2197763.74 | 3223788.76 | 30924.7851 | 30924.7851 | 30924.7851 | 3917566.6851 | 4890961.9811 | 3254713.5451
2008-12-16 | 4.46 | 2865629.1 | 3895393.7 | -0.94 | 3840845.88 | 4876070.96 | 8.09 | 2210066.709 | 3236160.653 | 30637.8067 | 30637.8067 | 30637.8067 | 3926031.5067 | 4906708.7667 | 3266798.4597
2008-12-17 | 4.41 | 2874272.8 | 3904085.8 | -1.03 | 3856730.816 | 4892044.744 | 8.02 | 2222310.771 | 3248473.339 | 30360.7671 | 30360.7671 | 30360.7671 | 3934446.5671 | 4922405.5111 | 3278834.1061
2008-12-18 | 4.37 | 2881504.6 | 3911358.2 | -1.12 | 3873010.129 | 4908415.117 | 7.95 | 2234949.082 | 3261182.486 | 30086.0753 | 30086.0753 | 30086.0753 | 3941444.2753 | 4938501.1923 | 3291268.5613
2008-12-19 | 4.33 | 2860536.1 | 3860135.8 | -1.2 | 3854913.603 | 4860080.807 | 7.88 | 2222192.495 | 3218217.955 | 39549.5229 | 39549.5229 | 39549.5229 | 3899685.3229 | 4899630.3299 | 3257767.4779
2008-12-20 | 4.3 | 2739328 | 3649499.8 | -1.28 | 3711169.258 | 4626782.116 | 7.82 | 2126266.848 | 3033006.296 | 75317.9405 | 75317.9405 | 75317.9405 | 3724817.7405 | 4702100.0565 | 3108324.2365
2008-12-21 | 4.26 | 2759103.9 | 3660249.7 | -1.37 | 3745234.432 | 4651901.573 | 7.76 | 2146056.5 | 3043769.85 | 74464.319 | 74464.319 | 74464.319 | 3734714.019 | 4726365.892 | 3118234.169
2008-12-22 | 4.22 | 2837770.8 | 3844246.8 | -1.44 | 3849151.106 | 4861290.036 | 7.7 | 2215932.732 | 3218927.092 | 44768.7254 | 44768.7254 | 44768.7254 | 3889015.5254 | 4906058.7614 | 3263695.8174
2008-12-23 | 4.19 | 2843482.2 | 3849990.3 | -1.52 | 3863815.804 | 4876036.759 | 7.64 | 2226993.42 | 3230049.795 | 44514.5609 | 44514.5609 | 44514.5609 | 3894504.8609 | 4920551.3199 | 3274564.3559
2008-12-24 | 4.16 | 2652646 | 3620682.9 | -1.59 | 3631944.6 | 4605464.8 | 7.58 | 2070176.224 | 3034951.912 | 83391.3693 | 83391.3693 | 83391.3693 | 3704074.2693 | 4688856.1693 | 3118343.2813
2008-12-25 | 4.13 | 2528787.7 | 3488968.1 | -1.66 | 3476014.909 | 4441499.049 | 7.53 | 1972557.56 | 2929623.66 | 168109.9651 | 168109.9651 | 168109.9651 | 3657078.0651 | 4609609.0141 | 3097733.6251
2008-12-26 | 4.11 | 2569997.1 | 3506817.4 | -1.73 | 3540907.612 | 4483163.784 | 7.48 | 2009728.534 | 2943412.038 | 165606.4405 | 165606.4405 | 165606.4405 | 3672423.8405 | 4648770.2245 | 3109018.4785
2008-12-27 | 4.08 | 2690298.2 | 3562166.4 | -1.79 | 3704342.461 | 4581888.125 | 7.43 | 2111584.695 | 2980212.775 | 95005.1374 | 95005.1374 | 95005.1374 | 3657171.5374 | 4676893.2624 | 3075217.9124
2008-12-28 | 4.06 | 2711340.8 | 3582356.5 | -1.86 | 3740322.048 | 4617098.992 | 7.38 | 2134276.992 | 3002061.568 | 92111.9194 | 92111.9194 | 92111.9194 | 3674468.4194 | 4709210.9114 | 3094173.4874
2008-12-29 | 4.04 | 2673425.3 | 3641578.6 | -1.92 | 3688592.696 | 4662429.948 | 7.33 | 2113039.271 | 3078054.798 | 82720.7041 | 82720.7041 | 82720.7041 | 3724299.3041 | 4745150.6521 | 3160775.5021
2008-12-30 | 4.02 | 2677287.4 | 3645462.3 | -1.97 | 3697585.065 | 4671472.628 | 7.29 | 2120296.855 | 3085353.156 | 82542.1547 | 82542.1547 | 82542.1547 | 3728004.4547 | 4754014.7827 | 3167895.3107
2008-12-31 | 4 | 2680274.3 | 3648465.9 | -2.03 | 3707405.807 | 4681348.218 | 7.24 | 2128382.744 | 3093484.356 | 82510.1232 | 82510.1232 | 82510.1232 | 3730976.0232 | 4763858.3412 | 3175994.4792
2009-01-01 | 3.99 | 2552970 | 3502108.6 | -2.08 | 3546154.933 | 4500854.26 | 7.2 | 2027743.701 | 2973941.62 | 150448.2323 | 150448.2323 | 150448.2323 | 3652556.8323 | 4651302.4923 | 3124389.8523
2009-01-02 | 3.97 | 2722763.9 | 3661402.8 | -2.13 | 3778037.67 | 4722585.03 | 7.17 | 2169177.66 | 3104717.04 | 62308.2634 | 62308.2634 | 62308.2634 | 3723711.0634 | 4784893.2934 | 3167025.3034
2009-01-03 | 3.96 | 2798461.9 | 3709467 | -2.18 | 3868148.754 | 4785142.71 | 7.13 | 2246196.863 | 3154109.845 | 54540.599 | 54540.599 | 54540.599 | 3764007.599 | 4839683.309 | 3208650.444
2009-01-04 | 3.95 | 2826296.6 | 3726302.9 | -2.22 | 3908673.786 | 4814740.16 | 7.1 | 2273705.33 | 3170617.6 | 51971.7819 | 51971.7819 | 51971.7819 | 3778274.6819 | 4866711.9419 | 3222589.3819
2009-01-05 | 3.94 | 2960410.6 | 3979037.8 | -2.26 | 4080510.66 | 5105409.78 | 7.06 | 2396747.344 | 3412218.352 | 10130.8014 | 10130.8014 | 10130.8014 | 3989168.6014 | 5115540.5814 | 3422349.1534
2009-01-06 | 3.93 | 2961923.2 | 3980558.8 | -2.3 | 4087463.658 | 5112401.626 | 7.04 | 2400056.294 | 3415545.918 | 10111.5892 | 10111.5892 | 10111.5892 | 3990670.3892 | 5122513.2152 | 3425657.5072
2009-01-07 | 3.92 | 2963058.2 | 3981700.2 | -2.33 | 4092233.2 | 5117197.7 | 7.01 | 2404794.08 | 3420310.236 | 10155.5724 | 10155.5724 | 10155.5724 | 3991855.7724 | 5127353.2724 | 3430465.8084
2009-01-08 | 3.92 | 2963860.8 | 3982507.4 | -2.37 | 4100283.277 | 5125292.741 | 6.98 | 2411006.622 | 3426557.626 | 10021.1908 | 10021.1908 | 10021.1908 | 3992528.5908 | 5135313.9318 | 3436578.8168
2009-01-09 | 3.92 | 2935964.2 | 3928827.6 | -2.4 | 4072849.408 | 5072077.68 | 6.96 | 2389108.024 | 3378909.84 | 18957.7352 | 18957.7352 | 18957.7352 | 3947785.3352 | 5091035.4152 | 3397867.5752
2009-01-10 | 3.92 | 2806429.4 | 3717479.1 | -2.42 | 3911123.046 | 4828358.05 | 6.94 | 2280218.862 | 3188322.25 | 54142.7629 | 54142.7629 | 54142.7629 | 3771621.8629 | 4882500.8129 | 3242465.0129
2009-01-11 | 3.92 | 2832452.1 | 3732492.8 | -2.45 | 3950078.155 | 4856376.106 | 6.93 | 2304343.085 | 3201427.062 | 51643.3013 | 51643.3013 | 51643.3013 | 3784136.1013 | 4908019.4073 | 3253070.3633
2009-01-12 | 3.92 | 2964372.8 | 3983022.1 | -2.47 | 4118947.394 | 5144061.557 | 6.91 | 2424125.846 | 3439750.263 | 9935.5042 | 9935.5042 | 9935.5042 | 3992957.6042 | 5153997.0612 | 3449685.7672
2009-01-13 | 3.92 | 2964237.9 | 3982886.4 | -2.49 | 4122447.98 | 5147581.577 | 6.9 | 2425787.66 | 3441421.394 | 9958.0954 | 9958.0954 | 9958.0954 | 3992844.4954 | 5157539.6724 | 3451379.4894
2009-01-14 | 3.92 | 2963631.4 | 3982276.6 | -2.5 | 4123669.546 | 5148809.96 | 6.89 | 2426978.239 | 3442618.79 | 10059.6141 | 10059.6141 | 10059.6141 | 3992336.2141 | 5158869.5741 | 3452678.4041
2009-01-15 | 3.93 | 2962435.9 | 3981074.4 | -2.52 | 4127916.715 | 5153081.325 | 6.88 | 2429386.535 | 3445040.225 | 10025.7528 | 10025.7528 | 10025.7528 | 3991100.1528 | 5163107.0778 | 3455065.9778
2009-01-16 | 3.93 | 2933131.6 | 3925979.2 | -2.53 | 4095356.66 | 5094711.418 | 6.87 | 2404193.26 | 3394079.398 | 19197.9312 | 19197.9312 | 19197.9312 | 3945177.1312 | 5113909.3492 | 3413277.3292
2009-01-17 | 3.94 | 2801876.5 | 3712900.7 | -2.54 | 3931131.844 | 4848478.58 | 6.87 | 2291271.846 | 3199437.245 | 54436.965 | 54436.965 | 54436.965 | 3767337.665 | 4902915.545 | 3253874.21
2009-01-18 | 3.95 | 2826432.7 | 3726439.7 | -2.54 | 3965280.377 | 4871663.802 | 6.87 | 2314038.984 | 3211177.084 | 51949.0076 | 51949.0076 | 51949.0076 | 3778388.7076 | 4923612.8096 | 3263126.0916
2009-01-19 | 3.96 | 2957001.3 | 3975609.4 | -2.54 | 4131602.65 | 5156786.8 | 6.87 | 2431141.311 | 3446805.364 | 10233.553 | 10233.553 | 10233.553 | 3985842.953 | 5167020.353 | 3457038.917
2009-01-20 | 3.97 | 2954587.7 | 3973182.3 | -2.54 | 4131018.263 | 5156199.681 | 6.87 | 2430524.93 | 3446185.31 | 10403.6115 | 10403.6115 | 10403.6115 | 3983585.9115 | 5166603.2925 | 3456588.9215
2009-01-21 | 3.98 | 2952871.5 | 3971456.5 | -2.54 | 4131130.692 | 5156312.628 | 6.88 | 2428799.16 | 3444449.94 | 10456.9184 | 10456.9184 | 10456.9184 | 3981913.4184 | 5166769.5464 | 3454906.8584
2009-01-22 | 4 | 2949906.5 | 3968475 | -2.53 | 4129994.387 | 5155169.841 | 6.89 | 2427631.769 | 3443276.067 | 10485.2707 | 10485.2707 | 10485.2707 | 3978960.2707 | 5165655.1117 | 3453761.3377
2009-01-23 | 4.02 | 2918831.3 | 3911598.8 | -2.53 | 4097406.205 | 5096772.175 | 6.9 | 2400618.212 | 3390484.4 | 19485.9436 | 19485.9436 | 19485.9436 | 3931084.7436 | 5116258.1186 | 3409970.3436
2009-01-24 | 4.03 | 2786837.9 | 3697777.9 | -2.52 | 3928460.98 | 4845793.125 | 6.91 | 2284872.332 | 3193001.74 | 54848.5713 | 54848.5713 | 54848.5713 | 3752626.4713 | 4900641.6963 | 3247850.3113
2009-01-25 | 4.05 | 2809666.2 | 3709579.3 | -2.5 | 3959210.195 | 4865559.325 | 6.93 | 2304217.848 | 3201301.06 | 52415.8853 | 52415.8853 | 52415.8853 | 3761995.1853 | 4917975.2103 | 3253716.9453
2009-01-26 | 4.07 | 2938040.6 | 3956542.5 | -2.48 | 4121830.615 | 5146960.56 | 6.95 | 2417534.456 | 3433122.184 | 10833.7639 | 10833.7639 | 10833.7639 | 3967376.2639 | 5157794.3239 | 3443955.9479
2009-01-27 | 4.08 | 2934861.9 | 3953346 | -2.47 | 4118672.875 | 5143785.02 | 6.97 | 2412539.195 | 3428099.004 | 11131.9112 | 11131.9112 | 11131.9112 | 3964477.9112 | 5154916.9312 | 3439230.9152
2009-01-28 | 4.11 | 2931189.8 | 3949653.4 | -2.44 | 4115022.39 | 5140113.835 | 6.99 | 2410664.936 | 3426214.164 | 11044.6444 | 11044.6444 | 11044.6444 | 3960698.0444 | 5151158.4794 | 3437258.8084
2009-01-29 | 4.13 | 2927248.2 | 3945689.6 | -2.42 | 4111103.06 | 5136172.505 | 7.02 | 2404906.132 | 3420423.241 | 11236.5288 | 11236.5288 | 11236.5288 | 3956926.1288 | 5147409.0338 | 3431659.7698
2009-01-30 | 4.15 | 2894640.4 | 3887272.5 | -2.39 | 4071574.222 | 5070795.926 | 7.04 | 2374558.023 | 3364278.059 | 20493.7288 | 20493.7288 | 20493.7288 | 3907766.2288 | 5091289.6548 | 3384771.7878
2009-01-31 | 4.18 | 2761702.5 | 3672501.8 | -2.36 | 3901751.376 | 4818933.716 | 7.07 | 2257919.434 | 3165898.094 | 55546.4738 | 55546.4738 | 55546.4738 | 3728048.2738 | 4874480.1898 | 3221444.5678
2009-02-01 | 4.2 | 2783430.7 | 3683196.9 | -2.33 | 3929632.458 | 4835816.342 | 7.1 | 2274397.76 | 3171313.84 | 72048.1106 | 72048.1106 | 72048.1106 | 3755245.0106 | 4907864.4526 | 3243361.9506
2009-02-02 | 4.23 | 2909051.4 | 3927627.2 | -2.3 | 4089378.285 | 5114562.545 | 7.14 | 2383055.805 | 3398686.785 | 30653.6612 | 30653.6612 | 30653.6612 | 3958280.8612 | 5145216.2062 | 3429340.4462
2009-02-03 | 4.25 | 2904682.5 | 3923470.1 | -2.26 | 4081415.778 | 5106791.498 | 7.17 | 2376869.724 | 3392702.284 | 30877.7258 | 30877.7258 | 30877.7258 | 3954347.8258 | 5137669.2238 | 3423580.0098
2009-02-04 | 4.28 | 2899145.8 | 3918138.7 | -2.22 | 4074092.95 | 5099663.85 | 7.21 | 2369515.777 | 3385543.517 | 31063.2845 | 31063.2845 | 31063.2845 | 3949201.9845 | 5130727.1345 | 3416606.8015
2009-02-05 | 4.31 | 2893749.9 | 3912948.9 | -2.18 | 4066911.505 | 5092678.934 | 7.25 | 2362302.27 | 3378525.596 | 31225.2697 | 31225.2697 | 31225.2697 | 3944174.1697 | 5123904.2037 | 3409750.8657
2009-02-06 | 4.34 | 2860124.6 | 3853744.6 | -2.13 | 4024617.198 | 5024757.017 | 7.3 | 2327373.736 | 3318010.944 | 40379.5197 | 40379.5197 | 40379.5197 | 3894124.1197 | 5065136.5367 | 3358390.4637
2009-02-07 | 4.38 | 2727459.2 | 3639484.2 | -2.09 | 3855472.644 | 4773813.658 | 7.34 | 2211397.408 | 3120532.856 | 75113.3087 | 75113.3087 | 75113.3087 | 3714597.5087 | 4848926.9667 | 3195646.1647
2009-02-08 | 4.41 | 2747177.9 | 3648394.8 | -2.04 | 3879503.135 | 4787059.74 | 7.39 | 2224026.086 | 3122313.944 | 72927.8774 | 72927.8774 | 72927.8774 | 3721322.6774 | 4859987.6174 | 3195241.8214
2009-02-09 | 4.44 | 2870579.2 | 3890593.4 | -1.98 | 4031172.676 | 5057684.358 | 7.44 | 2328245.8 | 3345223.5 | 31904.9585 | 31904.9585 | 31904.9585 | 3922498.3585 | 5089589.3165 | 3377128.4585
2009-02-10 | 4.48 | 2864175.6 | 3884390 | -1.93 | 4022982.451 | 5049685.053 | 7.49 | 2320024.489 | 3337192.167 | 32001.6846 | 32001.6846 | 32001.6846 | 3916391.6846 | 5081686.7376 | 3369193.8516
2009-02-11 | 4.52 | 2857426.3 | 3877839.2 | -1.87 | 4012639.255 | 5039520.013 | 7.54 | 2311457.11 | 3328813.066 | 32156.2453 | 32156.2453 | 32156.2453 | 3909995.4453 | 5071676.2583 | 3360969.3113
2009-02-12 | 4.55 | 2850696.7 | 3871308.1 | -1.81 | 4000507.108 | 5027556.2 | 7.6 | 2299293.91 | 3316818.2 | 32541.5285 | 32541.5285 | 32541.5285 | 3903849.6285 | 5060097.7285 | 3349359.7285
2009-02-13 | 4.59 | 2815557.3 | 3810581.3 | -1.75 | 3956805.484 | 4958218.936 | 7.65 | 2264734.044 | 3256674.176 | 41715.2403 | 41715.2403 | 41715.2403 | 3852296.5403 | 4999934.1763 | 3298389.4163
2009-02-14 | 4.63 | 2682624.6 | 3596052 | -1.69 | 3784649.32 | 4704247.036 | 7.71 | 2145561.92 | 3055982.416 | 76493.7954 | 76493.7954 | 76493.7954 | 3672545.7954 | 4780740.8314 | 3132476.2114
2009-02-15 | 4.68 | 2700459.5 | 3603068.4 | -1.62 | 3806613.5 | 4715415.93 | 7.77 | 2157917.3 | 3057488.421 | 74155.7041 | 74155.7041 | 74155.7041 | 3677224.1041 | 4789571.6341 | 3131644.1251
2009-02-16 | 4.72 | 2821165.3 | 3842556.3 | -1.56 | 3956596.208 | 4984344.452 | 7.83 | 2258873.879 | 3277116.626 | 33350.0571 | 33350.0571 | 33350.0571 | 3875906.3571 | 5017694.5091 | 3310466.6831
2009-02-17 | 4.76 | 2813243.1 | 3834826 | -1.49 | 3943270.6 | 4971180.375 | 7.9 | 2245517.284 | 3263921.562 | 33700.9795 | 33700.9795 | 33700.9795 | 3868526.9795 | 5004881.3545 | 3297622.5415
2009-02-18 | 4.81 | 2804852.3 | 3826624.4 | -1.41 | 3929476.816 | 4957545.422 | 7.96 | 2235307.73 | 3253891.085 | 33896.3613 | 33896.3613 | 33896.3613 | 3860520.7613 | 4991441.7833 | 3287787.4463
2009-02-19 | 4.86 | 2796332.8 | 3818293.5 | -1.34 | 3917361.62 | 4945598.48 | 8.03 | 2223161.613 | 3241913.222 | 34113.2688 | 34113.2688 | 34113.2688 | 3852406.7688 | 4979711.7488 | 3276026.4908
2009-02-20 | 4.9 | 2760476.8 | 3756846 | -1.26 | 3869472.072 | 4872050.552 | 8.1 | 2184375.36 | 3177518.96 | 43406.9619 | 43406.9619 | 43406.9619 | 3800252.9619 | 4915457.5139 | 3220925.9219
2009-02-21 | 4.95 | 2627643.1 | 3542416.4 | -1.19 | 3698440.066 | 4619208.976 | 8.17 | 2066085.082 | 2977713.952 | 77934.9171 | 77934.9171 | 77934.9171 | 3620351.3171 | 4697143.8931 | 3055648.8691
2009-02-22 | 5 | 2643513 | 3547456.7 | -1.11 | 3716464.438 | 4626415.49 | 8.24 | 2074550.208 | 2975308.34 | 75925.8043 | 75925.8043 | 75925.8043 | 3623382.5043 | 4702341.2943 | 3051234.1443
2009-02-23 | 5.05 | 2760411.3 | 3783115.6 | -1.02 | 3858015.408 | 4886865.076 | 8.32 | 2169115.512 | 3188509.364 | 35523.6023 | 35523.6023 | 35523.6023 | 3818639.2023 | 4922388.6783 | 3224032.9663
2009-02-24 | 5.11 | 2751040.3 | 3773928.6 | -0.94 | 3845047.885 | 4874061.105 | 8.39 | 2157925.444 | 3177492.972 | 35649.0302 | 35649.0302 | 35649.0302 | 3809577.6302 | 4909710.1352 | 3213142.0022
2009-02-25 | 5.16 | 2740794.1 | 3763861.1 | -0.85 | 3827589.011 | 4856740.635 | 8.47 | 2142243.159 | 3161959.215 | 36155.0447 | 36155.0447 | 36155.0447 | 3800016.1447 | 4892895.6797 | 3198114.2597
2009-02-26 | 5.22 | 2730583.4 | 3753829.6 | -0.77 | 3813780.857 | 4843091.832 | 8.55 | 2128405.181 | 3148279.656 | 36421.0639 | 36421.0639 | 36421.0639 | 3790250.6639 | 4879512.8959 | 3184700.7199
2009-02-27 | 5.28 | 2693221.2 | 3690867.6 | -0.68 | 3766353.768 | 4770008.344 | 8.62 | 2091834.828 | 3086114.074 | 45498.885 | 45498.885 | 45498.885 | 3736366.485 | 4815507.229 | 3131612.959
2009-02-28 | 5.33 | 2561152.5 | 3477207.2 | -0.58 | 3591990.657 | 4513816.863 | 8.7 | 1973348.001 | 2886111.359 | 79898.7847 | 79898.7847 | 79898.7847 | 3557105.9847 | 4593715.6477 | 2966010.1437
2009-03-01 | 5.4 | 2574552.1 | 3479763.3 | -0.49 | 3609021.046 | 4520024.372 | 8.79 | 1979161.654 | 2881039.028 | 120889.8984 | 120889.8984 | 120889.8984 | 3600653.1984 | 4640914.2704 | 3001928.9264
2009-03-02 | 5.46 | 2687876.8 | 3712019.2 | -0.4 | 3747644.322 | 4777720.072 | 8.87 | 2071186.143 | 3091876.018 | 80820.2215 | 80820.2215 | 80820.2215 | 3792839.4215 | 4858540.2935 | 3172696.2395
2009-03-03 | 5.52 | 2676078.4 | 3700581.5 | -0.3 | 3728631.22 | 4759027.652 | 8.95 | 2055759.47 | 3076789.352 | 81320.3431 | 81320.3431 | 81320.3431 | 3781901.8431 | 4840347.9951 | 3158109.6951
2009-03-04 | 5.59 | 2664720.8 | 3689587.1 | -0.2 | 3711867.197 | 4742596.451 | 9.04 | 2040773.465 | 3062146.295 | 81512.6626 | 81512.6626 | 81512.6626 | 3771099.7626 | 4824109.1136 | 3143658.9576
2009-03-05 | 5.65 | 2652588.9 | 3677814 | -0.1 | 3692520.1 | 4723567.65 | 9.12 | 2025013.028 | 3046724.406 | 82068.6212 | 82068.6212 | 82068.6212 | 3759882.6212 | 4805636.2712 | 3128793.0272
2009-03-06 | 5.72 | 2613751.3 | 3613558.9 | 0 | 3643808.9 | 4649383.876 | 9.21 | 1985272.1 | 2981560.633 | 91127.7139 | 91127.7139 | 91127.7139 | 3704686.6139 | 4740511.5899 | 3072688.3469
2009-03-07 | 5.79 | 2482010.8 | 3400418.9 | 0.1 | 3474622.196 | 4398588.288 | 9.3 | 1869696.916 | 2784676.448 | 124972.9741 | 124972.9741 | 124972.9741 | 3525391.8741 | 4523561.2621 | 2909649.4221
2009-03-08 | 5.86 | 2493562.9 | 3401307.7 | 0.21 | 3486025.515 | 4399327.19 | 9.39 | 1873493.337 | 2777766.482 | 123186.9937 | 123186.9937 | 123186.9937 | 3524494.6937 | 4522514.1837 | 2900953.4757
2009-03-09 | 5.93 | 2602532 | 3629183.8 | 0.31 | 3619026.458 | 4651369.532 | 9.48 | 1960440.305 | 2983496.92 | 83612.4583 | 83612.4583 | 83612.4583 | 3712796.2583 | 4734981.9903 | 3067109.3783
2009-03-10 | 6 | 2589314.5 | 3616318.9 | 0.42 | 3598593.094 | 4631248.46 | 9.57 | 1943593.249 | 2966982.41 | 84116.1763 | 84116.1763 | 84116.1763 | 3700435.0763 | 4715364.6363 | 3051098.5863
2009-03-11 | 6.08 | 2575629.7 | 3602984.3 | 0.53 | 3579500.38 | 4612475.465 | 9.66 | 1928087.892 | 2951817.026 | 84464.0873 | 84464.0873 | 84464.0873 | 3687448.3873 | 4696939.5523 | 3036281.1133
2009-03-12 | 6.16 | 2561870.5 | 3589574.8 | 0.64 | 3560333.62 | 4593628.024 | 9.75 | 1912507.71 | 2936576.417 | 84824.4676 | 84824.4676 | 84824.4676 | 3674399.2676 | 4678452.4916 | 3021400.8846
2009-03-13 | 6.23 | 2521273.7 | 3523550.6 | 0.75 | 3508244.168 | 4516047.1 | 9.84 | 1871097.899 | 2869734.475 | 94178.0778 | 94178.0778 | 94178.0778 | 3617728.6778 | 4610225.1778 | 2963912.5528
2009-03-14 | 6.31 | 2391120.8 | 3312007.2 | 0.87 | 3340260.448 | 4266461.084 | 9.93 | 1759524.196 | 2676874.118 | 127523.536 | 127523.536 | 127523.536 | 3439530.736 | 4393984.62 | 2804397.654
2009-03-15 | 6.39 | 2399941 | 3310148.8 | 0.98 | 3350384.948 | 4265914.565 | 10.03 | 1760455.608 | 2667082.74 | 125960.904 | 125960.904 | 125960.904 | 3436109.704 | 4391875.469 | 2793043.644
2009-03-16 | 6.47 | 2504189.2 | 3533277.5 | 1.1 | 3475591.054 | 4510118.09 | 10.12 | 1843925.37 | 2869316.95 | 86942.7076 | 86942.7076 | 86942.7076 | 3620220.2076 | 4597060.7976 | 2956259.6576
2009-03-17 | 6.56 | 2489210.1 | 3518641.2 | 1.21 | 3457012.26 | 4491861.94 | 10.22 | 1827124.884 | 2852849.236 | 87273.322 | 87273.322 | 87273.322 | 3605914.522 | 4579135.262 | 2940122.558
2009-03-18 | 6.64 | 2473924.6 | 3503696.9 | 1.33 | 3434508.379 | 4469659.178 | 10.31 | 1810018.297 | 2836073.254 | 87889.2138 | 87889.2138 | 87889.2138 | 3591586.1138 | 4557548.3918 | 2923962.4678
2009-03-19 | 6.73 | 2458173.7 | 3488284.6 | 1.45 | 3413348.404 | 4448807.416 | 10.41 | 1792445.876 | 2818829.304 | 88349.0157 | 88349.0157 | 88349.0157 | 3576633.6157 | 4537156.4317 | 2907178.3197
2009-03-20 | 6.82 | 2416416.8 | 3421093.8 | 1.57 | 3362090.375 | 4372061.9 | 10.5 | 1753544.656 | 2754510.276 | 97428.8359 | 97428.8359 | 97428.8359 | 3518522.6359 | 4469490.7359 | 2851939.1119
2009-03-21 | 6.9 | 2288147.7 | 3211444.7 | 1.69 | 3197293.221 | 4125680.912 | 10.6 | 1642497.33 | 2562179.06 | 130458.9336 | 130458.9336 | 130458.9336 | 3341903.6336 | 4256139.8456 | 2692637.9936
2009-03-22 | 7 | 2294063.8 | 3206666 | 1.81 | 3205990.915 | 4123699.037 | 10.69 | 1645699.435 | 2554671.413 | 128914.4653 | 128914.4653 | 128914.4653 | 3335580.4653 | 4252613.5023 | 2683585.8783
2009-03-23 | 7.09 | 2393521.9 | 3424977.7 | 1.94 | 3325247.025 | 4361919.26 | 10.79 | 1724127.15 | 2751835.22 | 90464.1949 | 90464.1949 | 90464.1949 | 3515441.8949 | 4452383.4549 | 2842299.4149
2009-03-24 | 7.18 | 2376899.7 | 3408689.3 | 2.06 | 3303214.708 | 4340190.768 | 10.88 | 1707492.37 | 2735533.77 | 91069.8488 | 91069.8488 | 91069.8488 | 3499759.1488 | 4431260.6168 | 2826603.6188
2009-03-25 | 7.27 | 2359987.5 | 3392109.1 | 2.18 | 3280891.678 | 4318169.348 | 10.98 | 1688758.718 | 2717121.988 | 91724.0811 | 91724.0811 | 91724.0811 | 3483833.1811 | 4409893.4291 | 2808846.0691
2009-03-26 | 7.37 | 2342629.8 | 3375080.8 | 2.31 | 3258123.456 | 4295700.336 | 11.07 | 1673197.68 | 2701900.68 | 92218.9106 | 92218.9106 | 92218.9106 | 3467299.7106 | 4387919.2466 | 2794119.5906
2009-03-27 | 7.47 | 2299891 | 3306902.7 | 2.44 | 3206057.572 | 4218143.033 | 11.17 | 1633327.12 | 2636606.63 | 101229.0933 | 101229.0933 | 101229.0933 | 3408131.7933 | 4319372.1263 | 2737835.7233
2009-03-28 | 7.56 | 2173351.5 | 3098992.9 | 2.56 | 3045981 | 3976508.5 | 11.27 | 1525860.411 | 2447876.499 | 133735.6324 | 133735.6324 | 133735.6324 | 3232728.5324 | 4110244.1324 | 2581612.1314
2009-03-29 | 7.66 | 2177440.5 | 3092376.9 | 2.69 | 3050839.474 | 3970666.354 | 11.36 | 1527223.96 | 2438519.56 | 132497.0355 | 132497.0355 | 132497.0355 | 3224873.9355 | 4103163.3895 | 2571016.5955
2009-03-30 | 7.76 | 2271884 | 3305645.8 | 2.82 | 3165732.046 | 4204498.66 | 11.46 | 1602402.67 | 2632416.1 | 94652.282 | 94652.282 | 94652.282 | 3400298.082 | 4299150.942 | 2727068.382
2009-03-31 | 7.86 | 2253819.1 | 3287906.6 | 2.95 | 3142255.122 | 4181317.043 | 11.55 | 1586135.002 | 2616484.263 | 95265.4612 | 95265.4612 | 95265.4612 | 3383172.0612 | 4276582.5042 | 2711749.7242
2009-04-01 | 7.96 | 2235433.4 | 3372979.7 | 3.08 | 3118457.2 | 4260947.428 | 11.64 | 1569546.6 | 2703364.692 | 79749.3337 | 79749.3337 | 79749.3337 | 3452729.0337 | 4340696.7617 | 2783114.0257
2009-04-02 | 8.06 | 2217106.6 | 3354550.3 | 3.21 | 3094717.98 | 4237075.215 | 11.74 | 1551207.656 | 2684923.148 | 80477.4165 | 80477.4165 | 80477.4165 | 3435027.7165 | 4317552.6315 | 2765400.5645
2009-04-03 | 8.17 | 2173303.7 | 3277990.9 | 3.34 | 3043556.678 | 4153116.382 | 11.83 | 1513857.344 | 2614852.336 | 90648.9052 | 90648.9052 | 90648.9052 | 3368639.8052 | 4243765.2872 | 2705501.2412
2009-04-04 | 8.27 | 2049888.3 | 3057657.2 | 3.48 | 2885990.464 | 3898441.31 | 11.93 | 1411029.444 | 2415221.26 | 124989.7574 | 124989.7574 | 124989.7574 | 3182646.9574 | 4023431.0674 | 2540211.0174
2009-04-05 | 8.38 | 2052316.6 | 3048236.8 | 3.61 | 2890691.323 | 3891305.58 | 12.02 | 1412550.564 | 2404888.54 | 123984.0314 | 123984.0314 | 123984.0314 | 3172220.8314 | 4015289.6113 | 2528872.5713
2009-04-06 | 8.48 | 2141449.8 | 3278469.7 | 3.74 | 2999220.108 | 4141042.676 | 12.11 | 1484549.754 | 2617891.838 | 83315.1328 | 83315.1328 | 83315.1328 | 3361784.8328 | 4224357.8088 | 2701206.9708
2009-04-07 | 8.59 | 2122155.2 | 3259067.1 | 3.87 | 2976321.328 | 4118015.632 | 12.2 | 1468862.886 | 2602117.234 | 83971.2307 | 83971.2307 | 83971.2307 | 3343038.3307 | 4201986.8627 | 2686088.4647
2009-04-08 | 8.7 | 2088072.6 | 3224793.8 | 4.01 | 2933196.061 | 4074649.002 | 12.29 | 1441165.729 | 2574264.978 | 87102.9837 | 87102.9837 | 87102.9837 | 3311896.7837 | 4161751.9857 | 2661367.9617
2009-04-09 | 8.8 | 2069115.6 | 3205730.5 | 4.14 | 2908848.066 | 4050165.006 | 12.38 | 1423999.242 | 2557002.022 | 87936.5973 | 87936.5973 | 87936.5973 | 3293667.0973 | 4138101.6033 | 2644938.6193
2009-04-10 | 8.91 | 1953002.4 | 3056456.1 | 4.28 | 2760963.328 | 3868940.638 | 12.47 | 1331762.464 | 2431738.144 | 110213.5862 | 110213.5862 | 110213.5862 | 3166669.6862 | 3979154.2242 | 2541951.7302
2009-04-11 | 9.02 | 1889551.7 | 2882794.7 | 4.41 | 2685966.08 | 3683667.872 | 12.56 | 1277988.38 | 2267807.492 | 198448.4841 | 198448.4841 | 198448.4841 | 3081243.1841 | 3882116.3561 | 2466255.9761
2009-04-12 | 9.13 | 1871952.2 | 2859520.8 | 4.55 | 2663284.6 | 3655283.892 | 12.65 | 1263766.6 | 2247929.952 | 199749.071 | 199749.071 | 199749.071 | 3059269.8711 | 3855032.963 | 2447679.023
2009-04-13 | 9.24 | 1872701.2 | 3008216.5 | 4.68 | 2656366.384 | 3796269.316 | 12.74 | 1271203.8 | 2403351.4 | 110522.3866 | 110522.3866 | 110522.3866 | 3118738.8866 | 3906791.7026 | 2513873.7866
2009-04-14 | 9.35 | 1971089 | 3107155.2 | 4.82 | 2787471.557 | 3928108.98 | 12.83 | 1343934.188 | 2476488.72 | 91477.1764 | 91477.1764 | 91477.1764 | 3198632.3764 | 4019586.1564 | 2567965.8964
2009-04-15 | 9.46 | 1951152.9 | 3087107.4 | 4.95 | 2763946.002 | 3904451.543 | 12.91 | 1329393.21 | 2461866.315 | 92240.6863 | 92240.6863 | 92240.6863 | 3179348.0863 | 3996692.2293 | 2554107.0013
2009-04-16 | 9.56 | 1931715.1 | 3067560.8 | 5.09 | 2737314.145 | 3877670.522 | 13 | 1311746.26 | 2444120.656 | 93154.7591 | 93154.7591 | 93154.7591 | 3160715.5591 | 3970825.2811 | 2537275.4151
2009-04-17 | 9.68 | 1902120.1 | 3005288.9 | 5.22 | 2705922.708 | 3813592.094 | 13.08 | 1289355.78 | 2389093.64 | 103637.7812 | 103637.7812 | 103637.7812 | 3108926.6812 | 3917229.8752 | 2492731.4212
2009-04-18 | 9.78 | 1786165.7 | 2792458.2 | 5.36 | 2557912.286 | 3568525.778 | 13.17 | 1194260.513 | 2197238.949 | 140628.3435 | 140628.3435 | 140628.3435 | 2933086.5435 | 3709154.1215 | 2337867.2925
2009-04-19 | 9.9 | 1785497.6 | 2779923.8 | 5.5 | 2559067.32 | 3557824.88 | 13.25 | 1196529.745 | 2187658.205 | 143914.1302 | 143914.1302 | 143914.1302 | 2923837.9302 | 3701739.0102 | 2331572.3352
2009-04-20 | 10.01 | 1866135.5 | 3001614.1 | 5.63 | 2658962.366 | 3798880.096 | 13.33 | 1265179.976 | 2397293.756 | 108332.1908 | 108332.1908 | 108332.1908 | 3109946.2908 | 3907212.2868 | 2505625.9468
2009-04-21 | 10.11 | 1846362.2 | 2981729.9 | 5.77 | 2631962.96 | 3771729.35 | 13.41 | 1249016 | 2381039.25 | 113309.5668 | 113309.5668 | 113309.5668 | 3095039.4668 | 3885038.9168 | 2494348.8168
2009-04-22 | 10.22 | 1826434.2 | 2961690.5 | 5.9 | 2608429.368 | 3748063.888 | 13.49 | 1234507.302 | 2366449.357 | 117970.4783 | 117970.4783 | 117970.4783 | 3079660.9783 | 3866034.3663 | 2484419.8353
2009-04-23 | 10.33 | 1806798.7 | 2941944.9 | 6.04 | 2583377.503 | 3722871.718 | 13.57 | 1220291.632 | 2352154.192 | 122582.4784 | 122582.4784 | 122582.4784 | 3064527.3784 | 3845454.1964 | 2474736.6704
2009-04-24 | 10.44 | 1763997.7 | 2866393.3 | 6.17 | 2533660.93 | 3640365.714 | 13.65 | 1185398.41 | 2284554.378 | 136593.2899 | 136593.2899 | 136593.2899 | 3002986.5899 | 3776959.0039 | 2421147.6679
2009-04-25 | 10.55 | 1652489 | 2658033.1 | 6.31 | 2392916.384 | 3402605.832 | 13.72 | 1098914.753 | 2101359.444 | 172605.6071 | 172605.6071 | 172605.6071 | 2830638.7071 | 3575211.4391 | 2273965.0511
2009-04-26 | 10.66 | 1651116.6 | 2644790.4 | 6.44 | 2393148.74 | 3390977.13 | 13.8 | 1098988.42 | 2089570.89 | 176243.3127 | 176243.3127 | 176243.3127 | 2821033.7127 | 3567220.4427 | 2265814.2027
2009-04-27 | 10.77 | 1728314.8 | 2863021.7 | 6.58 | 2486847.26 | 3625801.144 | 13.87 | 1167109.4 | 2298674.14 | 141237.2231 | 141237.2231 | 141237.2231 | 3004258.9231 | 3767038.3671 | 2439911.3631
2009-04-28 | 10.87 | 1708862.2 | 2843460.2 | 6.71 | 2461977.368 | 3600791.944 | 13.95 | 1151267.316 | 2282743.428 | 146052.5765 | 146052.5765 | 146052.5765 | 2989512.7765 | 3746844.5205 | 2428796.0045
2009-04-29 | 10.98 | 1689464.9 | 2823954.3 | 6.85 | 2437162.991 | 3575838.972 | 14.02 | 1139101.172 | 2270508.924 | 150732.9716 | 150732.9716 | 150732.9716 | 2974687.2716 | 3726571.9436 | 2421241.8956
2009-04-30 | 11.09 | 1670354.8 | 2804737.2 | 6.98 | 2414445.64 | 3552994.347 | 14.09 | 1127222.8 | 2258564.1 | 155256.9877 | 155256.9877 | 155256.9877 | 2959994.1877 | 3708251.3347 | 2413821.0877
2009-05-01 | 11.19 | 1628972.9 | 2730612.4 | 7.12 | 2362684.417 | 3468432.175 | 14.16 | 1093561.793 | 2192203.375 | 145494.6528 | 145494.6528 | 145494.6528 | 2876107.0528 | 3613926.8278 | 2337698.0278
2009-05-02 | 11.3 | 1520891.2 | 2516208.6 | 7.25 | 2227583.8 | 3226857.645 | 14.23 | 1009629.64 | 2002084.723 | 233214.7379 | 233214.7379 | 233214.7379 | 2749423.3379 | 3460072.3829 | 2235299.4609
2009-05-03 | 11.4 | 1506330.9 | 2495990.8 | 7.38 | 2208095.466 | 3201684.514 | 14.29 | 1001828.513 | 1988663.727 | 238139.3513 | 238139.3513 | 238139.3513 | 2734130.1513 | 3439823.8653 | 2226803.0783
2009-05-04 | 11.51 | 1445109.2 | 2554001.6 | 7.52 | 2115103.217 | 3227746.716 | 14.36 | 966542.045 | 2072755.26 | 229806.5654 | 229806.5654 | 229806.5654 | 2783808.1654 | 3457553.2814 | 2302561.8254
2009-05-05 | 11.61 | 1567688.8 | 2701496.5 | 7.65 | 2280818.272 | 3418618.74 | 14.43 | 1059854.176 | 2190818.37 | 156000.646 | 156000.646 | 156000.646 | 2857497.146 | 3574619.386 | 2346819.016
2009-05-06 | 11.71 | 1549722.6 | 2683429.6 | 7.78 | 2257462.938 | 3395132.457 | 14.49 | 1049081.852 | 2179985.678 | 160567.1803 | 160567.1803 | 160567.1803 | 2843996.7803 | 3555699.6373 | 2340552.8583
2009-05-07 | 11.81 | 1531350.8 | 2664954.8 | 7.91 | 2233701.02 | 3371237.49 | 14.55 | 1037904.748 | 2168746.106 | 165093.3212 | 165093.3212 | 165093.3212 | 2830048.1212 | 3536330.8112 | 2333839.4272
2009-05-08 | 11.91 | 1500094.7 | 2601012.7 | 8.04 | 2197845.251 | 3302669.916 | 14.61 | 1013291.99 | 2111484.24 | 177297.1 | 177297.1 | 177297.1 | 2778309.8 | 3479967.016 | 2288781.34
2009-05-09 | 12.01 | 1397283.3 | 2391908.5 | 8.17 | 2067431.652 | 3065808.916 | 14.67 | 933065.952 | 1925092.066 | 264260.6166 | 264260.6166 | 264260.6166 | 2656169.1166 | 3330069.5326 | 2189352.6826
2009-05-10 | 12.1 | 1384304 | 2373280.6 | 8.3 | 2047761.58 | 3040452.68 | 14.73 | 925121.517 | 1911527.292 | 269046.2474 | 269046.2474 | 269046.2474 | 2642326.8474 | 3309498.9274 | 2180573.5394
2009-05-11 | 12.2 | 1469317.1 | 2602574 | 8.43 | 2151990.962 | 3289070.165 | 14.79 | 1000318.346 | 2130949.145 | 181622.6185 | 181622.6185 | 181622.6185 | 2784196.6185 | 3470692.7835 | 2312571.7635
2009-05-12 | 12.29 | 1452380.6 | 2585542.5 | 8.56 | 2127823.547 | 3264767.294 | 14.85 | 988805.816 | 2119372.132 | 186034.1827 | 186034.1827 | 186034.1827 | 2771576.6827 | 3450801.4767 | 2305406.3147
2009-05-13 | 12.39 | 1435019.8 | 2568084.5 | 8.69 | 2105042.44 | 3241858.67 | 14.9 | 980490.928 | 2111010.839 | 190391.048 | 190391.048 | 190391.048 | 2758475.548 | 3432249.718 | 2301401.887
2009-05-14 | 12.48 | 1418683.1 | 2551656.4 | 8.81 | 2083285.602 | 3219980.282 | 14.96 | 969578.412 | 2100036.992 | 194702.159 | 194702.159 | 194702.159 | 2746358.559 | 3414682.441 | 2294739.151
2009-05-15 | 12.57 | 1380742.5 | 2480992.2 | 8.94 | 2035309.545 | 3139224.456 | 15.01 | 940758.04 | 2038544.072 | 208042.4264 | 208042.4264 | 208042.4264 | 2689034.6264 | 3347266.8824 | 2246586.4984
2009-05-16 | 12.66 | 1284866.3 | 2288352.1 | 9.07 | 1912062.635 | 2919060.073 | 15.06 | 865570.7 | 1866708.72 | 241580.7855 | 241580.7855 | 241580.7855 | 2529932.8855 | 3160640.8585 | 2108289.5055
2009-05-17 | 12.75 | 1284564.2 | 2276185.6 | 9.19 | 1910818.396 | 2905946.14 | 15.11 | 869406.924 | 1858704.06 | 245182.4307 | 245182.4307 | 245182.4307 | 2521368.0307 | 3151128.5707 | 2103886.4907
2009-05-18 | 12.83 | 1354451.6 | 2487065.2 | 9.31 | 1991937.328 | 3128120.308 | 15.16 | 932479.513 | 2062730.593 | 211777.3488 | 211777.3488 | 211777.3488 | 2698842.5488 | 3339897.6568 | 2274507.9418
2009-05-19 | 12.92 | 1338796.5 | 2471322.5 | 9.44 | 1969049.556 | 3105104.276 | 15.21 | 924061.012 | 2054264.952 | 215866.0552 | 215866.0552 | 215866.0552 | 2687188.5552 | 3320970.3312 | 2270131.0072
2009-05-20 | 13.01 | 1323341.8 | 2455781.3 | 9.56 | 1948173.025 | 3084111.17 | 15.26 | 915843.175 | 2046000.95 | 219921.2162 | 219921.2162 | 219921.2162 | 2675702.5162 | 3304032.3862 | 2265922.1662
2009-05-21 | 13.09 | 1308721.5 | 2441079.1 | 9.68 | 1926319.899 | 3062135.58 | 15.31 | 906648.642 | 2036754.94 | 223962.4035 | 223962.4035 | 223962.4035 | 2665041.5035 | 3286097.9835 | 2260717.3435
2009-05-22 | 13.17 | 1273177.7 | 2372825.2 | 9.8 | 1880942.372 | 2983992.798 | 15.35 | 880024.292 | 1977470.328 | 236918.8093 | 236918.8093 | 236918.8093 | 2609744.0093 | 3220911.6073 | 2214389.1373
2009-05-23 | 13.25 | 1182296.4 | 2185207.9 | 9.92 | 1764155.292 | 2770324.431 | 15.39 | 808369.064 | 1809186.902 | 269746.6811 | 269746.6811 | 269746.6811 | 2454954.5811 | 3040071.1121 | 2078933.5831
2009-05-24 | 13.32 | 1169226.3 | 2157816.7 | 10.04 | 1741545.628 | 2733340.46 | 15.44 | 799312.588 | 1785832.16 | 276026.0189 | 276026.0189 | 276026.0189 | 2433842.7189 | 3009366.4789 | 2061858.1789
2009-05-25 | 13.4 | 1128896.9 | 2236837 | 10.16 | 1672854.992 | 2783840.692 | 15.48 | 779689.236 | 1885674.136 | 264464.4044 | 264464.4044 | 264464.4044 | 2501301.4044 | 3048305.0965 | 2150138.5405
2009-05-26 | 13.48 | 1194043.6 | 2325100.8 | 10.27 | 1758568.645 | 2892786.832 | 15.52 | 835280.02 | 1964328.532 | 251147.344 | 251147.344 | 251147.344 | 2576248.1439 | 3143934.176 | 2215475.8759
2009-05-27 | 13.55 | 1181296.2 | 2312282.2 | 10.39 | 1737038.764 | 2871136.316 | 15.56 | 827801.721 | 1956808.374 | 255000.654 | 255000.654 | 255000.654 | 2567282.854 | 3126136.97 | 2211809.028
2009-05-28 | 13.62 | 1168504.5 | 2299418.8 | 10.5 | 1717222.644 | 2851209.42 | 15.6 | 820279.524 | 1949243.82 | 258753.1222 | 258753.1222 | 258753.1222 | 2558171.9222 | 3109962.5422 | 2207996.9422
2009-05-29 | 13.69 | 1163645.8 | 2262144.2 | 10.62 | 1711589.224 | 2813155.575 | 15.63 | 817388.392 | 1913948.25 | 266569.5358 | 266569.5358 | 266569.5358 | 2528713.7358 | 3079725.1108 | 2180517.7859
2009-05-30 | 13.76 | 1090224.3 | 2083948.3 | 10.73 | 1618878.096 | 2615562.203 | 15.67 | 756980.488 | 1748838.709 | 297738.047 | 297738.047 | 297738.047 | 2381686.347 | 2913300.25 | 2046576.756
2009-05-31 | 13.83 | 1094093.9 | 2084648.9 | 10.84 | 1620230.745 | 2613731.493 | 15.7 | 765038.415 | 1753751.091 | 299124.098 | 299124.098 | 299124.098 | 2383772.998 | 2912855.591 | 2052875.189
2009-06-01 | 13.9 | 1161890.7 | 2293426.2 | 10.95 | 1696284.675 | 2830812.36 | 15.74 | 828573.78 | 1958242.968 | 245489.7054 | 245489.7054 | 245489.7054 | 2538915.9054 | 3076302.0654 | 2203732.6734
2009-06-02 | 13.96 | 1150540.7 | 2282012.6 | 11.06 | 1675886.72 | 2810300.09 | 15.77 | 822652.322 | 1952288.339 | 249018.2149 | 249018.2149 | 249018.2149 | 2531030.8149 | 3059318.3049 | 2201306.5539
2009-06-03 | 14.02 | 1138850 | 2270256.5 | 11.16 | 1656959.592 | 2791266.99 | 15.8 | 816390.184 | 1945991.23 | 252603.7433 | 252603.7433 | 252603.7433 | 2522860.2433 | 3043870.7333 | 2198594.9733
2009-06-04 | 14.09 | 1127312.6 | 2258654.5 | 11.27 | 1638185.21 | 2772387.718 | 15.83 | 812093.33 | 1941670.174 | 255929.6153 | 255929.6153 | 255929.6153 | 2514584.1153 | 3028317.3333 | 2197599.7893
2009-06-05 | 14.14 | 1096926.4 | 2195587 | 11.37 | 1596617.503 | 2698075.803 | 15.86 | 786648.892 | 1883572.292 | 268183.1019 | 268183.1019 | 268183.1019 | 2463770.1019 | 2966258.9049 | 2151755.3939
2009-06-06 | 14.21 | 1014591.3 | 2016563.7 | 11.48 | 1491751.62 | 2496395.598 | 15.89 | 720954.18 | 1721282.532 | 299164.4575 | 299164.4575 | 299164.4575 | 2315728.1575 | 2795560.0555 | 2020446.9895
2009-06-07 | 14.26 | 1018132.9 | 2008262.6 | 11.58 | 1489789.316 | 2482559.888 | 15.92 | 725987.508 | 1714481.444 | 302300.504 | 302300.504 | 302300.504 | 2310563.104 | 2784860.392 | 2016781.948
2009-06-08 | 14.32 | 1085405.7 | 2216513 | 11.68 | 1563704.532 | 2697489.848 | 15.95 | 790092.406 | 1919546.234 | 268934.732 | 268934.732 | 268934.732 | 2485447.732 | 2966424.58 | 2188480.966
2009-06-09 | 14.37 | 1075672.5 | 2206725.3 | 11.78 | 1544921.189 | 2678601.544 | 15.97 | 785789.14 | 1915218.74 | 272209.9657 | 272209.9657 | 272209.9657 | 2478935.2657 | 2950811.5097 | 2187428.7057
2009-06-10 | 14.43 | 1065710.8 | 2196707.8 | 11.88 | 1527720.82 | 2661304.795 | 16 | 781257.572 | 1910661.807 | 275181.1542 | 275181.1542 | 275181.1542 | 2471888.9542 | 2936485.9492 | 2185842.9612
2009-06-11 | 14.48 | 1056592.9 | 2187538.8 | 11.97 | 1511363.987 | 2644856.282 | 16.02 | 777570.002 | 1906953.572 | 278136.7875 | 278136.7875 | 278136.7875 | 2465675.5875 | 2922993.0695 | 2185090.3595
2009-06-12 | 14.53 | 1027802.8 | 2126076.3 | 12.07 | 1471631.326 | 2572389.672 | 16.05 | 753567.288 | 1850305.436 | 289798.1757 | 289798.1757 | 289798.1757 | 2415874.4757 | 2862187.8477 | 2140103.6117
2009-06-13 | 14.58 | 949709.7 | 1951318.8 | 12.16 | 1372749.416 | 2376727.07 | 16.07 | 689243.098 | 1689394.035 | 320212.4705 | 320212.4705 | 320212.4705 | 2271531.2705 | 2696939.5405 | 2009606.5055
2009-06-14 | 14.63 | 954530.9 | 1944304.5 | 12.25 | 1373451.122 | 2365570.212 | 16.09 | 697546.226 | 1685880.996 | 322701.0921 | 322701.0921 | 322701.0921 | 2267005.5921 | 2688271.3041 | 2008582.0881
2009-06-15 | 14.67 | 1021346.2 | 2152094.8 | 12.34 | 1443535.443 | 2576648.061 | 16.09 | 764046.318 | 1893354.186 | 289663.321 | 289663.321 | 289663.321 | 2441758.121 | 2866311.382 | 2183017.507
2009-06-16 | 14.72 | 1013190.6 | 2143893.5 | 12.43 | 1428139.287 | 2561165.621 | 16.09 | 764946.189 | 1894259.087 | 292241.2529 | 292241.2529 | 292241.2529 | 2436134.7529 | 2853406.8739 | 2186500.3399
2009-06-17 | 14.76 | 1005078 | 2135735.6 | 12.52 | 1410974.288 | 2543904.492 | 16.09 | 764077.079 | 1893385.161 | 294937.6616 | 294937.6616 | 294937.6616 | 2430673.2616 | 2838842.1536 | 2188322.8226
2009-06-18 | 14.8 | 997668.1 | 2128284.1 | 12.61 | 1394511.43 | 2527349.404 | 16.09 | 763911.07 | 1893218.236 | 297516.4697 | 297516.4697 | 297516.4697 | 2425800.5697 | 2824865.8737 | 2190734.7057
2009-06-19 | 14.84 | 970650.5 | 2068604 | 12.69 | 1358601.23 | 2458726.875 | 16.09 | 745097.75 | 1841788.375 | 308790.2283 | 308790.2283 | 308790.2283 | 2377394.2283 | 2767517.1033 | 2150578.6033
2009-06-20 | 14.89 | 895719.2 | 1897026 | 12.77 | 1266370.672 | 2269752.74 | 16.09 | 685916.48 | 1686048.6 | 338242.0039 | 338242.0039 | 338242.0039 | 2235268.0039 | 2607994.744 | 2024290.6039
2009-06-21 | 14.93 | 901633.9 | 1891111.2 | 12.85 | 1267802.508 | 2259329.956 | 16.09 | 697424.484 | 1685758.588 | 340456.6842 | 340456.6842 | 340456.6842 | 2231567.8842 | 2599786.6402 | 2026215.2722
2009-06-22 | 14.96 | 968493.9 | 2098946.6 | 12.93 | 1336371.109 | 2468883.447 | 16.09 | 763714.961 | 1893021.163 | 307212.2069 | 307212.2069 | 307212.2069 | 2406158.8069 | 2776095.6539 | 2200233.3699
2009-06-23 | 15 | 962130 | 2092547 | 13.01 | 1322765.163 | 2455201.217 | 16.09 | 764596.167 | 1893907.253 | 309290.9961 | 309290.9961 | 309290.9961 | 2401837.9961 | 2764492.2131 | 2203198.2491
2009-06-24 | 15.04 | 955090.2 | 2085467.8 | 13.09 | 1308482.85 | 2440838.92 | 16.09 | 764801.85 | 1894114.12 | 311482.9242 | 311482.9242 | 311482.9242 | 2396950.7242 | 2752321.8442 | 2205597.0442
2009-06-25 | 15.07 | 949086.5 | 2079430.5 | 13.16 | 1295236.564 | 2427518.641 | 16.09 | 764231.492 | 1893540.498 | 313627.1001 | 313627.1001 | 313627.1001 | 2393057.6001 | 2741145.7411 | 2207167.5981
2009-06-26 | 15.11 | 923484.2 | 2021173.7 | 13.23 | 1262760.844 | 2362349.796 | 16.09 | 746627.226 | 1843326.434 | 324230.7096 | 324230.7096 | 324230.7096 | 2345404.4096 | 2686580.5056 | 2167557.1436
2009-06-27 | 15.14 | 851810.1 | 1852871.1 | 13.3 | 1173555.076 | 2176417.436 | 16.09 | 685691.77 | 1685822.72 | 353280.3049 | 353280.3049 | 353280.3049 | 2206151.4049 | 2529697.7409 | 2039103.0249
2009-06-28 | 15.17 | 858406.6 | 1847641.9 | 13.37 | 1175329.54 | 2166339.28 | 16.09 | 696423.764 | 1684752.128 | 355073.3493 | 355073.3493 | 355073.3493 | 2202715.2494 | 2521412.6294 | 2039825.4774
2009-06-29 | 15.21 | 924794.3 | 2055002.2 | 13.44 | 1245595.472 | 2377599.491 | 16.09 | 765299.932 | 1894614.996 | 321240.7641 | 321240.7641 | 321240.7641 | 2376242.9641 | 2698840.2551 | 2215855.7601
2009-06-30 | 15.23 | 919751.8 | 2049931.6 | 13.5 | 1233309.11 | 2365244.514 | 16.09 | 763879.38 | 1893186.452 | 323241.407 | 323241.407 | 323241.407 | 2373173.007 | 2688485.921 | 2216427.859
2009-07-01 | 15.26 | 914448.1 | 2005415.8 | 13.56 | 1222573.61 | 2315266.47 | 16.09 | 764010.351 | 1854135.767 | 363101.96 | 363101.96 | 363101.96 | 2368517.76 | 2678368.43 | 2217237.727
2009-07-02 | 15.29 | 909034.9 | 1999972.2 | 13.62 | 1211724.738 | 2304356.854 | 16.09 | 764033.78 | 1854159.34 | 364822.3975 | 364822.3975 | 364822.3975 | 2364794.5975 | 2669179.2515 | 2218981.7375
2009-07-03 | 15.32 | 885246.7 | 1945823.5 | 13.68 | 1181243.084 | 2243477.104 | 16.09 | 746272.788 | 1806071.503 | 374434.5977 | 374434.5977 | 374434.5977 | 2320258.0977 | 2617911.7017 | 2180506.1007
2009-07-04 | 15.35 | 815673.5 | 1787868.7 | 13.74 | 1097228.046 | 2070999.597 | 16.09 | 686263.336 | 1657734.002 | 401328.3045 | 401328.3045 | 401328.3045 | 2189197.0045 | 2472327.9015 | 2059062.3065
2009-07-05 | 15.37 | 823130.1 | 1785899.5 | 13.8 | 1099579.782 | 2063897.145 | 16.09 | 696350.628 | 1658410.28 | 402487.7304 | 402487.7304 | 402487.7304 | 2188387.2304 | 2466384.8754 | 2060898.0104
2009-07-06 | 15.4 | 890089.2 | 1980920.5 | 13.85 | 1171036 | 2263440.24 | 16.09 | 765022.56 | 1855153.648 | 370401.878 | 370401.878 | 370401.878 | 2351322.378 | 2633842.118 | 2225555.526
2009-07-07 | 15.42 | 885779.4 | 1976586.5 | 13.9 | 1161290.192 | 2253639.888 | 16.09 | 764337.143 | 1854464.427 | 371846.6928 | 371846.6928 | 371846.6928 | 2348433.1928 | 2625486.5808 | 2226311.1198
2009-07-08 | 15.44 | 881504 | 1972287.3 | 13.95 | 1151578.867 | 2243874.119 | 16.09 | 763686.105 | 1853809.685 | 373069.114 | 373069.114 | 373069.114 | 2345356.414 | 2616943.233 | 2226878.7991
2009-07-09 | 15.47 | 877482.1 | 1968242.9 | 13.99 | 1145746.012 | 2238008.716 | 16.09 | 765101.272 | 1855232.896 | 374015.1145 | 374015.1145 | 374015.1145 | 2342258.0145 | 2612023.8305 | 2229248.0105
2009-07-10 | 15.49 | 854400.2 | 1914804.3 | 14.04 | 1116115.05 | 2177984.52 | 16.09 | 746104.4 | 1805902.14 | 383418.2002 | 383418.2002 | 383418.2002 | 2298222.5002 | 2561402.7202 | 2189320.3402
2009-07-11 | 15.51 | 787124.2 | 1759159.6 | 14.08 | 1037208.463 | 2010644.119 | 16.09 | 685691.422 | 1657158.886 | 409728.1266 | 409728.1266 | 409728.1266 | 2168887.7266 | 2420372.2456 | 2066887.0126
2009-07-12 | 15.53 | 795329.4 | 1757943.3 | 14.12 | 1043613.903 | 2007617.922 | 16.09 | 696719.952 | 1658781.748 | 410220.7106 | 410220.7106 | 410220.7106 | 2168164.0106 | 2417838.6326 | 2069002.4586
2009-07-13 | 15.55 | 862444.1 | 1953120.7 | 14.16 | 1114400.921 | 2206488.132 | 16.09 | 764561.594 | 1854690.048 | 377909.6229 | 377909.6229 | 377909.6229 | 2331030.3229 | 2584397.7549 | 2232599.6709
2009-07-14 | 15.57 | 858897 | 1949553.7 | 14.2 | 1107230.187 | 2199277.3 | 16.09 | 764639.148 | 1854768.1 | 378685.2485 | 378685.2485 | 378685.2485 | 2328238.9485 | 2577962.5485 | 2233453.3485
2009-07-15 | 15.59 | 855583.8 | 1946221.9 | 14.23 | 1102105.968 | 2194124.332 | 16.09 | 764950.65 | 1855081.3 | 379421.7183 | 379421.7183 | 379421.7183 | 2325643.6183 | 2573546.0503 | 2234503.0183
2009-07-16 | 15.6 | 852634.7 | 1943256.2 | 14.26 | 1095533.016 | 2187514.682 | 16.09 | 763813.674 | 1853938.073 | 380114.6422 | 380114.6422 | 380114.6422 | 2323370.8422 | 2567629.3242 | 2234052.7152
2009-07-17 | 15.62 | 830771.6 | 1891043.4 | 14.29 | 1070837.132 | 2132453.03 | 16.09 | 745936.412 | 1805733.23 | 388772.1583 | 388772.1583 | 388772.1583 | 2279815.5583 | 2521225.1883 | 2194505.3883
2009-07-18 | 15.64 | 764792.8 | 1736703.1 | 14.32 | 995647.204 | 1968850.048 | 16.09 | 686092.435 | 1657562.095 | 414431.7298 | 414431.7298 | 414431.7298 | 2151134.8298 | 2383281.7778 | 2071993.8248
2009-07-19 | 15.65 | 773723.1 | 1736216 | 14.34 | 1004406.502 | 1968191.062 | 16.09 | 696241.652 | 1658300.712 | 414603.7195 | 414603.7195 | 414603.7195 | 2150819.7195 | 2382794.7815 | 2072904.4315
2009-07-20 | 15.67 | 840993.8 | 1931550.3 | 14.37 | 1076647.4 | 2168523.27 | 16.09 | 764859.56 | 1854989.802 | 381833.3114 | 381833.3114 | 381833.3114 | 2313383.6114 | 2550356.5814 | 2236823.1134
2009-07-21 | 15.68 | 838789.6 | 1929333.6 | 14.39 | 1072631.899 | 2164485.32 | 16.09 | 764467.629 | 1854595.72 | 382076.6427 | 382076.6427 | 382076.6427 | 2311410.2427 | 2546561.9627 | 2236672.3627
2009-07-22 | 15.69 | 836518.1 | 1927049.5 | 14.41 | 1068549.076 | 2160379.676 | 16.09 | 764008.42 | 1854133.82 | 382331.1948 | 382331.1948 | 382331.1948 | 2309380.6948 | 2542710.8708 | 2236465.0148
2009-07-23 | 15.71 | 834128.8 | 1924646.8 | 14.42 | 1067974.066 | 2159801.416 | 16.09 | 765244.148 | 1855376.448 | 382371.4892 | 382371.4892 | 382371.4892 | 2307018.2892 | 2542172.9052 | 2237747.9372
2009-07-24 | 15.72 | 769387.9 | 1829316 | 14.44 | 997163.772 | 2058367.264 | 16.09 | 703546.437 | 1763105.869 | 453024.7343 | 453024.7343 | 453024.7343 | 2282340.7343 | 2511391.9983 | 2216130.6033
2009-07-25 | 15.73 | 714135.6 | 1670327.2 | 14.45 | 935411.76 | 1892842.172 | 16.09 | 651901.68 | 1607744.736 | 489967.5802 | 489967.5802 | 489967.5802 | 2160294.7802 | 2382809.7522 | 2097712.3162
2009-07-26 | 15.74 | 712495.2 | 1665496.7 | 14.46 | 933772.384 | 1888012.696 | 16.09 | 651989.72 | 1604652.355 | 490429.4536 | 490429.4536 | 490429.4536 | 2155926.1536 | 2378442.1496 | 2095081.8086
2009-07-27 | 15.75 | 758195.6 | 1848288.5 | 14.46 | 984315.572 | 2075674.607 | 16.09 | 698598.088 | 1788357.278 | 448731.0108 | 448731.0108 | 448731.0108 | 2297019.5108 | 2524405.6178 | 2237088.2888
2009-07-28 | 15.75 | 757254.3 | 1847342 | 14.47 | 981622.684 | 2072966.604 | 16.09 | 697656.448 | 1787410.338 | 448563.6829 | 448563.6829 | 448563.6829 | 2295905.6829 | 2521530.2869 | 2235974.0209
2009-07-29 | 15.76 | 755752.5 | 1845831.7 | 14.47 | 981875.052 | 2073220.387 | 16.09 | 697907.196 | 1787662.501 | 448256.2137 | 448256.2137 | 448256.2137 | 2294087.9137 | 2521476.6007 | 2235918.7147
2009-07-30 | 15.77 | 754909.4 | 1844983.9 | 14.47 | 982786.14 | 2074136.59 | 16.09 | 698816.664 | 1788577.084 | 447730.1523 | 447730.1523 | 447730.1523 | 2292714.0524 | 2521866.7423 | 2236307.2363
2009-07-31 | 15.77 | 760228.1 | 1820104.9 | 14.46 | 993351.639 | 2054533.823 | 16.09 | 703281.892 | 1762839.944 | 451438.7764 | 451438.7764 | 451438.7764 | 2271543.6764 | 2505972.5994 | 2214278.7204
2009-08-01 | 15.77 | 706195.3 | 1662342.3 | 14.46 | 932664.694 | 1890079.643 | 16.09 | 650874.532 | 1606711.804 | 508741.2311 | 508741.2311 | 508741.2311 | 2171083.5311 | 2398820.8741 | 2115453.0351
2009-08-02 | 15.78 | 705596.5 | 1658559.3 | 14.45 | 935524.373 | 1889774.48 | 16.09 | 652004.289 | 1604667.04 | 508487.2181 | 508487.2181 | 508487.2181 | 2167046.5181 | 2398261.6981 | 2113154.2581
2009-08-03 | 15.78 | 752546.8 | 1842608 | 14.44 | 987440.358 | 2078816.634 | 16.09 | 698205.753 | 1787962.719 | 466380.3302 | 466380.3302 | 466380.3302 | 2308988.3302 | 2545196.9642 | 2254343.0492
2009-08-04 | 15.78 | 752301.3 | 1842361.2 | 14.43 | 988949.145 | 2080333.835 | 16.09 | 697959.943 | 1787715.509 | 465663.3171 | 465663.3171 | 465663.3171 | 2308024.5171 | 2545997.1521 | 2253378.8261
2009-08-05 | 15.78 | 752841 | 1842903.8 | 14.41 | 992996.109 | 2084403.527 | 16.09 | 698499.333 | 1788257.999 | 464814.8858 | 464814.8858 | 464814.8858 | 2307718.6858 | 2549218.4128 | 2253072.8848
2009-08-06 | 15.78 | 753222.9 | 1843287.9 | 14.4 | 995132.346 | 2086551.678 | 16.09 | 698880.923 | 1788641.689 | 463884.5413 | 463884.5413 | 463884.5413 | 2307172.4413 | 2550436.2193 | 2252526.2303
2009-08-07 | 15.78 | 759356.7 | 1819228.7 | 14.38 | 1008506.02 | 2069772.98 | 16.09 | 704187.922 | 1763751.038 | 466915.1861 | 466915.1861 | 466915.1861 | 2286143.8861 | 2536688.1661 | 2230666.2241
2009-08-08 | 15.77 | 707169 | 1663321.5 | 14.35 | 952662.434 | 1910189.494 | 16.09 | 651846.536 | 1607689.276 | 502946.6151 | 502946.6151 | 502946.6151 | 2166268.1151 | 2413136.1091 | 2110635.8911
2009-08-09 | 15.76 | 707940.5 | 1660916.5 | 14.33 | 955163.905 | 1909524.045 | 16.09 | 650888.945 | 1603545.405 | 502497.9985 | 502497.9985 | 502497.9985 | 2163414.4985 | 2412022.0435 | 2106043.4035
2009-08-10 | 15.76 | 825202.3 | 1915670.3 | 14.3 | 1089894.46 | 2181844.506 | 16.09 | 765374.62 | 1855507.637 | 393062.0184 | 393062.0184 | 393062.0184 | 2308732.3184 | 2574906.5244 | 2248569.6554
2009-08-11 | 15.75 | 826722.8 | 1917199.4 | 14.27 | 1095042.508 | 2187021.456 | 16.09 | 765081.786 | 1855213.252 | 391850.1578 | 391850.1578 | 391850.1578 | 2309049.5578 | 2578871.6138 | 2247063.4098
2009-08-12 | 15.74 | 828821.6 | 1919309.9 | 14.24 | 1100769.05 | 2192780.1 | 16.09 | 765367.195 | 1855500.31 | 390433.2064 | 390433.2064 | 390433.2064 | 2309743.1064 | 2583213.3064 | 2245933.5164
2009-08-13 | 15.73 | 830599.6 | 1921097.9 | 14.2 | 1107987.529 | 2200038.932 | 16.09 | 765331.852 | 1855464.716 | 389069.9445 | 389069.9445 | 389069.9445 | 2310167.8445 | 2589108.8765 | 2244534.6605
2009-08-14 | 15.71 | 814256 | 1874435.3 | 14.17 | 1092271.892 | 2154007.77 | 16.09 | 745654.676 | 1805450.01 | 395898.3784 | 395898.3784 | 395898.3784 | 2270333.6784 | 2549906.1484 | 2201348.3884
2009-08-15 | 15.7 | 754214.4 | 1726065.5 | 14.13 | 1028826.24 | 2002214.941 | 16.09 | 685998.72 | 1657467.993 | 419316.5948 | 419316.5948 | 419316.5948 | 2145382.0948 | 2421531.5358 | 2076784.5878
2009-08-16 | 15.68 | 768504.7 | 1730968.4 | 14.08 | 1050292.38 | 2014333.84 | 16.09 | 696296.607 | 1658356.006 | 417452.1703 | 417452.1703 | 417452.1703 | 2148420.5703 | 2431786.0103 | 2075808.1763
2009-08-17 | 15.66 | 842046.2 | 1932608.7 | 14.04 | 1135758.68 | 2227965.704 | 16.09 | 764085.48 | 1854211.344 | 382835.1553 | 382835.1553 | 382835.1553 | 2315443.8553 | 2610800.8593 | 2237046.4993
2009-08-18 | 15.65 | 845526.6 | 1936108.4 | 13.99 | 1146493.066 | 2238760.032 | 16.09 | 765752.356 | 1855887.612 | 380862.0318 | 380862.0318 | 380862.0318 | 2316970.4318 | 2619622.0638 | 2236749.6438
2009-08-19 | 15.63 | 848960 | 1939561.1 | 13.94 | 1155367.478 | 2247684.097 | 16.09 | 765559.148 | 1855693.302 | 379022.4347 | 379022.4347 | 379022.4347 | 2318583.5347 | 2626706.5317 | 2234715.7367
2009-08-20 | 15.6 | 853450.2 | 1944076.5 | 13.89 | 1163485.854 | 2255847.875 | 16.09 | 764609.574 | 1854738.375 | 377131.6227 | 377131.6227 | 377131.6227 | 2321208.1228 | 2632979.4978 | 2231869.9978
2009-08-21 | 15.58 | 839217.1 | 1899536.2 | 13.84 | 1153351.654 | 2215429.546 | 16.09 | 747143.179 | 1806946.771 | 383173.5389 | 383173.5389 | 383173.5389 | 2282709.7389 | 2598603.0849 | 2190120.3099
2009-08-22 | 15.55 | 780391.2 | 1752388.9 | 13.78 | 1089995.352 | 2063726.59 | 16.09 | 685935.696 | 1657404.52 | 406531.339 | 406531.339 | 406531.339 | 2158920.239 | 2470257.929 | 2063935.859
2009-08-23 | 15.52 | 771216.8 | 1717275.3 | 13.72 | 1084013.24 | 2031823.04 | 16.09 | 672164.594 | 1617668.384 | 452663.7403 | 452663.7403 | 452663.7403 | 2169939.0403 | 2484486.7803 | 2070332.1243
2009-08-24 | 15.49 | 840483.5 | 1892005.2 | 13.66 | 1165451.972 | 2218793.158 | 16.09 | 733936.46 | 1784861.74 | 380685.1082 | 380685.1082 | 380685.1082 | 2272690.3082 | 2599478.2662 | 2165546.8482
2009-08-25 | 15.46 | 846525.8 | 1898081.4 | 13.59 | 1178599.465 | 2232014.219 | 16.09 | 734650.715 | 1785579.969 | 378317.8563 | 378317.8563 | 378317.8563 | 2276399.2563 | 2610332.0753 | 2163897.8253
2009-08-26 | 15.42 | 852346.2 | 1903934.3 | 13.53 | 1187973.345 | 2241440.583 | 16.09 | 733367.265 | 1784289.351 | 376221.781 | 376221.781 | 376221.781 | 2280156.081 | 2617662.364 | 2160511.132
2009-08-27 | 15.39 | 859086.5 | 1910712.4 | 13.46 | 1201818.795 | 2255363.694 | 16.08 | 736555.265 | 1787495.098 | 373521.0776 | 373521.0776 | 373521.0776 | 2284233.4776 | 2628884.7717 | 2161016.1757
2009-08-28 | 15.35 | 873390.2 | 1901196.5 | 13.39 | 1226677.652 | 2256461.984 | 16.05 | 747216.11 | 1774315.97 | 373875.2806 | 373875.2806 | 373875.2806 | 2275071.7805 | 2630337.2645 | 2148191.2505
2009-08-29 | 15.31 | 808053.5 | 1757499.1 | 13.31 | 1155614.1 | 2107005.6 | 16.03 | 682931.684 | 1631676.624 | 437885.3759 | 437885.3759 | 437885.3759 | 2195384.4759 | 2544890.9759 | 2069561.9999
2009-08-30 | 15.26 | 815935 | 1762243.7 | 13.24 | 1166972.62 | 2115246.88 | 16 | 687337.06 | 1632925.84 | 435991.211 | 435991.211 | 435991.211 | 2198234.911 | 2551238.091 | 2068917.051
2009-08-31 | 15.22 | 804952 | 1857860.7 | 13.16 | 1149211.99 | 2204048.232 | 15.98 | 677943.46 | 1730141.028 | 418626.4233 | 418626.4233 | 418626.4233 | 2276487.1233 | 2622674.6553 | 2148767.4513
2009-09-01 | 15.17 | 897021.7 | 1948860 | 13.08 | 1268177.694 | 2322094.081 | 15.95 | 758504.152 | 1809566.898 | 308115.2897 | 308115.2897 | 308115.2897 | 2256975.2897 | 2630209.3707 | 2117682.1877
2009-09-02 | 15.12 | 940378.2 | 2031491.1 | 12.99 | 1326594.486 | 2419869.762 | 15.92 | 795320.44 | 1885621.18 | 293038.08 | 293038.08 | 293038.08 | 2324529.18 | 2712907.842 | 2178659.26
2009-09-03 | 15.07 | 950120 | 2041287.5 | 12.91 | 1341778.328 | 2435138.66 | 15.89 | 801434.894 | 1891769.93 | 289977.9979 | 289977.9979 | 289977.9979 | 2331265.4979 | 2725116.6579 | 2181747.9279
2009-09-04 | 15.01 | 940492.9 | 2001379 | 12.82 | 1335901.342 | 2399001.413 | 15.86 | 787023.87 | 1847050.805 | 295426.726 | 295426.726 | 295426.726 | 2296805.726 | 2694428.139 | 2142477.531
2009-09-05 | 14.96 | 883888.9 | 1856466.2 | 12.73 | 1273979.901 | 2248741.063 | 15.83 | 731700.931 | 1703425.953 | 318014.1334 | 318014.1334 | 318014.1334 | 2174480.3334 | 2566755.1964 | 2021440.0864
2009-09-06 | 14.9 | 906320.1 | 1869555.4 | 12.64 | 1304384.296 | 2269848.408 | 15.8 | 747798.96 | 1710146.68 | 314531.5723 | 314531.5723 | 314531.5723 | 2184086.9723 | 2584379.9803 | 2024678.2522
2009-09-07 | 14.84 | 991497.9 | 2082897 | 12.55 | 1406738.791 | 2500462.699 | 15.76 | 824676.232 | 1915141.348 | 277711.2479 | 277711.2479 | 277711.2479 | 2360608.2479 | 2778173.9469 | 2192852.5959
2009-09-08 | 14.78 | 1002940.9 | 2094404.2 | 12.45 | 1425437.703 | 2519266.552 | 15.73 | 830678.255 | 1921176.92 | 274383.7561 | 274383.7561 | 274383.7561 | 2368787.9561 | 2793650.3081 | 2195560.6761
2009-09-09 | 14.71 | 1015027.7 | 2106558.6 | 12.35 | 1442966.972 | 2536893.98 | 15.69 | 837324.104 | 1927860.01 | 271074.2212 | 271074.2212 | 271074.2212 | 2377632.8212 | 2807968.2012 | 2198934.2312
2009-09-10 | 14.64 | 1027667.8 | 2119269.4 | 12.25 | 1461049.846 | 2555078.013 | 15.66 | 842709.772 | 1933275.766 | 267672.0576 | 267672.0576 | 267672.0576 | 2386941.4576 | 2822750.0706 | 2200947.8236
2009-09-11 | 14.57 | 1020391.7 | 2081725.2 | 12.15 | 1457344.964 | 2521125.084 | 15.62 | 830804.54 | 1891076.49 | 272636.282 | 272636.282 | 272636.282 | 2354361.482 | 2793761.366 | 2163712.772
2009-09-12 | 14.5 | 964084.1 | 1937110.3 | 12.04 | 1394422.478 | 2369858.148 | 15.58 | 775155.056 | 1747123.296 | 295317.1995 | 295317.1995 | 295317.1995 | 2232427.4995 | 2665175.3475 | 2042440.4955
2009-09-13 | 14.42 | 990475.2 | 1954181.7 | 11.94 | 1427303.64 | 2393455.916 | 15.54 | 793197.84 | 1755799.796 | 291314.7908 | 291314.7908 | 291314.7908 | 2245496.4908 | 2684770.7068 | 2047114.5868
2009-09-14 | 14.35 | 1081192.1 | 2173093.5 | 11.83 | 1538158.568 | 2632618.424 | 15.5 | 872655.815 | 1963389.52 | 253476.2487 | 253476.2487 | 253476.2487 | 2426569.7487 | 2886094.6727 | 2216865.7687
2009-09-15 | 14.27 | 1095854.8 | 2187838.2 | 11.72 | 1558264.405 | 2652836.82 | 15.46 | 880063.651 | 1970838.844 | 249752.886 | 249752.886 | 249752.886 | 2437591.086 | 2902589.706 | 2220591.73
2009-09-16 | 14.19 | 1110365.1 | 2202429.8 | 11.6 | 1580031.038 | 2674725.265 | 15.41 | 889132.496 | 1979958.43 | 246055.0112 | 246055.0112 | 246055.0112 | 2448484.8112 | 2920780.2762 | 2226013.4412
2009-09-17 | 14.1 | 1125559.2 | 2217709 | 11.49 | 1598855.034 | 2693654.767 | 15.37 | 895258.162 | 1986118.531 | 242368.3677 | 242368.3677 | 242368.3677 | 2460077.3677 | 2936023.1347 | 2228486.8987
2009-09-18 | 14.01 | 1121592.3 | 2183492.4 | 11.37 | 1598288.124 | 2662857.264 | 15.32 | 885050.054 | 1945625.744 | 246921.7216 | 246921.7216 | 246921.7216 | 2430414.1216 | 2909778.9856 | 2192547.4656
2009-09-19 | 13.93 | 1064522.8 | 2038111.4 | 11.25 | 1533361.732 | 2509575.292 | 15.27 | 830103.334 | 1802379.304 | 269747.5804 | 269747.5804 | 269747.5804 | 2307858.9804 | 2779322.8724 | 2072126.8844
2009-09-20 | 13.83 | 1094641.4 | 2058931.2 | 11.13 | 1570236.14 | 2537188.85 | 15.22 | 849798.182 | 1812716.925 | 265264.2468 | 265264.2468 | 265264.2468 | 2324195.4468 | 2802453.0968 | 2077981.1719
2009-09-21 | 13.74 | 1191326 | 2283844 | 11.01 | 1686394.847 | 2781684.889 | 15.17 | 932004.223 | 2023070.201 | 226569.77 | 226569.77 | 226569.77 | 2510413.77 | 3008254.659 | 2249639.971
2009-09-22 | 13.64 | 1208561.2 | 2301175.7 | 10.89 | 1707259.95 | 2802666.8 | 15.12 | 940170.6 | 2031282.308 | 222667.1309 | 222667.1309 | 222667.1309 | 2523842.8309 | 3025333.9309 | 2253949.4389
2009-09-23 | 13.55 | 1226229.8 | 2318943.2 | 10.76 | 1732185.698 | 2827732.064 | 15.07 | 950583.576 | 2041753.568 | 218349.6384 | 218349.6384 | 218349.6384 | 2537292.8384 | 3046081.7024 | 2260103.2064
2009-09-24 | 13.45 | 1244493.4 | 2337309.2 | 10.63 | 1755892.786 | 2851571.914 | 15.02 | 959778.139 | 2050999.661 | 214166.5103 | 214166.5103 | 214166.5103 | 2551475.7103 | 3065738.4243 | 2265166.1713
2009-09-25 | 13.34 | 1242301 | 2304877 | 10.5 | 1755130.876 | 2820578.3 | 14.96 | 949771.282 | 2010709.2 | 218674.2036 | 218674.2036 | 218674.2036 | 2523551.2036 | 3039252.5036 | 2229383.4036
2009-09-26 | 13.24 | 1184452 | 2158712 | 10.37 | 1686545.585 | 2663617.037 | 14.91 | 892293.015 | 1864917.083 | 241773.6858 | 241773.6858 | 241773.6858 | 2400485.6858 | 2905390.7228 | 2106690.7687
2009-09-27 | 13.14 | 1217487.7 | 2182465.2 | 10.24 | 1728328.5 | 2696166.27 | 14.85 | 916267.78 | 1879558.707 | 236693.7036 | 236693.7036 | 236693.7036 | 2419158.9035 | 2932859.9736 | 2116252.4106
2009-09-28 | 13.03 | 1320645.4 | 2413887.4 | 10.11 | 1850192.948 | 2946399.916 | 14.79 | 1001466.056 | 2092920.952 | 197058.6542 | 197058.6542 | 197058.6542 | 2610946.0542 | 3143458.5702 | 2289979.6062
2009-09-29 | 12.92 | 1340580.3 | 2433933.9 | 9.97 | 1875571.65 | 2971920.78 | 14.73 | 1012331.37 | 2103847.196 | 192721.4606 | 192721.4606 | 192721.4606 | 2626655.3606 | 3164642.2406 | 2296568.6566
2009-09-30 | 12.81 | 1360780.2 | 2454246.9 | 9.84 | 1899402.174 | 2995884.712 | 14.67 | 1023461.388 | 2115039.544 | 188339.9005 | 188339.9005 | 188339.9005 | 2642586.8005 | 3184224.6125 | 2303379.4445

## 2008_2009 Volume
| Excludes IUK exports and storage injection | [8 empty] | IUK exports and storage injection |  |  | Includes IUK exports and storage injection
MCM |  | LDZ | Total | Cold | LDZ | Total | Warm | LDZ | Total | Total | Total | Total | Total | Total | Total
| SNCWV | SND | SND | CWV | Cold demand | Cold demand | CWV | Warm demand | Warm demand | SND | Cold demand | Warm demand | SND | Cold demand | Warm demand
2008-10-01 | 12.69 | 127.3109 | 220.8367 | 9.7 | 177.0884 | 270.8929 | 14.61 | 95.3468 | 188.6937 | 18.2567 | 18.2567 | 18.2567 | 239.0934 | 289.1495 | 206.9504
2008-10-02 | 12.57 | 129.2645 | 222.8136 | 9.56 | 179.3758 | 273.2055 | 14.54 | 96.4674 | 189.8329 | 17.8469 | 17.8469 | 17.8469 | 240.6605 | 291.0524 | 207.6797
2008-10-03 | 12.46 | 129.1791 | 219.9581 | 9.42 | 179.5662 | 270.6274 | 14.48 | 95.6981 | 186.2897 | 18.21 | 18.21 | 18.21 | 238.168 | 288.8373 | 204.4996
2008-10-04 | 12.34 | 123.5614 | 206.1288 | 9.28 | 172.6788 | 255.5212 | 14.41 | 90.3349 | 172.7162 | 20.4315 | 20.4315 | 20.4315 | 226.5603 | 275.9528 | 193.1478
2008-10-05 | 12.22 | 126.9366 | 208.6918 | 9.13 | 176.8811 | 258.9159 | 14.34 | 92.6705 | 174.2339 | 19.9142 | 19.9142 | 19.9142 | 228.606 | 278.8301 | 194.148
2008-10-06 | 12.1 | 137.1999 | 230.8427 | 8.99 | 188.9797 | 282.9125 | 14.28 | 100.904 | 194.3436 | 16.1358 | 16.1358 | 16.1358 | 246.9785 | 299.0483 | 210.4794
2008-10-07 | 11.98 | 139.2046 | 232.871 | 8.84 | 191.4849 | 285.444 | 14.21 | 102.0756 | 195.5341 | 15.7075 | 15.7075 | 15.7075 | 248.5784 | 301.1515 | 211.2415
2008-10-08 | 11.85 | 141.3143 | 235.0048 | 8.7 | 193.7621 | 287.7462 | 14.14 | 103.1856 | 196.6626 | 15.2831 | 15.2831 | 15.2831 | 250.2879 | 303.0294 | 211.9458
2008-10-09 | 11.73 | 143.3983 | 237.1128 | 8.55 | 196.3465 | 290.3574 | 14.06 | 104.6029 | 198.1002 | 14.8415 | 14.8415 | 14.8415 | 251.9543 | 305.1989 | 212.9417
2008-10-10 | 11.6 | 143.456 | 234.4013 | 8.4 | 196.5022 | 287.7444 | 13.99 | 103.8372 | 194.5606 | 15.2138 | 15.2138 | 15.2138 | 249.6151 | 302.9583 | 209.7744
2008-10-11 | 11.47 | 137.4966 | 220.2283 | 8.25 | 189.1899 | 272.211 | 13.92 | 98.1648 | 180.6763 | 17.5042 | 17.5042 | 17.5042 | 237.7325 | 289.7152 | 198.1805
2008-10-12 | 11.34 | 141.1651 | 223.0862 | 8.1 | 193.5416 | 275.756 | 13.84 | 100.7511 | 182.446 | 16.9494 | 16.9494 | 16.9494 | 240.0356 | 292.7054 | 199.3953
2008-10-13 | 11.21 | 151.9587 | 245.7704 | 7.95 | 206.2429 | 300.3585 | 13.76 | 109.4971 | 203.0711 | 13.0938 | 13.0938 | 13.0938 | 258.8642 | 313.4524 | 216.1649
2008-10-14 | 11.08 | 154.1359 | 247.9722 | 7.8 | 208.7541 | 302.8962 | 13.69 | 110.6745 | 204.2674 | 12.6482 | 12.6482 | 12.6482 | 260.6204 | 315.5444 | 216.9156
2008-10-15 | 10.95 | 156.3234 | 250.1842 | 7.65 | 211.2757 | 305.4441 | 13.61 | 112.0286 | 205.6414 | 12.2008 | 12.2008 | 12.2008 | 262.3851 | 317.645 | 217.8422
2008-10-16 | 10.82 | 158.5546 | 252.4403 | 7.49 | 214.0075 | 308.2035 | 13.53 | 113.4264 | 207.0593 | 11.7462 | 11.7462 | 11.7462 | 264.1864 | 319.9497 | 218.8055
2008-10-17 | 10.68 | 158.621 | 249.7373 | 7.34 | 213.9952 | 305.4216 | 13.45 | 112.6968 | 203.5561 | 12.1287 | 12.1287 | 12.1287 | 261.866 | 317.5503 | 215.6847
2008-10-18 | 10.55 | 152.293 | 235.1938 | 7.19 | 206.2416 | 289.4445 | 13.37 | 107.0146 | 189.6619 | 14.4708 | 14.4708 | 14.4708 | 249.6645 | 303.9152 | 204.1327
2008-10-19 | 10.41 | 156.1434 | 238.2347 | 7.03 | 210.791 | 293.1882 | 13.28 | 109.7415 | 191.5729 | 13.907 | 13.907 | 13.907 | 252.1417 | 307.0953 | 205.4799
2008-10-20 | 10.28 | 167.4631 | 261.4479 | 6.88 | 224.0857 | 318.3875 | 13.2 | 118.8343 | 212.5468 | 9.9535 | 9.9535 | 9.9535 | 271.4013 | 328.3409 | 222.5003
2008-10-21 | 10.15 | 169.67 | 263.6795 | 6.72 | 226.7933 | 321.1226 | 13.11 | 120.3742 | 214.1077 | 9.5028 | 9.5028 | 9.5028 | 273.1824 | 330.6254 | 223.6105
2008-10-22 | 10.01 | 171.9045 | 265.9388 | 6.56 | 229.3619 | 323.7178 | 13.03 | 121.6086 | 215.3613 | 9.0692 | 9.0692 | 9.0692 | 275.0081 | 332.7871 | 224.4305
2008-10-23 | 9.88 | 174.1641 | 268.2234 | 6.41 | 231.9556 | 326.3384 | 12.94 | 123.201 | 216.975 | 8.5998 | 8.5998 | 8.5998 | 276.8232 | 334.9383 | 225.5748
2008-10-24 | 9.74 | 174.1879 | 265.4777 | 6.25 | 232.0567 | 323.6705 | 12.85 | 122.62 | 213.6211 | 8.9994 | 8.9994 | 8.9994 | 274.4771 | 332.6699 | 222.6205
2008-10-25 | 9.61 | 167.4053 | 250.477 | 6.09 | 223.9312 | 307.3194 | 12.77 | 116.6605 | 199.4481 | 11.4076 | 11.4076 | 11.4076 | 261.8846 | 318.727 | 210.8557
2008-10-26 | 9.47 | 171.3748 | 253.6376 | 5.94 | 228.4558 | 311.0382 | 12.68 | 119.4682 | 201.4404 | 10.824 | 10.824 | 10.824 | 264.4615 | 321.8622 | 212.2643
2008-10-27 | 9.34 | 183.1496 | 277.3085 | 5.78 | 242.4443 | 336.9351 | 12.59 | 129.0182 | 222.874 | 6.8042 | 6.8042 | 6.8042 | 284.1127 | 343.7393 | 229.6782
2008-10-28 | 9.21 | 185.3726 | 279.5562 | 5.62 | 245.168 | 339.6865 | 12.5 | 130.574 | 224.4508 | 6.3409 | 6.3409 | 6.3409 | 285.8971 | 346.0274 | 230.7917
2008-10-29 | 9.07 | 187.588 | 281.7964 | 5.47 | 247.5511 | 342.0952 | 12.41 | 131.9556 | 225.8525 | 5.9105 | 5.9105 | 5.9105 | 287.7069 | 348.0057 | 231.763
2008-10-30 | 8.94 | 189.7907 | 284.0237 | 5.31 | 250.2546 | 344.8261 | 12.31 | 133.6576 | 227.5763 | 5.7305 | 5.7305 | 5.7305 | 289.7542 | 350.5566 | 233.3068
2008-10-31 | 8.81 | 189.7406 | 281.2037 | 5.15 | 250.4361 | 342.2391 | 12.22 | 133.1908 | 224.3373 | 6.4808 | 6.4808 | 6.4808 | 287.6845 | 348.7199 | 230.8181
2008-11-01 | 8.68 | 182.4062 | 265.6482 | 5 | 241.5101 | 325.083 | 12.13 | 126.9963 | 209.928 | 9.3513 | 9.3513 | 9.3513 | 274.9994 | 334.4342 | 219.2793
2008-11-02 | 8.54 | 186.3927 | 268.8263 | 4.84 | 246.2314 | 329 | 12.04 | 129.7886 | 211.9052 | 9.1246 | 9.1246 | 9.1246 | 277.9509 | 338.1246 | 221.0298
2008-11-03 | 8.42 | 198.5331 | 292.8652 | 4.69 | 260.6671 | 355.3471 | 11.94 | 139.8972 | 233.901 | 5.3818 | 5.3818 | 5.3818 | 298.247 | 360.7289 | 239.2828
2008-11-04 | 8.29 | 200.6649 | 295.0216 | 4.53 | 263.2998 | 358.0073 | 11.85 | 141.3616 | 235.3863 | 5.3036 | 5.3036 | 5.3036 | 300.3253 | 363.3109 | 240.69
2008-11-05 | 8.16 | 202.8284 | 297.21 | 4.38 | 265.7976 | 360.5318 | 11.75 | 143.0243 | 237.0711 | 5.2201 | 5.2201 | 5.2201 | 302.4301 | 365.7519 | 242.2912
2008-11-06 | 8.03 | 204.9217 | 299.3277 | 4.22 | 268.3918 | 363.1532 | 11.66 | 144.4501 | 238.5176 | 5.1484 | 5.1484 | 5.1484 | 304.4761 | 368.3016 | 243.666
2008-11-07 | 7.91 | 204.7061 | 296.3418 | 4.07 | 268.3951 | 360.3874 | 11.56 | 144.1684 | 235.4651 | 5.9047 | 5.9047 | 5.9047 | 302.2465 | 366.2921 | 241.3698
2008-11-08 | 7.78 | 196.7949 | 280.2065 | 3.91 | 258.9595 | 342.7191 | 11.47 | 137.5218 | 220.6015 | 8.8717 | 8.8717 | 8.8717 | 289.0782 | 351.5908 | 229.4732
2008-11-09 | 7.66 | 200.7358 | 283.3388 | 3.76 | 263.8181 | 346.7742 | 11.37 | 140.7269 | 222.9939 | 8.6094 | 8.6094 | 8.6094 | 291.9483 | 355.3837 | 231.6033
2008-11-10 | 7.53 | 213.2245 | 307.728 | 3.61 | 278.5318 | 373.401 | 11.27 | 150.916 | 245.0706 | 4.83 | 4.83 | 4.83 | 312.558 | 378.2309 | 249.9006
2008-11-11 | 7.42 | 215.1952 | 309.7225 | 3.46 | 281.1702 | 376.0668 | 11.18 | 152.5524 | 246.7289 | 4.7355 | 4.7355 | 4.7355 | 314.458 | 380.8023 | 251.4644
2008-11-12 | 7.3 | 217.1927 | 311.7439 | 3.31 | 283.6686 | 378.592 | 11.08 | 154.2155 | 248.414 | 4.6582 | 4.6582 | 4.6582 | 316.4021 | 383.2502 | 253.0723
2008-11-13 | 7.18 | 219.1493 | 313.7241 | 3.16 | 286.1262 | 381.076 | 10.98 | 155.8377 | 250.0581 | 4.5878 | 4.5878 | 4.5878 | 318.3119 | 385.6638 | 254.6459
2008-11-14 | 7.07 | 218.6524 | 310.4552 | 3.01 | 285.9991 | 378.1791 | 10.89 | 155.2867 | 246.7348 | 5.3696 | 5.3696 | 5.3696 | 315.8248 | 383.5486 | 252.1044
2008-11-15 | 6.95 | 210.1072 | 293.6825 | 2.86 | 275.8153 | 359.7585 | 10.79 | 148.4156 | 231.6455 | 8.4211 | 8.4211 | 8.4211 | 302.1036 | 368.1796 | 240.0665
2008-11-16 | 6.84 | 214.0286 | 296.7951 | 2.72 | 280.679 | 363.8187 | 10.69 | 151.7461 | 234.1639 | 8.1405 | 8.1405 | 8.1405 | 304.9357 | 371.9592 | 242.3044
2008-11-17 | 6.73 | 226.6874 | 321.3554 | 2.57 | 296.0019 | 391.058 | 10.6 | 162.2049 | 256.5119 | 4.2894 | 4.2894 | 4.2894 | 325.6448 | 395.3474 | 260.8012
2008-11-18 | 6.62 | 228.4605 | 323.1512 | 2.43 | 298.2762 | 393.3577 | 10.5 | 163.8103 | 258.1389 | 4.228 | 4.228 | 4.228 | 327.3792 | 397.5857 | 262.3669
2008-11-19 | 6.51 | 230.2472 | 324.9606 | 2.29 | 300.564 | 395.6711 | 10.4 | 165.4292 | 259.7797 | 4.1644 | 4.1644 | 4.1644 | 329.125 | 399.8355 | 263.944
2008-11-20 | 6.41 | 231.9722 | 326.708 | 2.14 | 303.1234 | 398.2575 | 10.31 | 166.9863 | 261.3582 | 4.0895 | 4.0895 | 4.0895 | 330.7975 | 402.347 | 265.4477
2008-11-21 | 6.31 | 231.2521 | 323.2147 | 2 | 302.7553 | 395.1182 | 10.21 | 166.5509 | 258.1512 | 4.8871 | 4.8871 | 4.8871 | 328.1017 | 400.0053 | 263.0382
2008-11-22 | 6.21 | 222.0941 | 305.8256 | 1.86 | 291.9894 | 376.1123 | 10.12 | 159.2687 | 242.6484 | 7.998 | 7.998 | 7.998 | 313.8236 | 384.1103 | 250.6464
2008-11-23 | 6.11 | 225.8381 | 308.7599 | 1.73 | 296.7047 | 380.0233 | 10.02 | 162.5758 | 245.1434 | 7.7255 | 7.7255 | 7.7255 | 316.4854 | 387.7488 | 252.8689
2008-11-24 | 6.01 | 238.591 | 333.4147 | 1.59 | 312.2469 | 407.4831 | 9.93 | 173.2671 | 267.7251 | 3.837 | 3.837 | 3.837 | 337.2517 | 411.3201 | 271.5621
2008-11-25 | 5.92 | 240.1882 | 335.0337 | 1.46 | 314.5121 | 409.7737 | 9.84 | 174.8632 | 269.3429 | 3.7619 | 3.7619 | 3.7619 | 338.7956 | 413.5356 | 273.1048
2008-11-26 | 5.82 | 241.7551 | 336.622 | 1.32 | 316.7469 | 412.0337 | 9.74 | 176.4289 | 270.9301 | 3.7135 | 3.7135 | 3.7135 | 340.3355 | 415.7472 | 274.6435
2008-11-27 | 5.74 | 243.2401 | 338.1281 | 1.19 | 319.0666 | 414.3791 | 9.65 | 178.0794 | 272.6026 | 3.6355 | 3.6355 | 3.6355 | 341.7637 | 418.0147 | 276.2381
2008-11-28 | 5.65 | 242.2163 | 334.3294 | 1.06 | 318.3748 | 410.9143 | 9.56 | 177.3407 | 269.0905 | 4.4623 | 4.4623 | 4.4623 | 338.7918 | 415.3766 | 273.5529
2008-11-29 | 5.56 | 232.4641 | 316.3429 | 0.94 | 306.7085 | 391.003 | 9.47 | 169.6296 | 253.1565 | 7.6511 | 7.6511 | 7.6511 | 323.994 | 398.6541 | 260.8076
2008-11-30 | 5.48 | 235.9984 | 319.0663 | 0.81 | 311.5681 | 395.0591 | 9.38 | 172.8889 | 255.6034 | 7.3706 | 7.3706 | 7.3706 | 326.4368 | 402.4296 | 262.9739
2008-12-01 | 5.4 | 248.862 | 343.8324 | 0.68 | 327.5272 | 422.9381 | 9.29 | 184.0299 | 278.6373 | 3.4203 | 3.4203 | 3.4203 | 347.2528 | 426.3584 | 282.0576
2008-12-02 | 5.32 | 250.1469 | 345.1245 | 0.56 | 329.4802 | 424.902 | 9.2 | 185.4803 | 280.0958 | 3.378 | 3.378 | 3.378 | 348.5025 | 428.28 | 283.4738
2008-12-03 | 5.24 | 251.462 | 346.4469 | 0.44 | 331.4634 | 426.8963 | 9.11 | 186.9608 | 281.5846 | 3.3307 | 3.3307 | 3.3307 | 349.7776 | 430.2269 | 284.9153
2008-12-04 | 5.17 | 252.6618 | 347.6534 | 0.32 | 333.498 | 428.9423 | 9.03 | 188.3261 | 282.9576 | 3.281 | 3.281 | 3.281 | 350.9345 | 432.2234 | 286.2386
2008-12-05 | 5.1 | 251.3603 | 343.5627 | 0.21 | 332.5071 | 425.1639 | 8.94 | 187.6376 | 279.4833 | 4.1132 | 4.1132 | 4.1132 | 347.676 | 429.2772 | 283.5966
2008-12-06 | 5.03 | 241.0746 | 325.027 | 0.09 | 320.4731 | 404.8701 | 8.86 | 179.5167 | 263.1244 | 7.3503 | 7.3503 | 7.3503 | 332.3773 | 412.2203 | 270.4747
2008-12-07 | 4.96 | 244.4217 | 327.5494 | -0.02 | 325.0194 | 408.5984 | 8.77 | 182.7596 | 265.5421 | 7.0815 | 7.0815 | 7.0815 | 334.631 | 415.6799 | 272.6236
2008-12-08 | 4.9 | 257.2435 | 352.2609 | -0.13 | 341.0859 | 436.5727 | 8.69 | 194.07 | 288.7337 | 3.0972 | 3.0972 | 3.0972 | 355.3581 | 439.6699 | 291.8309
2008-12-09 | 4.83 | 258.2787 | 353.3018 | -0.24 | 342.7893 | 438.2857 | 8.61 | 195.2707 | 289.9411 | 3.0751 | 3.0751 | 3.0751 | 356.3769 | 441.3608 | 293.0162
2008-12-10 | 4.78 | 259.2629 | 354.2915 | -0.35 | 344.7752 | 440.2827 | 8.53 | 196.7538 | 291.4325 | 3.0184 | 3.0184 | 3.0184 | 357.3099 | 443.301 | 294.4508
2008-12-11 | 4.72 | 260.2621 | 355.2964 | -0.45 | 346.4428 | 441.9595 | 8.45 | 198.0854 | 292.7715 | 2.9807 | 2.9807 | 2.9807 | 358.277 | 444.9402 | 295.7521
2008-12-12 | 4.66 | 258.6045 | 350.8475 | -0.55 | 345.073 | 437.8002 | 8.38 | 196.865 | 288.7623 | 3.8509 | 3.8509 | 3.8509 | 354.6984 | 441.6511 | 292.6133
2008-12-13 | 4.61 | 247.8774 | 331.8679 | -0.65 | 332.4315 | 416.8954 | 8.3 | 188.561 | 272.2194 | 7.1186 | 7.1186 | 7.1186 | 338.9865 | 424.014 | 279.338
2008-12-14 | 4.56 | 250.9973 | 334.1619 | -0.75 | 336.9482 | 420.594 | 8.23 | 191.5925 | 274.4244 | 6.8447 | 6.8447 | 6.8447 | 341.0066 | 427.4387 | 281.2692
2008-12-15 | 4.51 | 263.7244 | 358.778 | -0.85 | 353.0787 | 448.6326 | 8.16 | 202.8767 | 297.5897 | 2.8547 | 2.8547 | 2.8547 | 361.6327 | 451.4873 | 300.4443
2008-12-16 | 4.46 | 264.5277 | 359.5859 | -0.94 | 354.5505 | 450.1127 | 8.09 | 204.0124 | 298.7317 | 2.8282 | 2.8282 | 2.8282 | 362.4141 | 452.9409 | 301.5599
2008-12-17 | 4.41 | 265.3257 | 360.3882 | -1.03 | 356.0169 | 451.5873 | 8.02 | 205.1427 | 299.8683 | 2.8026 | 2.8026 | 2.8026 | 363.1909 | 454.3899 | 302.6709
2008-12-18 | 4.37 | 265.9932 | 361.0596 | -1.12 | 357.5196 | 453.0984 | 7.95 | 206.3093 | 301.0415 | 2.7773 | 2.7773 | 2.7773 | 363.8368 | 455.8757 | 303.8188
2008-12-19 | 4.33 | 264.0576 | 356.3312 | -1.2 | 355.8491 | 448.6366 | 7.88 | 205.1318 | 297.0754 | 3.6508 | 3.6508 | 3.6508 | 359.982 | 452.2875 | 300.7263
2008-12-20 | 4.3 | 252.8688 | 336.8873 | -1.28 | 342.58 | 427.1007 | 7.82 | 196.2768 | 279.9784 | 6.9526 | 6.9526 | 6.9526 | 343.8399 | 434.0534 | 286.9311
2008-12-21 | 4.26 | 254.6944 | 337.8796 | -1.37 | 345.7246 | 429.4195 | 7.76 | 198.1036 | 280.972 | 6.8738 | 6.8738 | 6.8738 | 344.7534 | 436.2934 | 287.8459
2008-12-22 | 4.22 | 261.9561 | 354.8645 | -1.44 | 355.3172 | 448.7483 | 7.7 | 204.5539 | 297.1409 | 4.1326 | 4.1326 | 4.1326 | 358.9971 | 452.8809 | 301.2735
2008-12-23 | 4.19 | 262.4834 | 355.3947 | -1.52 | 356.6709 | 450.1096 | 7.64 | 205.5749 | 298.1676 | 4.1092 | 4.1092 | 4.1092 | 359.5038 | 454.2187 | 302.2768
2008-12-24 | 4.16 | 244.8672 | 334.2272 | -1.59 | 335.2667 | 425.1329 | 7.58 | 191.0991 | 280.158 | 7.6979 | 7.6979 | 7.6979 | 341.9251 | 432.8308 | 287.8559
2008-12-25 | 4.13 | 233.4337 | 322.0685 | -1.66 | 320.8728 | 409.9971 | 7.53 | 182.0878 | 270.4351 | 15.5183 | 15.5183 | 15.5183 | 337.5868 | 425.5155 | 285.9534
2008-12-26 | 4.11 | 237.2378 | 323.7162 | -1.73 | 326.8631 | 413.8432 | 7.48 | 185.5191 | 271.7079 | 15.2872 | 15.2872 | 15.2872 | 339.0034 | 429.1305 | 286.9952
2008-12-27 | 4.08 | 248.3429 | 328.8255 | -1.79 | 341.9498 | 422.9565 | 7.43 | 194.9215 | 275.105 | 8.77 | 8.77 | 8.77 | 337.5955 | 431.7265 | 283.875
2008-12-28 | 4.06 | 250.2853 | 330.6892 | -1.86 | 345.2711 | 426.2069 | 7.38 | 197.0162 | 277.1219 | 8.5029 | 8.5029 | 8.5029 | 339.1921 | 434.7098 | 285.6248
2008-12-29 | 4.04 | 246.7853 | 336.1561 | -1.92 | 340.496 | 430.3914 | 7.33 | 195.0558 | 284.1369 | 7.636 | 7.636 | 7.636 | 343.7921 | 438.0274 | 291.7729
2008-12-30 | 4.02 | 247.1418 | 336.5146 | -1.97 | 341.326 | 431.2261 | 7.29 | 195.7257 | 284.8106 | 7.6195 | 7.6195 | 7.6195 | 344.1341 | 438.8456 | 292.4301
2008-12-31 | 4 | 247.4175 | 336.7918 | -2.03 | 342.2326 | 432.1377 | 7.24 | 196.4721 | 285.5612 | 7.6166 | 7.6166 | 7.6166 | 344.4084 | 439.7543 | 293.1777
2009-01-01 | 3.99 | 235.666 | 323.2815 | -2.08 | 327.3475 | 415.4763 | 7.2 | 187.1821 | 274.5261 | 13.888 | 13.888 | 13.888 | 337.1695 | 429.3642 | 288.4141
2009-01-02 | 3.97 | 251.3398 | 337.986 | -2.13 | 348.7527 | 435.9443 | 7.17 | 200.2379 | 286.5981 | 5.7517 | 5.7517 | 5.7517 | 343.7378 | 441.696 | 292.3498
2009-01-03 | 3.96 | 258.3275 | 342.4229 | -2.18 | 357.0709 | 441.7191 | 7.13 | 207.3476 | 291.1576 | 5.0347 | 5.0347 | 5.0347 | 347.4575 | 446.7537 | 296.1922
2009-01-04 | 3.95 | 260.8969 | 343.977 | -2.22 | 360.8118 | 444.4512 | 7.1 | 209.887 | 292.6814 | 4.7975 | 4.7975 | 4.7975 | 348.7745 | 449.2488 | 297.4789
2009-01-05 | 3.94 | 273.2771 | 367.3071 | -2.26 | 376.6741 | 471.2831 | 7.06 | 221.245 | 314.9837 | 0.93518 | 0.93518 | 0.93518 | 368.2423 | 472.2183 | 315.9189
2009-01-06 | 3.93 | 273.4167 | 367.4475 | -2.3 | 377.3159 | 471.9285 | 7.04 | 221.5505 | 315.2909 | 0.93341 | 0.93341 | 0.93341 | 368.3809 | 472.8619 | 316.2243
2009-01-07 | 3.92 | 273.5215 | 367.5529 | -2.33 | 377.7562 | 472.3712 | 7.01 | 221.9878 | 315.7307 | 0.93747 | 0.93747 | 0.93747 | 368.4903 | 473.3087 | 316.6681
2009-01-08 | 3.92 | 273.5956 | 367.6274 | -2.37 | 378.4993 | 473.1185 | 6.98 | 222.5613 | 316.3074 | 0.92506 | 0.92506 | 0.92506 | 368.5524 | 474.0436 | 317.2324
2009-01-09 | 3.92 | 271.0204 | 362.6722 | -2.4 | 375.9669 | 468.2062 | 6.96 | 220.5398 | 311.909 | 1.75 | 1.75 | 1.75 | 364.4222 | 469.9562 | 313.659
2009-01-10 | 3.92 | 259.063 | 343.1625 | -2.42 | 361.0379 | 445.7083 | 6.94 | 210.4882 | 294.3157 | 4.9979 | 4.9979 | 4.9979 | 348.1604 | 450.7063 | 299.3137
2009-01-11 | 3.92 | 261.4652 | 344.5484 | -2.45 | 364.6338 | 448.2947 | 6.93 | 212.7151 | 295.5254 | 4.7672 | 4.7672 | 4.7672 | 349.3156 | 453.0619 | 300.2927
2009-01-12 | 3.92 | 273.6428 | 367.6749 | -2.47 | 380.2222 | 474.8511 | 6.91 | 223.7723 | 317.5252 | 0.91715 | 0.91715 | 0.91715 | 368.592 | 475.7682 | 318.4423
2009-01-13 | 3.92 | 273.6304 | 367.6624 | -2.49 | 380.5454 | 475.176 | 6.9 | 223.9258 | 317.6794 | 0.91924 | 0.91924 | 0.91924 | 368.5816 | 476.0952 | 318.5987
2009-01-14 | 3.92 | 273.5744 | 367.6061 | -2.5 | 380.6581 | 475.2894 | 6.89 | 224.0357 | 317.79 | 0.92861 | 0.92861 | 0.92861 | 368.5347 | 476.218 | 318.7186
2009-01-15 | 3.93 | 273.464 | 367.4951 | -2.52 | 381.0502 | 475.6837 | 6.88 | 224.258 | 318.0135 | 0.92548 | 0.92548 | 0.92548 | 368.4206 | 476.6092 | 318.939
2009-01-16 | 3.93 | 270.7589 | 362.4092 | -2.53 | 378.0446 | 470.2955 | 6.87 | 221.9324 | 313.3093 | 1.7722 | 1.7722 | 1.7722 | 364.1814 | 472.0677 | 315.0814
2009-01-17 | 3.94 | 258.6427 | 342.7398 | -2.54 | 362.8849 | 447.5656 | 6.87 | 211.5085 | 295.3418 | 5.0251 | 5.0251 | 5.0251 | 347.7649 | 452.5907 | 300.3669
2009-01-18 | 3.95 | 260.9095 | 343.9896 | -2.54 | 366.0371 | 449.7059 | 6.87 | 213.6102 | 296.4255 | 4.7954 | 4.7954 | 4.7954 | 348.7851 | 454.5013 | 301.2209
2009-01-19 | 3.96 | 272.9624 | 366.9906 | -2.54 | 381.3904 | 476.0257 | 6.87 | 224.4199 | 318.1764 | 0.94466 | 0.94466 | 0.94466 | 367.9353 | 476.9704 | 319.1211
2009-01-20 | 3.97 | 272.7396 | 366.7666 | -2.54 | 381.3365 | 475.9715 | 6.87 | 224.3631 | 318.1192 | 0.96036 | 0.96036 | 0.96036 | 367.7269 | 476.9319 | 319.0796
2009-01-21 | 3.98 | 272.5811 | 366.6073 | -2.54 | 381.3469 | 475.982 | 6.88 | 224.2037 | 317.959 | 0.96528 | 0.96528 | 0.96528 | 367.5725 | 476.9472 | 318.9243
2009-01-22 | 4 | 272.3074 | 366.332 | -2.53 | 381.242 | 475.8765 | 6.89 | 224.096 | 317.8506 | 0.9679 | 0.9679 | 0.9679 | 367.2999 | 476.8444 | 318.8185
2009-01-23 | 4.02 | 269.4389 | 361.0818 | -2.53 | 378.2337 | 470.4858 | 6.9 | 221.6023 | 312.9774 | 1.7988 | 1.7988 | 1.7988 | 362.8805 | 472.2845 | 314.7762
2009-01-24 | 4.03 | 257.2545 | 341.3438 | -2.52 | 362.6383 | 447.3177 | 6.91 | 210.9178 | 294.7477 | 5.0631 | 5.0631 | 5.0631 | 346.4069 | 452.3808 | 299.8108
2009-01-25 | 4.05 | 259.3618 | 342.4332 | -2.5 | 365.4768 | 449.1424 | 6.93 | 212.7036 | 295.5138 | 4.8385 | 4.8385 | 4.8385 | 347.2718 | 453.9809 | 300.3523
2009-01-26 | 4.07 | 271.2121 | 365.2305 | -2.48 | 380.4884 | 475.1187 | 6.95 | 223.1639 | 316.9133 | 1.0001 | 1.0001 | 1.0001 | 366.2306 | 476.1187 | 317.9134
2009-01-27 | 4.08 | 270.9187 | 364.9355 | -2.47 | 380.1969 | 474.8255 | 6.97 | 222.7028 | 316.4496 | 1.0276 | 1.0276 | 1.0276 | 365.9631 | 475.8531 | 317.4772
2009-01-28 | 4.11 | 270.5797 | 364.5946 | -2.44 | 379.8599 | 474.4866 | 6.99 | 222.5298 | 316.2757 | 1.0195 | 1.0195 | 1.0195 | 365.6141 | 475.5062 | 317.2952
2009-01-29 | 4.13 | 270.2158 | 364.2287 | -2.42 | 379.4981 | 474.1228 | 7.02 | 221.9982 | 315.7411 | 1.0372 | 1.0372 | 1.0372 | 365.266 | 475.1601 | 316.7783
2009-01-30 | 4.15 | 267.2058 | 358.8362 | -2.39 | 375.8492 | 468.0879 | 7.04 | 219.1967 | 310.5583 | 1.8918 | 1.8918 | 1.8918 | 360.728 | 469.9797 | 312.4501
2009-01-31 | 4.18 | 254.9342 | 339.0106 | -2.36 | 360.1727 | 444.8383 | 7.07 | 208.4297 | 292.2457 | 5.1275 | 5.1275 | 5.1275 | 344.1381 | 449.9659 | 297.3733
2009-02-01 | 4.2 | 256.94 | 339.9979 | -2.33 | 362.7465 | 446.3968 | 7.1 | 209.9509 | 292.7457 | 6.6508 | 6.6508 | 6.6508 | 346.6487 | 453.0476 | 299.3965
2009-02-02 | 4.23 | 268.5361 | 362.5614 | -2.3 | 377.4927 | 472.128 | 7.14 | 219.9812 | 313.7346 | 2.8297 | 2.8297 | 2.8297 | 365.391 | 474.9576 | 316.5642
2009-02-03 | 4.25 | 268.1328 | 362.1776 | -2.26 | 376.7577 | 471.4106 | 7.17 | 219.4101 | 313.1822 | 2.8503 | 2.8503 | 2.8503 | 365.028 | 474.261 | 316.0325
2009-02-04 | 4.28 | 267.6217 | 361.6855 | -2.22 | 376.0817 | 470.7527 | 7.21 | 218.7313 | 312.5213 | 2.8675 | 2.8675 | 2.8675 | 364.5529 | 473.6202 | 315.3888
2009-02-05 | 4.31 | 267.1236 | 361.2064 | -2.18 | 375.4188 | 470.1079 | 7.25 | 218.0654 | 311.8735 | 2.8824 | 2.8824 | 2.8824 | 364.0888 | 472.9903 | 314.7559
2009-02-06 | 4.34 | 264.0196 | 355.7412 | -2.13 | 371.5146 | 463.838 | 7.3 | 214.8411 | 306.2874 | 3.7275 | 3.7275 | 3.7275 | 359.4687 | 467.5655 | 310.0148
2009-02-07 | 4.38 | 251.7732 | 335.9627 | -2.09 | 355.9007 | 440.6733 | 7.34 | 204.1353 | 288.0581 | 6.9337 | 6.9337 | 6.9337 | 342.8965 | 447.607 | 294.9918
2009-02-08 | 4.41 | 253.5935 | 336.7853 | -2.04 | 358.119 | 441.896 | 7.39 | 205.301 | 288.2225 | 6.732 | 6.732 | 6.732 | 343.5173 | 448.628 | 294.9545
2009-02-09 | 4.44 | 264.9847 | 359.1427 | -1.98 | 372.1197 | 466.8775 | 7.44 | 214.9216 | 308.7994 | 2.9452 | 2.9452 | 2.9452 | 362.0879 | 469.8227 | 311.7445
2009-02-10 | 4.48 | 264.3936 | 358.5701 | -1.93 | 371.3637 | 466.1391 | 7.49 | 214.1627 | 308.058 | 2.9541 | 2.9541 | 2.9541 | 361.5242 | 469.0932 | 311.0121
2009-02-11 | 4.52 | 263.7705 | 357.9654 | -1.87 | 370.4089 | 465.2008 | 7.54 | 213.3718 | 307.2845 | 2.9684 | 2.9684 | 2.9684 | 360.9338 | 468.1691 | 310.2529
2009-02-12 | 4.55 | 263.1493 | 357.3625 | -1.81 | 369.2889 | 464.0964 | 7.6 | 212.249 | 306.1773 | 3.0039 | 3.0039 | 3.0039 | 360.3664 | 467.1003 | 309.1812
2009-02-13 | 4.59 | 259.9056 | 351.7568 | -1.75 | 365.2548 | 457.6958 | 7.65 | 209.0588 | 300.6253 | 3.8508 | 3.8508 | 3.8508 | 355.6075 | 461.5466 | 304.4761
2009-02-14 | 4.63 | 247.6345 | 331.9535 | -1.69 | 349.363 | 434.2515 | 7.71 | 198.058 | 282.0994 | 7.0612 | 7.0612 | 7.0612 | 339.0147 | 441.3127 | 289.1605
2009-02-15 | 4.68 | 249.2809 | 332.6012 | -1.62 | 351.3905 | 435.2826 | 7.77 | 199.1985 | 282.2384 | 6.8454 | 6.8454 | 6.8454 | 339.4465 | 442.1279 | 289.0837
2009-02-16 | 4.72 | 260.4233 | 354.7084 | -1.56 | 365.2355 | 460.1075 | 7.83 | 208.5179 | 302.5124 | 3.0786 | 3.0786 | 3.0786 | 357.787 | 463.1861 | 305.5909
2009-02-17 | 4.76 | 259.692 | 353.9948 | -1.49 | 364.0054 | 458.8923 | 7.9 | 207.2849 | 301.2943 | 3.111 | 3.111 | 3.111 | 357.1058 | 462.0033 | 304.4053
2009-02-18 | 4.81 | 258.9174 | 353.2377 | -1.41 | 362.7321 | 457.6337 | 7.96 | 206.3424 | 300.3684 | 3.129 | 3.129 | 3.129 | 356.3667 | 460.7626 | 303.4974
2009-02-19 | 4.86 | 258.131 | 352.4687 | -1.34 | 361.6137 | 456.5308 | 8.03 | 205.2212 | 299.2627 | 3.149 | 3.149 | 3.149 | 355.6177 | 459.6798 | 302.4118
2009-02-20 | 4.9 | 254.8211 | 346.7965 | -1.26 | 357.193 | 449.7416 | 8.1 | 201.6409 | 293.3185 | 4.0069 | 4.0069 | 4.0069 | 350.8034 | 453.7485 | 297.3254
2009-02-21 | 4.95 | 242.5591 | 327.0023 | -1.19 | 341.405 | 426.4016 | 8.17 | 190.7214 | 274.8744 | 7.1942 | 7.1942 | 7.1942 | 334.1966 | 433.5959 | 282.0686
2009-02-22 | 5 | 244.0241 | 327.4676 | -1.11 | 343.0688 | 427.0669 | 8.24 | 191.5028 | 274.6523 | 7.0088 | 7.0088 | 7.0088 | 334.4764 | 434.0756 | 281.661
2009-02-23 | 5.05 | 254.815 | 349.2214 | -1.02 | 356.1355 | 451.1091 | 8.32 | 200.2322 | 294.333 | 3.2792 | 3.2792 | 3.2792 | 352.5006 | 454.3883 | 297.6122
2009-02-24 | 5.11 | 253.95 | 348.3734 | -0.94 | 354.9384 | 449.9272 | 8.39 | 199.1992 | 293.3161 | 3.2908 | 3.2908 | 3.2908 | 351.6641 | 453.218 | 296.6068
2009-02-25 | 5.16 | 253.0042 | 347.444 | -0.85 | 353.3268 | 448.3283 | 8.47 | 197.7516 | 291.8821 | 3.3375 | 3.3375 | 3.3375 | 350.7815 | 451.6658 | 295.2196
2009-02-26 | 5.22 | 252.0616 | 346.518 | -0.77 | 352.0521 | 447.0684 | 8.55 | 196.4742 | 290.6194 | 3.362 | 3.362 | 3.362 | 349.8801 | 450.4304 | 293.9814
2009-02-27 | 5.28 | 248.6127 | 340.706 | -0.68 | 347.6741 | 440.322 | 8.62 | 193.0984 | 284.8808 | 4.2 | 4.2 | 4.2 | 344.906 | 444.522 | 289.0809
2009-02-28 | 5.33 | 236.4214 | 320.9828 | -0.58 | 331.5786 | 416.6728 | 8.7 | 182.1608 | 266.4185 | 7.3755 | 7.3755 | 7.3755 | 328.3583 | 424.0483 | 273.794
2009-03-01 | 5.4 | 237.6583 | 321.2188 | -0.49 | 333.1507 | 417.2459 | 8.79 | 182.6975 | 265.9502 | 11.1594 | 11.1594 | 11.1594 | 332.3782 | 428.4053 | 277.1097
2009-03-02 | 5.46 | 248.1193 | 342.6585 | -0.4 | 345.947 | 441.0339 | 8.87 | 191.1923 | 285.4127 | 7.4606 | 7.4606 | 7.4606 | 350.119 | 448.4944 | 292.8733
2009-03-03 | 5.52 | 247.0302 | 341.6026 | -0.3 | 344.1919 | 439.3084 | 8.95 | 189.7683 | 284.0201 | 7.5067 | 7.5067 | 7.5067 | 349.1094 | 446.8151 | 291.5268
2009-03-04 | 5.59 | 245.9818 | 340.5878 | -0.2 | 342.6444 | 437.7916 | 9.04 | 188.3849 | 282.6684 | 7.5245 | 7.5245 | 7.5245 | 348.1122 | 445.3161 | 290.1928
2009-03-05 | 5.65 | 244.8619 | 339.501 | -0.1 | 340.8585 | 436.035 | 9.12 | 186.93 | 281.2448 | 7.5758 | 7.5758 | 7.5758 | 347.0768 | 443.6108 | 288.8206
2009-03-06 | 5.72 | 241.2768 | 333.5695 | 0 | 336.3619 | 429.1871 | 9.21 | 183.2615 | 275.2295 | 8.412 | 8.412 | 8.412 | 341.9816 | 437.5991 | 283.6415
2009-03-07 | 5.79 | 229.1157 | 313.8945 | 0.1 | 320.7442 | 406.036 | 9.3 | 172.5927 | 257.055 | 11.5363 | 11.5363 | 11.5363 | 325.4308 | 417.5723 | 268.5913
2009-03-08 | 5.86 | 230.1821 | 313.9765 | 0.21 | 321.7969 | 406.1042 | 9.39 | 172.9432 | 256.4171 | 11.3715 | 11.3715 | 11.3715 | 325.348 | 417.4757 | 267.7886
2009-03-09 | 5.93 | 240.2411 | 335.0119 | 0.31 | 334.0743 | 429.3704 | 9.48 | 180.9693 | 275.4082 | 7.7183 | 7.7183 | 7.7183 | 342.7302 | 437.0887 | 283.1265
2009-03-10 | 6 | 239.021 | 333.8243 | 0.42 | 332.188 | 427.513 | 9.57 | 179.4141 | 273.8837 | 7.7648 | 7.7648 | 7.7648 | 341.5891 | 435.2778 | 281.6485
2009-03-11 | 6.08 | 237.7577 | 332.5934 | 0.53 | 330.4256 | 425.7801 | 9.66 | 177.9828 | 272.4838 | 7.7969 | 7.7969 | 7.7969 | 340.3903 | 433.577 | 280.2807
2009-03-12 | 6.16 | 236.4876 | 331.3556 | 0.64 | 328.6563 | 424.0402 | 9.75 | 176.5446 | 271.0769 | 7.8302 | 7.8302 | 7.8302 | 339.1858 | 431.8704 | 278.9071
2009-03-13 | 6.23 | 232.7401 | 325.2608 | 0.75 | 323.8479 | 416.8787 | 9.84 | 172.722 | 264.9067 | 8.6936 | 8.6936 | 8.6936 | 333.9545 | 425.5723 | 273.6003
2009-03-14 | 6.31 | 220.7256 | 305.7331 | 0.87 | 308.3412 | 393.8393 | 9.93 | 162.4226 | 247.1037 | 11.7718 | 11.7718 | 11.7718 | 317.5049 | 405.6111 | 258.8754
2009-03-15 | 6.39 | 221.5398 | 305.5616 | 0.98 | 309.2758 | 393.7888 | 10.03 | 162.5086 | 246.1998 | 11.6275 | 11.6275 | 11.6275 | 317.1891 | 405.4164 | 257.8273
2009-03-16 | 6.47 | 231.163 | 326.1587 | 1.1 | 320.8337 | 416.3314 | 10.12 | 170.2137 | 264.8682 | 8.0257 | 8.0257 | 8.0257 | 334.1845 | 424.3571 | 272.8939
2009-03-17 | 6.56 | 229.7803 | 324.8076 | 1.21 | 319.1186 | 414.6462 | 10.22 | 168.6629 | 263.348 | 8.0562 | 8.0562 | 8.0562 | 332.8639 | 422.7024 | 271.4043
2009-03-18 | 6.64 | 228.3693 | 323.4281 | 1.33 | 317.0413 | 412.5966 | 10.31 | 167.0838 | 261.7994 | 8.1131 | 8.1131 | 8.1131 | 331.5412 | 420.7097 | 269.9125
2009-03-19 | 6.73 | 226.9153 | 322.0054 | 1.45 | 315.088 | 410.6718 | 10.41 | 165.4616 | 260.2076 | 8.1555 | 8.1555 | 8.1555 | 330.161 | 418.8273 | 268.3632
2009-03-20 | 6.82 | 223.0607 | 315.803 | 1.57 | 310.3564 | 403.5874 | 10.5 | 161.8706 | 254.2703 | 8.9937 | 8.9937 | 8.9937 | 324.7967 | 412.5811 | 263.264
2009-03-21 | 6.9 | 211.2201 | 296.4502 | 1.69 | 295.1438 | 380.8438 | 10.6 | 151.6198 | 236.5161 | 12.0427 | 12.0427 | 12.0427 | 308.4929 | 392.8865 | 248.5588
2009-03-22 | 7 | 211.7663 | 296.009 | 1.81 | 295.9467 | 380.6609 | 10.69 | 151.9154 | 235.8231 | 11.9002 | 11.9002 | 11.9002 | 307.9092 | 392.561 | 247.7232
2009-03-23 | 7.09 | 220.9473 | 316.1615 | 1.94 | 306.9553 | 402.6511 | 10.79 | 159.1551 | 254.0234 | 8.3508 | 8.3508 | 8.3508 | 324.5123 | 411.0019 | 262.3742
2009-03-24 | 7.18 | 219.4129 | 314.6579 | 2.06 | 304.9215 | 400.6453 | 10.88 | 157.6195 | 252.5186 | 8.4067 | 8.4067 | 8.4067 | 323.0646 | 409.052 | 260.9253
2009-03-25 | 7.27 | 217.8517 | 313.1274 | 2.18 | 302.8609 | 398.6125 | 10.98 | 155.8902 | 250.819 | 8.4671 | 8.4671 | 8.4671 | 321.5945 | 407.0796 | 259.2861
2009-03-26 | 7.37 | 216.2494 | 311.5555 | 2.31 | 300.7591 | 396.5384 | 11.07 | 154.4538 | 249.4139 | 8.5128 | 8.5128 | 8.5128 | 320.0683 | 405.0512 | 257.9267
2009-03-27 | 7.47 | 212.3042 | 305.2619 | 2.44 | 295.9529 | 389.379 | 11.17 | 150.7733 | 243.3866 | 9.3445 | 9.3445 | 9.3445 | 314.6065 | 398.7235 | 252.7311
2009-03-28 | 7.56 | 200.6232 | 286.0697 | 2.56 | 281.1761 | 367.0736 | 11.27 | 140.853 | 225.9648 | 12.3452 | 12.3452 | 12.3452 | 298.4149 | 379.4188 | 238.31
2009-03-29 | 7.66 | 201.0007 | 285.459 | 2.69 | 281.6246 | 366.5343 | 11.36 | 140.9789 | 225.101 | 12.2309 | 12.2309 | 12.2309 | 297.6898 | 378.7652 | 237.3319
2009-03-30 | 7.76 | 209.7188 | 305.1459 | 2.82 | 292.2304 | 388.1195 | 11.46 | 147.9186 | 242.9997 | 8.7374 | 8.7374 | 8.7374 | 313.8833 | 396.8569 | 251.7371
2009-03-31 | 7.86 | 208.0512 | 303.5084 | 2.95 | 290.0632 | 385.9796 | 11.55 | 146.417 | 241.5291 | 8.794 | 8.794 | 8.794 | 312.3024 | 394.7736 | 250.3231
2009-04-01 | 7.96 | 206.354 | 311.3616 | 3.08 | 287.8664 | 393.3303 | 11.64 | 144.8857 | 249.549 | 7.3617 | 7.3617 | 7.3617 | 318.7233 | 400.692 | 256.9107
2009-04-02 | 8.06 | 204.6623 | 309.6603 | 3.21 | 285.6751 | 391.1267 | 11.74 | 143.1928 | 247.8467 | 7.4289 | 7.4289 | 7.4289 | 317.0892 | 398.5556 | 255.2756
2009-04-03 | 8.17 | 200.6188 | 302.5931 | 3.34 | 280.9523 | 383.3764 | 11.83 | 139.745 | 241.3784 | 8.3678 | 8.3678 | 8.3678 | 310.9609 | 391.7442 | 249.7463
2009-04-04 | 8.27 | 189.2263 | 282.254 | 3.48 | 266.4073 | 359.8672 | 11.93 | 130.2529 | 222.9504 | 11.5379 | 11.5379 | 11.5379 | 293.7918 | 371.4051 | 234.4882
2009-04-05 | 8.38 | 189.4504 | 281.3844 | 3.61 | 266.8413 | 359.2085 | 12.02 | 130.3933 | 221.9965 | 11.445 | 11.445 | 11.445 | 292.8294 | 370.6535 | 233.4416
2009-04-06 | 8.48 | 197.6784 | 302.6373 | 3.74 | 276.8596 | 382.2619 | 12.11 | 137.0396 | 241.659 | 7.6909 | 7.6909 | 7.6909 | 310.3281 | 389.9527 | 249.3499
2009-04-07 | 8.59 | 195.8973 | 300.8462 | 3.87 | 274.7458 | 380.1362 | 12.2 | 135.5915 | 240.2028 | 7.7514 | 7.7514 | 7.7514 | 308.5976 | 387.8876 | 247.9543
2009-04-08 | 8.7 | 192.7511 | 297.6824 | 4.01 | 270.7649 | 376.133 | 12.29 | 133.0348 | 237.6318 | 8.0405 | 8.0405 | 8.0405 | 305.723 | 384.1735 | 245.6723
2009-04-09 | 8.8 | 191.0012 | 295.9227 | 4.14 | 268.5173 | 373.8729 | 12.38 | 131.4501 | 236.0382 | 8.1175 | 8.1175 | 8.1175 | 304.0402 | 381.9904 | 244.1557
2009-04-10 | 8.91 | 180.2827 | 282.1431 | 4.28 | 254.866 | 357.144 | 12.47 | 122.9357 | 224.475 | 10.1739 | 10.1739 | 10.1739 | 292.317 | 367.3178 | 234.6489
2009-04-11 | 9.02 | 174.4255 | 266.1123 | 4.41 | 247.943 | 340.0413 | 12.56 | 117.9718 | 209.3425 | 18.3189 | 18.3189 | 18.3189 | 284.4312 | 358.3602 | 227.6614
2009-04-12 | 9.13 | 172.8009 | 263.9639 | 4.55 | 245.8492 | 337.4212 | 12.65 | 116.659 | 207.5076 | 18.4389 | 18.4389 | 18.4389 | 282.4028 | 355.8601 | 225.9466
2009-04-13 | 9.24 | 172.87 | 277.6901 | 4.68 | 245.2106 | 350.4356 | 12.74 | 117.3455 | 221.8546 | 10.2024 | 10.2024 | 10.2024 | 287.8924 | 360.638 | 232.057
2009-04-14 | 9.35 | 181.9523 | 286.8232 | 4.82 | 257.313 | 362.6058 | 12.83 | 124.0593 | 228.606 | 8.4443 | 8.4443 | 8.4443 | 295.2675 | 371.0501 | 237.0503
2009-04-15 | 9.46 | 180.112 | 284.9725 | 4.95 | 255.1413 | 360.422 | 12.91 | 122.717 | 227.2562 | 8.5148 | 8.5148 | 8.5148 | 293.4873 | 368.9368 | 235.771
2009-04-16 | 9.56 | 178.3176 | 283.1682 | 5.09 | 252.6829 | 357.9498 | 13 | 121.088 | 225.6181 | 8.5992 | 8.5992 | 8.5992 | 291.7673 | 366.549 | 234.2172
2009-04-17 | 9.68 | 175.5857 | 277.4198 | 5.22 | 249.7852 | 352.0347 | 13.08 | 119.0211 | 220.5385 | 9.5669 | 9.5669 | 9.5669 | 286.9867 | 361.6016 | 230.1054
2009-04-18 | 9.78 | 164.8819 | 257.7733 | 5.36 | 236.1222 | 329.4125 | 13.17 | 110.2428 | 202.8283 | 12.9815 | 12.9815 | 12.9815 | 270.7548 | 342.394 | 215.8098
2009-04-19 | 9.9 | 164.8202 | 256.6162 | 5.5 | 236.2289 | 328.4247 | 13.25 | 110.4523 | 201.9439 | 13.2848 | 13.2848 | 13.2848 | 269.901 | 341.7095 | 215.2287
2009-04-20 | 10.01 | 172.264 | 277.0806 | 5.63 | 245.4502 | 350.6766 | 13.33 | 116.7894 | 221.2955 | 10.0002 | 10.0002 | 10.0002 | 287.0808 | 360.6768 | 231.2957
2009-04-21 | 10.11 | 170.4387 | 275.2451 | 5.77 | 242.9579 | 348.1703 | 13.41 | 115.2973 | 219.795 | 10.4597 | 10.4597 | 10.4597 | 285.7047 | 358.63 | 230.2547
2009-04-22 | 10.22 | 168.5991 | 273.3952 | 5.9 | 240.7855 | 345.9858 | 13.49 | 113.958 | 218.4482 | 10.8899 | 10.8899 | 10.8899 | 284.2851 | 356.8757 | 229.3381
2009-04-23 | 10.33 | 166.7866 | 271.5725 | 6.04 | 238.473 | 343.6603 | 13.57 | 112.6458 | 217.1286 | 11.3157 | 11.3157 | 11.3157 | 282.8882 | 354.9759 | 228.4443
2009-04-24 | 10.44 | 162.8356 | 264.5983 | 6.17 | 233.8836 | 336.0441 | 13.65 | 109.4248 | 210.8884 | 12.609 | 12.609 | 12.609 | 277.2073 | 348.6531 | 223.4974
2009-04-25 | 10.55 | 152.5421 | 245.3645 | 6.31 | 220.8914 | 314.0964 | 13.72 | 101.4414 | 193.9776 | 15.9333 | 15.9333 | 15.9333 | 261.2978 | 330.0297 | 209.9109
2009-04-26 | 10.66 | 152.4155 | 244.142 | 6.44 | 220.9128 | 313.0229 | 13.8 | 101.4482 | 192.8894 | 16.2691 | 16.2691 | 16.2691 | 260.4111 | 329.292 | 209.1585
2009-04-27 | 10.77 | 159.5417 | 264.2871 | 6.58 | 229.5622 | 334.6996 | 13.87 | 107.7365 | 212.1918 | 13.0377 | 13.0377 | 13.0377 | 277.3247 | 347.7373 | 225.2295
2009-04-28 | 10.87 | 157.746 | 262.4813 | 6.71 | 227.2664 | 332.391 | 13.95 | 106.2741 | 210.7213 | 13.4822 | 13.4822 | 13.4822 | 275.9635 | 345.8732 | 224.2035
2009-04-29 | 10.98 | 155.9554 | 260.6807 | 6.85 | 224.9758 | 330.0876 | 14.02 | 105.151 | 209.5919 | 13.9142 | 13.9142 | 13.9142 | 274.595 | 344.0018 | 223.5061
2009-04-30 | 11.09 | 154.1913 | 258.9068 | 6.98 | 222.8788 | 327.9788 | 14.09 | 104.0545 | 208.4893 | 14.3319 | 14.3319 | 14.3319 | 273.2386 | 342.3107 | 222.8211
2009-05-01 | 11.19 | 150.3714 | 252.0643 | 7.12 | 218.1007 | 320.1728 | 14.16 | 100.9473 | 202.3635 | 13.4307 | 13.4307 | 13.4307 | 265.495 | 333.6035 | 215.7942
2009-05-02 | 11.3 | 140.3943 | 232.2726 | 7.25 | 205.6294 | 297.8729 | 14.23 | 93.1994 | 184.8135 | 21.5282 | 21.5282 | 21.5282 | 253.8007 | 319.4011 | 206.3417
2009-05-03 | 11.4 | 139.0502 | 230.4062 | 7.38 | 203.8305 | 295.5492 | 14.29 | 92.4793 | 183.5746 | 21.9828 | 21.9828 | 21.9828 | 252.389 | 317.532 | 205.5574
2009-05-04 | 11.51 | 133.3988 | 235.7612 | 7.52 | 195.2463 | 297.955 | 14.36 | 89.222 | 191.3371 | 21.2136 | 21.2136 | 21.2136 | 256.9748 | 319.1686 | 212.5507
2009-05-05 | 11.61 | 144.7142 | 249.3766 | 7.65 | 210.5435 | 315.5745 | 14.43 | 97.8357 | 202.2356 | 14.4005 | 14.4005 | 14.4005 | 263.7771 | 329.975 | 216.6361
2009-05-06 | 11.71 | 143.0557 | 247.7088 | 7.78 | 208.3876 | 313.4065 | 14.49 | 96.8413 | 201.2356 | 14.822 | 14.822 | 14.822 | 262.5309 | 328.2285 | 216.0577
2009-05-07 | 11.81 | 141.3598 | 246.0034 | 7.91 | 206.1941 | 311.2007 | 14.55 | 95.8095 | 200.1981 | 15.2399 | 15.2399 | 15.2399 | 261.2432 | 326.4406 | 215.438
2009-05-08 | 11.91 | 138.4745 | 240.1009 | 8.04 | 202.8843 | 304.8712 | 14.61 | 93.5375 | 194.9122 | 16.3664 | 16.3664 | 16.3664 | 256.4673 | 321.2376 | 211.2786
2009-05-09 | 12.01 | 128.984 | 220.7983 | 8.17 | 190.8457 | 283.0065 | 14.67 | 86.1318 | 177.7063 | 24.394 | 24.394 | 24.394 | 245.1924 | 307.4005 | 202.1003
2009-05-10 | 12.1 | 127.7858 | 219.0788 | 8.3 | 189.03 | 280.6658 | 14.73 | 85.3985 | 176.4541 | 24.8358 | 24.8358 | 24.8358 | 243.9146 | 305.5016 | 201.2899
2009-05-11 | 12.2 | 135.6334 | 240.245 | 8.43 | 198.6514 | 303.6158 | 14.79 | 92.3399 | 196.7091 | 16.7657 | 16.7657 | 16.7657 | 257.0107 | 320.3815 | 213.4747
2009-05-12 | 12.29 | 134.07 | 238.6728 | 8.56 | 196.4205 | 301.3724 | 14.85 | 91.2772 | 195.6404 | 17.1729 | 17.1729 | 17.1729 | 255.8457 | 318.5453 | 212.8133
2009-05-13 | 12.39 | 132.4674 | 237.0612 | 8.69 | 194.3176 | 299.2577 | 14.9 | 90.5096 | 194.8685 | 17.5751 | 17.5751 | 17.5751 | 254.6363 | 316.8328 | 212.4436
2009-05-14 | 12.48 | 130.9594 | 235.5448 | 8.81 | 192.3092 | 297.2381 | 14.96 | 89.5023 | 193.8555 | 17.9731 | 17.9731 | 17.9731 | 253.5178 | 315.2112 | 211.8286
2009-05-15 | 12.57 | 127.4571 | 229.0217 | 8.94 | 187.8805 | 289.7835 | 15.01 | 86.8419 | 188.1791 | 19.2045 | 19.2045 | 19.2045 | 248.2262 | 308.988 | 207.3836
2009-05-16 | 12.66 | 118.6067 | 211.239 | 9.07 | 176.5035 | 269.46 | 15.06 | 79.9013 | 172.3169 | 22.3005 | 22.3005 | 22.3005 | 233.5395 | 291.7604 | 194.6173
2009-05-17 | 12.75 | 118.5788 | 210.1159 | 9.19 | 176.3887 | 268.2494 | 15.11 | 80.2554 | 171.578 | 22.6329 | 22.6329 | 22.6329 | 232.7488 | 290.8824 | 194.2109
2009-05-18 | 12.83 | 125.0301 | 229.5823 | 9.31 | 183.8768 | 288.7585 | 15.16 | 86.0777 | 190.4118 | 19.5493 | 19.5493 | 19.5493 | 249.1316 | 308.3077 | 209.961
2009-05-19 | 12.92 | 123.585 | 228.1291 | 9.44 | 181.764 | 286.6338 | 15.21 | 85.3006 | 189.6303 | 19.9267 | 19.9267 | 19.9267 | 248.0558 | 306.5605 | 209.557
2009-05-20 | 13.01 | 122.1584 | 226.6945 | 9.56 | 179.8369 | 284.6959 | 15.26 | 84.542 | 188.8674 | 20.301 | 20.301 | 20.301 | 246.9955 | 304.997 | 209.1685
2009-05-21 | 13.09 | 120.8088 | 225.3373 | 9.68 | 177.8196 | 282.6674 | 15.31 | 83.6932 | 188.0139 | 20.6741 | 20.6741 | 20.6741 | 246.0114 | 303.3415 | 208.688
2009-05-22 | 13.17 | 117.5277 | 219.0368 | 9.8 | 173.6308 | 275.454 | 15.35 | 81.2355 | 182.5413 | 21.8701 | 21.8701 | 21.8701 | 240.9069 | 297.3241 | 204.4114
2009-05-23 | 13.25 | 109.1384 | 201.7177 | 9.92 | 162.8501 | 255.7301 | 15.39 | 74.621 | 167.007 | 24.9005 | 24.9005 | 24.9005 | 226.6182 | 280.6306 | 191.9075
2009-05-24 | 13.32 | 107.9319 | 199.1892 | 10.04 | 160.763 | 252.3161 | 15.44 | 73.785 | 164.8511 | 25.4801 | 25.4801 | 25.4801 | 224.6693 | 277.7962 | 190.3312
2009-05-25 | 13.4 | 104.2091 | 206.4836 | 10.16 | 154.4221 | 256.9778 | 15.48 | 71.9735 | 174.0676 | 24.4129 | 24.4129 | 24.4129 | 230.8965 | 281.3907 | 198.4804
2009-05-26 | 13.48 | 110.2228 | 214.6313 | 10.27 | 162.3344 | 267.0347 | 15.52 | 77.1051 | 181.3282 | 23.1835 | 23.1835 | 23.1835 | 237.8148 | 290.2182 | 204.5118
2009-05-27 | 13.55 | 109.0461 | 213.448 | 10.39 | 160.347 | 265.0361 | 15.56 | 76.4148 | 180.634 | 23.5392 | 23.5392 | 23.5392 | 236.9872 | 288.5754 | 204.1733
2009-05-28 | 13.62 | 107.8653 | 212.2606 | 10.5 | 158.5177 | 263.1967 | 15.6 | 75.7204 | 179.9357 | 23.8856 | 23.8856 | 23.8856 | 236.1462 | 287.0823 | 203.8214
2009-05-29 | 13.69 | 107.4168 | 208.8197 | 10.62 | 157.9977 | 259.6839 | 15.63 | 75.4536 | 176.6776 | 24.6072 | 24.6072 | 24.6072 | 233.4269 | 284.2911 | 201.2848
2009-05-30 | 13.76 | 100.6392 | 192.3704 | 10.73 | 149.4395 | 241.4439 | 15.67 | 69.8773 | 161.4362 | 27.4844 | 27.4844 | 27.4844 | 219.8547 | 268.9283 | 188.9206
2009-05-31 | 13.83 | 100.9964 | 192.4351 | 10.84 | 149.5644 | 241.2749 | 15.7 | 70.6211 | 161.8897 | 27.6123 | 27.6123 | 27.6123 | 220.0474 | 268.8873 | 189.502
2009-06-01 | 13.9 | 107.2547 | 211.7074 | 10.95 | 156.5849 | 261.3138 | 15.74 | 76.4861 | 180.7665 | 22.6613 | 22.6613 | 22.6613 | 234.3687 | 283.9751 | 203.4277
2009-06-02 | 13.96 | 106.207 | 210.6538 | 11.06 | 154.702 | 259.4203 | 15.77 | 75.9395 | 180.2168 | 22.987 | 22.987 | 22.987 | 233.6408 | 282.4073 | 203.2038
2009-06-03 | 14.02 | 105.1279 | 209.5686 | 11.16 | 152.9548 | 257.6633 | 15.8 | 75.3614 | 179.6355 | 23.318 | 23.318 | 23.318 | 232.8866 | 280.9813 | 202.9535
2009-06-04 | 14.09 | 104.0628 | 208.4976 | 11.27 | 151.2217 | 255.9206 | 15.83 | 74.9648 | 179.2366 | 23.625 | 23.625 | 23.625 | 232.1226 | 279.5456 | 202.8616
2009-06-05 | 14.14 | 101.2579 | 202.6758 | 11.37 | 147.3846 | 249.0608 | 15.86 | 72.616 | 173.8736 | 24.7561 | 24.7561 | 24.7561 | 227.4319 | 273.8169 | 198.6297
2009-06-06 | 14.21 | 93.6575 | 186.1501 | 11.48 | 137.7044 | 230.4436 | 15.89 | 66.5517 | 158.8925 | 27.616 | 27.616 | 27.616 | 213.7661 | 258.0596 | 186.5085
2009-06-07 | 14.26 | 93.9844 | 185.3838 | 11.58 | 137.5232 | 229.1664 | 15.92 | 67.0163 | 158.2647 | 27.9055 | 27.9055 | 27.9055 | 213.2893 | 257.0719 | 186.1702
2009-06-08 | 14.32 | 100.1944 | 204.6075 | 11.68 | 144.3464 | 249.0067 | 15.95 | 72.9339 | 177.1943 | 24.8255 | 24.8255 | 24.8255 | 229.433 | 273.8322 | 202.0198
2009-06-09 | 14.37 | 99.2959 | 203.704 | 11.78 | 142.6125 | 247.2631 | 15.97 | 72.5366 | 176.7949 | 25.1278 | 25.1278 | 25.1278 | 228.8318 | 272.391 | 201.9227
2009-06-10 | 14.43 | 98.3763 | 202.7793 | 11.88 | 141.0247 | 245.6665 | 16 | 72.1183 | 176.3742 | 25.4021 | 25.4021 | 25.4021 | 228.1814 | 271.0686 | 201.7763
2009-06-11 | 14.48 | 97.5347 | 201.9329 | 11.97 | 139.5148 | 244.1481 | 16.02 | 71.7779 | 176.0319 | 25.675 | 25.675 | 25.675 | 227.6078 | 269.823 | 201.7069
2009-06-12 | 14.53 | 94.877 | 196.2592 | 12.07 | 135.8471 | 237.4587 | 16.05 | 69.5622 | 170.8027 | 26.7514 | 26.7514 | 26.7514 | 223.0107 | 264.2101 | 197.5541
2009-06-13 | 14.58 | 87.6682 | 180.1273 | 12.16 | 126.7192 | 219.3969 | 16.07 | 63.6244 | 155.9489 | 29.559 | 29.559 | 29.559 | 209.6863 | 248.9559 | 185.5078
2009-06-14 | 14.63 | 88.1133 | 179.4798 | 12.25 | 126.784 | 218.367 | 16.09 | 64.3909 | 155.6246 | 29.7887 | 29.7887 | 29.7887 | 209.2685 | 248.1558 | 185.4133
2009-06-15 | 14.67 | 94.281 | 198.661 | 12.34 | 133.2535 | 237.8518 | 16.09 | 70.5295 | 174.7765 | 26.739 | 26.739 | 26.739 | 225.4 | 264.5907 | 201.5155
2009-06-16 | 14.72 | 93.5282 | 197.904 | 12.43 | 131.8323 | 236.4226 | 16.09 | 70.6126 | 174.8601 | 26.9769 | 26.9769 | 26.9769 | 224.8809 | 263.3995 | 201.837
2009-06-17 | 14.76 | 92.7793 | 197.1509 | 12.52 | 130.2478 | 234.8292 | 16.09 | 70.5324 | 174.7794 | 27.2259 | 27.2259 | 27.2259 | 224.3767 | 262.055 | 202.0052
2009-06-18 | 14.8 | 92.0953 | 196.463 | 12.61 | 128.7281 | 233.301 | 16.09 | 70.517 | 174.764 | 27.4639 | 27.4639 | 27.4639 | 223.9269 | 260.7649 | 202.2279
2009-06-19 | 14.84 | 89.6013 | 190.9539 | 12.69 | 125.4132 | 226.9664 | 16.09 | 68.7804 | 170.0165 | 28.5046 | 28.5046 | 28.5046 | 219.4585 | 255.471 | 198.5211
2009-06-20 | 14.89 | 82.6843 | 175.1155 | 12.77 | 116.8994 | 209.5221 | 16.09 | 63.3173 | 155.64 | 31.2233 | 31.2233 | 31.2233 | 206.3388 | 240.7454 | 186.8633
2009-06-21 | 14.93 | 83.2303 | 174.5695 | 12.85 | 117.0315 | 208.56 | 16.09 | 64.3796 | 155.6133 | 31.4277 | 31.4277 | 31.4277 | 205.9972 | 239.9877 | 187.041
2009-06-22 | 14.96 | 89.4022 | 193.7549 | 12.93 | 123.3611 | 227.9039 | 16.09 | 70.4989 | 174.7458 | 28.3589 | 28.3589 | 28.3589 | 222.1138 | 256.2629 | 203.1047
2009-06-23 | 15 | 88.8147 | 193.1641 | 13.01 | 122.1052 | 226.6409 | 16.09 | 70.5803 | 174.8276 | 28.5508 | 28.5508 | 28.5508 | 221.7149 | 255.1917 | 203.3784
2009-06-24 | 15.04 | 88.1649 | 192.5106 | 13.09 | 120.7867 | 225.3151 | 16.09 | 70.5993 | 174.8467 | 28.7532 | 28.7532 | 28.7532 | 221.2638 | 254.0683 | 203.5998
2009-06-25 | 15.07 | 87.6107 | 191.9533 | 13.16 | 119.564 | 224.0855 | 16.09 | 70.5466 | 174.7937 | 28.9511 | 28.9511 | 28.9511 | 220.9044 | 253.0366 | 203.7448
2009-06-26 | 15.11 | 85.2473 | 186.5756 | 13.23 | 116.5661 | 218.0698 | 16.09 | 68.9216 | 170.1584 | 29.9299 | 29.9299 | 29.9299 | 216.5055 | 247.9997 | 200.0884
2009-06-27 | 15.14 | 78.631 | 171.0395 | 13.3 | 108.3315 | 200.9063 | 16.09 | 63.2966 | 155.6192 | 32.6115 | 32.6115 | 32.6115 | 203.651 | 233.5177 | 188.2307
2009-06-28 | 15.17 | 79.24 | 170.5568 | 13.37 | 108.4953 | 199.9759 | 16.09 | 64.2872 | 155.5204 | 32.777 | 32.777 | 32.777 | 203.3338 | 232.7529 | 188.2974
2009-06-29 | 15.21 | 85.3683 | 189.6983 | 13.44 | 114.9816 | 219.4775 | 16.09 | 70.6452 | 174.8929 | 29.6539 | 29.6539 | 29.6539 | 219.3523 | 249.1314 | 204.5468
2009-06-30 | 15.23 | 84.9028 | 189.2303 | 13.5 | 113.8474 | 218.337 | 16.09 | 70.5141 | 174.761 | 29.8386 | 29.8386 | 29.8386 | 219.0689 | 248.1756 | 204.5996
2009-07-01 | 15.26 | 84.4132 | 185.121 | 13.56 | 112.8564 | 213.7235 | 16.09 | 70.5262 | 171.1563 | 33.5181 | 33.5181 | 33.5181 | 218.6391 | 247.2416 | 204.6744
2009-07-02 | 15.29 | 83.9135 | 184.6185 | 13.62 | 111.855 | 212.7164 | 16.09 | 70.5284 | 171.1584 | 33.6769 | 33.6769 | 33.6769 | 218.2954 | 246.3934 | 204.8354
2009-07-03 | 15.32 | 81.7176 | 179.62 | 13.68 | 109.0412 | 207.0966 | 16.09 | 68.8888 | 166.7194 | 34.5643 | 34.5643 | 34.5643 | 214.1843 | 241.6608 | 201.2837
2009-07-04 | 15.35 | 75.2953 | 165.0391 | 13.74 | 101.2857 | 191.1751 | 16.09 | 63.3493 | 153.0263 | 37.0468 | 37.0468 | 37.0468 | 202.0859 | 228.2219 | 190.0731
2009-07-05 | 15.37 | 75.9836 | 164.8573 | 13.8 | 101.5028 | 190.5194 | 16.09 | 64.2805 | 153.0887 | 37.1539 | 37.1539 | 37.1539 | 202.0112 | 227.6733 | 190.2426
2009-07-06 | 15.4 | 82.1646 | 182.8598 | 13.85 | 108.099 | 208.9394 | 16.09 | 70.6196 | 171.2502 | 34.192 | 34.192 | 34.192 | 217.0518 | 243.1314 | 205.4422
2009-07-07 | 15.42 | 81.7668 | 182.4598 | 13.9 | 107.1993 | 208.0347 | 16.09 | 70.5564 | 171.1866 | 34.3254 | 34.3254 | 34.3254 | 216.7851 | 242.3601 | 205.512
2009-07-08 | 15.44 | 81.3721 | 182.0629 | 13.95 | 106.3029 | 207.1332 | 16.09 | 70.4963 | 171.1262 | 34.4382 | 34.4382 | 34.4382 | 216.5011 | 241.5714 | 205.5644
2009-07-09 | 15.47 | 81.0008 | 181.6896 | 13.99 | 105.7644 | 206.5918 | 16.09 | 70.6269 | 171.2575 | 34.5255 | 34.5255 | 34.5255 | 216.2151 | 241.1173 | 205.7831
2009-07-10 | 15.49 | 78.8701 | 176.7566 | 14.04 | 103.0292 | 201.0509 | 16.09 | 68.8733 | 166.7038 | 35.3935 | 35.3935 | 35.3935 | 212.1501 | 236.4444 | 202.0973
2009-07-11 | 15.51 | 72.6599 | 162.389 | 14.08 | 95.7453 | 185.6036 | 16.09 | 63.2965 | 152.9732 | 37.8222 | 37.8222 | 37.8222 | 200.2112 | 223.4259 | 190.7954
2009-07-12 | 15.53 | 73.4173 | 162.2767 | 14.12 | 96.3366 | 185.3243 | 16.09 | 64.3146 | 153.123 | 37.8677 | 37.8677 | 37.8677 | 200.1444 | 223.192 | 190.9907
2009-07-13 | 15.55 | 79.6127 | 180.2936 | 14.16 | 102.8709 | 203.6821 | 16.09 | 70.5771 | 171.2074 | 34.885 | 34.885 | 34.885 | 215.1787 | 238.5671 | 206.0925
2009-07-14 | 15.57 | 79.2852 | 179.9643 | 14.2 | 102.209 | 203.0165 | 16.09 | 70.5842 | 171.2146 | 34.9566 | 34.9566 | 34.9566 | 214.921 | 237.9731 | 206.1713
2009-07-15 | 15.59 | 78.9794 | 179.6568 | 14.23 | 101.736 | 202.5408 | 16.09 | 70.613 | 171.2435 | 35.0246 | 35.0246 | 35.0246 | 214.6814 | 237.5654 | 206.2682
2009-07-16 | 15.6 | 78.7072 | 179.383 | 14.26 | 101.1292 | 201.9306 | 16.09 | 70.508 | 171.138 | 35.0886 | 35.0886 | 35.0886 | 214.4716 | 237.0192 | 206.2266
2009-07-17 | 15.62 | 76.689 | 174.5632 | 14.29 | 98.8495 | 196.8479 | 16.09 | 68.8578 | 166.6882 | 35.8878 | 35.8878 | 35.8878 | 210.451 | 232.7356 | 202.576
2009-07-18 | 15.64 | 70.5984 | 160.316 | 14.32 | 91.9087 | 181.7456 | 16.09 | 63.3336 | 153.0104 | 38.2564 | 38.2564 | 38.2564 | 198.5724 | 220.002 | 191.2669
2009-07-19 | 15.65 | 71.4228 | 160.271 | 14.34 | 92.7173 | 181.6848 | 16.09 | 64.2704 | 153.0786 | 38.2723 | 38.2723 | 38.2723 | 198.5433 | 219.9571 | 191.3509
2009-07-20 | 15.67 | 77.6326 | 178.3024 | 14.37 | 99.3859 | 200.1775 | 16.09 | 70.6046 | 171.2351 | 35.2472 | 35.2472 | 35.2472 | 213.5497 | 235.4248 | 206.4823
2009-07-21 | 15.68 | 77.4291 | 178.0978 | 14.39 | 99.0152 | 199.8048 | 16.09 | 70.5684 | 171.1987 | 35.2697 | 35.2697 | 35.2697 | 213.3675 | 235.0745 | 206.4684
2009-07-22 | 15.69 | 77.2194 | 177.887 | 14.41 | 98.6383 | 199.4258 | 16.09 | 70.526 | 171.1561 | 35.2932 | 35.2932 | 35.2932 | 213.1802 | 234.719 | 206.4493
2009-07-23 | 15.71 | 76.9989 | 177.6652 | 14.42 | 98.5853 | 199.3724 | 16.09 | 70.6401 | 171.2708 | 35.2969 | 35.2969 | 35.2969 | 212.9621 | 234.6693 | 206.5677
2009-07-24 | 15.72 | 71.0226 | 168.8651 | 14.44 | 92.0487 | 190.009 | 16.09 | 64.9447 | 162.7532 | 41.819 | 41.819 | 41.819 | 210.6841 | 231.8279 | 204.5722
2009-07-25 | 15.73 | 65.9222 | 154.1888 | 14.45 | 86.3484 | 174.7293 | 16.09 | 60.1774 | 148.4118 | 45.2292 | 45.2292 | 45.2292 | 199.418 | 219.9584 | 193.6409
2009-07-26 | 15.74 | 65.7708 | 153.7429 | 14.46 | 86.197 | 174.2835 | 16.09 | 60.1855 | 148.1263 | 45.2718 | 45.2718 | 45.2718 | 199.0147 | 219.5553 | 193.3981
2009-07-27 | 15.75 | 69.9894 | 170.6165 | 14.46 | 90.8627 | 191.6066 | 16.09 | 64.488 | 165.0842 | 41.4226 | 41.4226 | 41.4226 | 212.0391 | 233.0292 | 206.5068
2009-07-28 | 15.75 | 69.9025 | 170.5291 | 14.47 | 90.6141 | 191.3567 | 16.09 | 64.401 | 164.9968 | 41.4072 | 41.4072 | 41.4072 | 211.9363 | 232.7638 | 206.404
2009-07-29 | 15.76 | 69.7639 | 170.3897 | 14.47 | 90.6374 | 191.3801 | 16.09 | 64.4242 | 165.0201 | 41.3788 | 41.3788 | 41.3788 | 211.7685 | 232.7588 | 206.3988
2009-07-30 | 15.77 | 69.6861 | 170.3114 | 14.47 | 90.7215 | 191.4647 | 16.09 | 64.5081 | 165.1045 | 41.3302 | 41.3302 | 41.3302 | 211.6417 | 232.7949 | 206.4347
2009-07-31 | 15.77 | 70.1771 | 168.0149 | 14.46 | 91.6968 | 189.6551 | 16.09 | 64.9203 | 162.7287 | 41.6726 | 41.6726 | 41.6726 | 209.6874 | 231.3277 | 204.4012
2009-08-01 | 15.77 | 65.1893 | 153.4517 | 14.46 | 86.0948 | 174.4743 | 16.09 | 60.0826 | 148.3164 | 46.9622 | 46.9622 | 46.9622 | 200.4139 | 221.4364 | 195.2786
2009-08-02 | 15.78 | 65.134 | 153.1025 | 14.45 | 86.3588 | 174.4461 | 16.09 | 60.1869 | 148.1277 | 46.9387 | 46.9387 | 46.9387 | 200.0412 | 221.3848 | 195.0664
2009-08-03 | 15.78 | 69.468 | 170.0921 | 14.44 | 91.1511 | 191.8967 | 16.09 | 64.4517 | 165.0478 | 43.0518 | 43.0518 | 43.0518 | 213.1439 | 234.9485 | 208.0996
2009-08-04 | 15.78 | 69.4453 | 170.0693 | 14.43 | 91.2904 | 192.0367 | 16.09 | 64.4291 | 165.025 | 42.9856 | 42.9856 | 42.9856 | 213.055 | 235.0224 | 208.0106
2009-08-05 | 15.78 | 69.4952 | 170.1194 | 14.41 | 91.664 | 192.4124 | 16.09 | 64.4788 | 165.075 | 42.9073 | 42.9073 | 42.9073 | 213.0267 | 235.3197 | 207.9824
2009-08-06 | 15.78 | 69.5304 | 170.1549 | 14.4 | 91.8612 | 192.6107 | 16.09 | 64.5141 | 165.1105 | 42.8214 | 42.8214 | 42.8214 | 212.9763 | 235.4321 | 207.9319
2009-08-07 | 15.78 | 70.0966 | 167.934 | 14.38 | 93.0957 | 191.0618 | 16.09 | 65.004 | 162.8128 | 43.1012 | 43.1012 | 43.1012 | 211.0352 | 234.163 | 205.914
2009-08-08 | 15.77 | 65.2791 | 153.5421 | 14.35 | 87.9408 | 176.3306 | 16.09 | 60.1723 | 148.4067 | 46.4273 | 46.4273 | 46.4273 | 199.9694 | 222.7579 | 194.8339
2009-08-09 | 15.76 | 65.3504 | 153.3201 | 14.33 | 88.1717 | 176.2692 | 16.09 | 60.0839 | 148.0241 | 46.3859 | 46.3859 | 46.3859 | 199.7059 | 222.655 | 194.41
2009-08-10 | 15.76 | 76.1749 | 176.8365 | 14.3 | 100.6087 | 201.4072 | 16.09 | 70.6521 | 171.2829 | 36.2838 | 36.2838 | 36.2838 | 213.1203 | 237.691 | 207.5667
2009-08-11 | 15.75 | 76.3152 | 176.9777 | 14.27 | 101.084 | 201.8851 | 16.09 | 70.6251 | 171.2557 | 36.1719 | 36.1719 | 36.1719 | 213.1496 | 238.057 | 207.4276
2009-08-12 | 15.74 | 76.509 | 177.1725 | 14.24 | 101.6126 | 202.4167 | 16.09 | 70.6515 | 171.2822 | 36.0411 | 36.0411 | 36.0411 | 213.2136 | 238.4578 | 207.3233
2009-08-13 | 15.73 | 76.6731 | 177.3376 | 14.2 | 102.2789 | 203.0868 | 16.09 | 70.6482 | 171.2789 | 35.9153 | 35.9153 | 35.9153 | 213.2528 | 239.002 | 207.1942
2009-08-14 | 15.71 | 75.1644 | 173.0301 | 14.17 | 100.8282 | 198.8376 | 16.09 | 68.8318 | 166.6621 | 36.5456 | 36.5456 | 36.5456 | 209.5757 | 235.3832 | 203.2076
2009-08-15 | 15.7 | 69.6219 | 159.334 | 14.13 | 94.9715 | 184.8255 | 16.09 | 63.3249 | 153.0018 | 38.7073 | 38.7073 | 38.7073 | 198.0414 | 223.5329 | 191.7091
2009-08-16 | 15.68 | 70.9411 | 159.7866 | 14.08 | 96.953 | 185.9442 | 16.09 | 64.2755 | 153.0837 | 38.5352 | 38.5352 | 38.5352 | 198.3218 | 224.4795 | 191.619
2009-08-17 | 15.66 | 77.7297 | 178.4001 | 14.04 | 104.8425 | 205.6647 | 16.09 | 70.5331 | 171.1632 | 35.3397 | 35.3397 | 35.3397 | 213.7399 | 241.0044 | 206.503
2009-08-18 | 15.65 | 78.051 | 178.7232 | 13.99 | 105.8334 | 206.6611 | 16.09 | 70.687 | 171.318 | 35.1576 | 35.1576 | 35.1576 | 213.8808 | 241.8187 | 206.4756
2009-08-19 | 15.63 | 78.3679 | 179.0419 | 13.94 | 106.6526 | 207.4849 | 16.09 | 70.6692 | 171.3 | 34.9878 | 34.9878 | 34.9878 | 214.0297 | 242.4727 | 206.2878
2009-08-20 | 15.6 | 78.7824 | 179.4587 | 13.89 | 107.402 | 208.2385 | 16.09 | 70.5815 | 171.2119 | 34.8132 | 34.8132 | 34.8132 | 214.272 | 243.0517 | 206.0251
2009-08-21 | 15.58 | 77.4686 | 175.3472 | 13.84 | 106.4665 | 204.5075 | 16.09 | 68.9692 | 166.8002 | 35.371 | 35.371 | 35.371 | 210.7182 | 239.8784 | 202.1712
2009-08-22 | 15.55 | 72.0383 | 161.764 | 13.78 | 100.6181 | 190.5037 | 16.09 | 63.3191 | 152.9959 | 37.5271 | 37.5271 | 37.5271 | 199.2911 | 228.0308 | 190.523
2009-08-23 | 15.52 | 71.1914 | 158.5226 | 13.72 | 100.0658 | 187.5587 | 16.09 | 62.0479 | 149.3278 | 41.7856 | 41.7856 | 41.7856 | 200.3082 | 229.3443 | 191.1135
2009-08-24 | 15.49 | 77.5855 | 174.652 | 13.66 | 107.5835 | 204.818 | 16.09 | 67.7501 | 164.7615 | 35.1412 | 35.1412 | 35.1412 | 209.7933 | 239.9592 | 199.9028
2009-08-25 | 15.46 | 78.1432 | 175.2129 | 13.59 | 108.7971 | 206.0384 | 16.09 | 67.816 | 164.8278 | 34.9227 | 34.9227 | 34.9227 | 210.1356 | 240.9611 | 199.7506
2009-08-26 | 15.42 | 78.6805 | 175.7532 | 13.53 | 109.6625 | 206.9086 | 16.09 | 67.6975 | 164.7087 | 34.7292 | 34.7292 | 34.7292 | 210.4824 | 241.6378 | 199.4379
2009-08-27 | 15.39 | 79.3027 | 176.3789 | 13.46 | 110.9405 | 208.1938 | 16.08 | 67.9918 | 165.0046 | 34.4799 | 34.4799 | 34.4799 | 210.8588 | 242.6738 | 199.4846
2009-08-28 | 15.35 | 80.6231 | 175.5005 | 13.39 | 113.2353 | 208.2952 | 16.05 | 68.9759 | 163.7881 | 34.5126 | 34.5126 | 34.5126 | 210.0131 | 242.8078 | 198.3007
2009-08-29 | 15.31 | 74.5918 | 162.2357 | 13.31 | 106.6754 | 194.4988 | 16.03 | 63.0418 | 150.6209 | 40.4214 | 40.4214 | 40.4214 | 202.6571 | 234.9202 | 191.0424
2009-08-30 | 15.26 | 75.3194 | 162.6737 | 13.24 | 107.7239 | 195.2596 | 16 | 63.4485 | 150.7363 | 40.2466 | 40.2466 | 40.2466 | 202.9202 | 235.5061 | 190.9828
2009-08-31 | 15.22 | 74.3055 | 171.5001 | 13.16 | 106.0844 | 203.4569 | 15.98 | 62.5813 | 159.7102 | 38.6436 | 38.6436 | 38.6436 | 210.1437 | 242.1005 | 198.3539
2009-09-01 | 15.17 | 82.8046 | 179.9003 | 13.08 | 117.0662 | 214.3537 | 15.95 | 70.0179 | 167.0421 | 28.4423 | 28.4423 | 28.4423 | 208.3426 | 242.796 | 195.4844
2009-09-02 | 15.12 | 86.8068 | 187.528 | 12.99 | 122.4586 | 223.3795 | 15.92 | 73.4165 | 174.0627 | 27.0505 | 27.0505 | 27.0505 | 214.5785 | 250.43 | 201.1132
2009-09-03 | 15.07 | 87.7061 | 188.4323 | 12.91 | 123.8603 | 224.7889 | 15.89 | 73.9809 | 174.6303 | 26.768 | 26.768 | 26.768 | 215.2004 | 251.557 | 201.3983
2009-09-04 | 15.01 | 86.8174 | 184.7484 | 12.82 | 123.3178 | 221.4531 | 15.86 | 72.6506 | 170.5022 | 27.271 | 27.271 | 27.271 | 212.0194 | 248.7241 | 197.7732
2009-09-05 | 14.96 | 81.5923 | 171.3714 | 12.73 | 117.6018 | 207.5825 | 15.83 | 67.5437 | 157.2442 | 29.3561 | 29.3561 | 29.3561 | 200.7274 | 236.9385 | 186.6002
2009-09-06 | 14.9 | 83.6629 | 172.5797 | 12.64 | 120.4084 | 209.5309 | 15.8 | 69.0297 | 157.8646 | 29.0346 | 29.0346 | 29.0346 | 201.6142 | 238.5655 | 186.8991
2009-09-07 | 14.84 | 91.5257 | 192.2733 | 12.55 | 129.8568 | 230.819 | 15.76 | 76.1263 | 176.7877 | 25.6357 | 25.6357 | 25.6357 | 217.909 | 256.4547 | 202.4234
2009-09-08 | 14.78 | 92.582 | 193.3356 | 12.45 | 131.5829 | 232.5548 | 15.73 | 76.6804 | 177.3449 | 25.3285 | 25.3285 | 25.3285 | 218.6641 | 257.8833 | 202.6734
2009-09-09 | 14.71 | 93.6977 | 194.4575 | 12.35 | 133.201 | 234.182 | 15.69 | 77.2938 | 177.9618 | 25.023 | 25.023 | 25.023 | 219.4806 | 259.205 | 202.9848
2009-09-10 | 14.64 | 94.8646 | 195.6309 | 12.25 | 134.8703 | 235.8606 | 15.66 | 77.791 | 178.4617 | 24.709 | 24.709 | 24.709 | 220.3398 | 260.5696 | 203.1707
2009-09-11 | 14.57 | 94.1929 | 192.1652 | 12.15 | 134.5283 | 232.7264 | 15.62 | 76.692 | 174.5663 | 25.1672 | 25.1672 | 25.1672 | 217.3324 | 257.8936 | 199.7335
2009-09-12 | 14.5 | 88.9951 | 178.8157 | 12.04 | 128.7199 | 218.7629 | 15.58 | 71.555 | 161.2779 | 27.2609 | 27.2609 | 27.2609 | 206.0766 | 246.0238 | 188.5388
2009-09-13 | 14.42 | 91.4313 | 180.3916 | 11.94 | 131.7552 | 220.9412 | 15.54 | 73.2205 | 162.0788 | 26.8914 | 26.8914 | 26.8914 | 207.283 | 247.8326 | 188.9702
2009-09-14 | 14.35 | 99.8054 | 200.5994 | 11.83 | 141.9882 | 243.0184 | 15.5 | 80.5553 | 181.2415 | 23.3985 | 23.3985 | 23.3985 | 223.9979 | 266.4169 | 204.6401
2009-09-15 | 14.27 | 101.1589 | 201.9605 | 11.72 | 143.8442 | 244.8848 | 15.46 | 81.2391 | 181.9292 | 23.0548 | 23.0548 | 23.0548 | 225.0153 | 267.9396 | 204.984
2009-09-16 | 14.19 | 102.4984 | 203.3075 | 11.6 | 145.8535 | 246.9053 | 15.41 | 82.0763 | 182.771 | 22.7135 | 22.7135 | 22.7135 | 226.0209 | 269.6188 | 205.4845
2009-09-17 | 14.1 | 103.901 | 204.7179 | 11.49 | 147.5912 | 248.6527 | 15.37 | 82.6418 | 183.3397 | 22.3732 | 22.3732 | 22.3732 | 227.0911 | 271.0259 | 205.7128
2009-09-18 | 14.01 | 103.5348 | 201.5593 | 11.37 | 147.5388 | 245.8098 | 15.32 | 81.6994 | 179.6017 | 22.7935 | 22.7935 | 22.7935 | 224.3528 | 268.6032 | 202.3952
2009-09-19 | 13.93 | 98.2667 | 188.1391 | 11.25 | 141.5454 | 231.6602 | 15.27 | 76.6273 | 166.3786 | 24.9005 | 24.9005 | 24.9005 | 213.0397 | 256.5608 | 191.2791
2009-09-20 | 13.83 | 101.0469 | 190.061 | 11.13 | 144.9493 | 234.2093 | 15.22 | 78.4453 | 167.3329 | 24.4867 | 24.4867 | 24.4867 | 214.5477 | 258.6959 | 191.8195
2009-09-21 | 13.74 | 109.9719 | 210.8229 | 11.01 | 155.672 | 256.7788 | 15.17 | 86.0338 | 186.7507 | 20.9148 | 20.9148 | 20.9148 | 231.7376 | 277.6936 | 207.6655
2009-09-22 | 13.64 | 111.5629 | 212.4228 | 10.89 | 157.5981 | 258.7157 | 15.12 | 86.7876 | 187.5088 | 20.5545 | 20.5545 | 20.5545 | 232.9773 | 279.2702 | 208.0633
2009-09-23 | 13.55 | 113.1939 | 214.0629 | 10.76 | 159.899 | 261.0295 | 15.07 | 87.7489 | 188.4754 | 20.156 | 20.156 | 20.156 | 234.2189 | 281.1854 | 208.6313
2009-09-24 | 13.45 | 114.8798 | 215.7583 | 10.63 | 162.0874 | 263.2301 | 15.02 | 88.5976 | 189.3289 | 19.7698 | 19.7698 | 19.7698 | 235.5281 | 282.9999 | 209.0987
2009-09-25 | 13.34 | 114.6775 | 212.7644 | 10.5 | 162.0171 | 260.3691 | 14.96 | 87.6739 | 185.6096 | 20.1859 | 20.1859 | 20.1859 | 232.9504 | 280.555 | 205.7956
2009-09-26 | 13.24 | 109.3374 | 199.2719 | 10.37 | 155.6859 | 245.8799 | 14.91 | 82.368 | 172.1515 | 22.3183 | 22.3183 | 22.3183 | 221.5901 | 268.1982 | 194.4697
2009-09-27 | 13.14 | 112.3869 | 201.4645 | 10.24 | 159.5429 | 248.8845 | 14.85 | 84.5812 | 173.5031 | 21.8493 | 21.8493 | 21.8493 | 223.3138 | 270.7339 | 195.3524
2009-09-28 | 13.03 | 121.9095 | 222.8272 | 10.11 | 170.7923 | 271.9837 | 14.79 | 92.4459 | 193.1986 | 18.1906 | 18.1906 | 18.1906 | 241.0178 | 290.1743 | 211.3892
2009-09-29 | 12.92 | 123.7497 | 224.6777 | 9.97 | 173.135 | 274.3396 | 14.73 | 93.4488 | 194.2073 | 17.7902 | 17.7902 | 17.7902 | 242.468 | 292.1298 | 211.9975
2009-09-30 | 12.81 | 125.6143 | 226.5528 | 9.84 | 175.3348 | 276.5517 | 14.67 | 94.4763 | 195.2404 | 17.3858 | 17.3858 | 17.3858 | 243.9386 | 293.9375 | 212.6262
Formulas:
MCM = +[4]Energy!A5