## Contents
Gas Ten Year Statement 2018 Data Tables and Charts Contents
Chapter | Chapter Section | Figure Title | Figure Number
Chapter 2 - Network Development Inputs | Gas demand | Annual gas demand in Community Renewables scenario | Figure 2.6
|  | Annual gas demand in Two Degrees scenario | Figure 2.7
|  | Annual gas demand in Consumer Evolution scenario | Figure 2.8
|  | Peak 1-in-20 gas demands for all scenarios | Figure 2.9
| Gas supply | Annual supply pattern in Community Renewables scenario | Figure 2.10
|  | Annual supply pattern in Steady Progression scenario | Figure 2.11
|  | Peak supply margin under N-1 conditions | Figure 2.12
|  | Quantities of unsold NTS exit (flat) capacity | Table 3.1
|  | Direct Connect offtakes by region | Table 3.2
|  | NTS/DN exit zones | Table 3.3
|  | Quantities of entry capacity by zone | Table 3.4
Appendix 2 - Customer connections and capacity information | Gas quality | Gas quality specifications | Table A2.1
Appendix 4 - Import and storage infrastructure | Import infrastructure | Existing import infrastructure | Table A4.1
|  | Proposed import projects | Table A4.2
| Storage infrastructure | Existing storage sites | Table A4.3
|  | Proposed storage projects | Table A4.4
Demand | Annual & Peak by Load Band
2018-19 Average Load Curve
2018-19 Severe Load Curve
2026-27 Severe Load Curve
2030-31 Severe Load Curve
Supply | Annual supply by terminal
Peak supply by terminal
Capacity at each ASEP
Actual flows | Actual 2017 demand
Maximum day entry flows
Minimum day entry flows
Maximum day exit flows
Minimum day exit flows

## Figure 2.6
Figure 2.6: Annual gas demand in Community Renewables scenario
All in TWh, excludes shrinkage
| CR | Year | 2010 | 2011 | 2012 | 2013 | 2014 | 2015 | 2016 | 2017 | 2018 | 2019 | 2020 | 2021 | 2022 | 2023 | 2024 | 2025 | 2026 | 2027 | 2028 | 2029 | 2030 | 2031 | 2032 | 2033 | 2034 | 2035
|  | Residential | 358.8288 | 343.0133 | 343.108 | 337.3429 | 321.5277 | 326.8558 | 332.6188 | 331.914 | 326.317 | 320.292 | 314.528 | 307.139 | 299.842 | 293.217 | 285.606 | 278.141 | 270.565 | 263.594 | 257.135 | 247.538 | 239.233 | 230.635 | 222.295 | 213.468 | 205.269 | 198.013
|  | Commercial | 47.1643 | 45.8505 | 45.0608 | 45.4203 | 44.7743 | 45.694 | 47.4944 | 49.933 | 50.2146 | 49.9988 | 49.6394 | 47.7053 | 45.7114 | 43.8088 | 41.7997 | 40.5589 | 39.2539 | 37.8761 | 36.5929 | 35.5351 | 34.7185 | 34.1234 | 33.3312 | 32.267 | 31.4704 | 30.7283
|  | Industrial | 218.7687 | 212.1887 | 202.7218 | 196.6201 | 188.459 | 184.0009 | 187.4678 | 194.6069 | 188.8254 | 186.3928 | 184.8421 | 182.4082 | 180.0343 | 177.2852 | 173.6161 | 171.7455 | 169.8999 | 167.8987 | 166.2377 | 165.1087 | 165.0484 | 164.7764 | 164.1692 | 162.7319 | 161.8483 | 161.2103
|  | Power Gen (NTS) | 309.493 | 243.1403 | 167.5527 | 162.3471 | 176.8411 | 168.0496 | 248.6146 | 233.1692 | 202.2119 | 170.9318 | 135.9126 | 121.9875 | 107.6791 | 107.1387 | 101.5355 | 87.7112 | 66.1503 | 57.6358 | 54.0445 | 46.795 | 45.7534 | 47.3738 | 30.0659 | 28.6284 | 21.9161 | 17.2698
|  | Exports | 173.2566 | 176.5333 | 113.5709 | 90.5177 | 113.0852 | 148.545 | 106.4214 | 123.7678 | 122.3204 | 110.7876 | 113.7519 | 115.3185 | 118.6924 | 121.1662 | 123.3266 | 125.6738 | 127.2981 | 128.709 | 129.376 | 129.8493 | 128.9874 | 124.0809 | 125.0968 | 123.3919 | 123.486 | 122.9227
|  | Transport | 0 | 0 | 0 | 0 | 0 | 0 | 0.015431 | 0.074329 | 0.13627 | 0.26031 | 0.39651 | 0.54285 | 0.70008 | 0.87069 | 1.0541 | 1.2516 | 1.4662 | 1.6988 | 1.9522 | 2.2307 | 2.5373 | 2.8763 | 3.2532 | 3.6727 | 4.141 | 4.6595
|  | Total | 1107.5113 | 1020.7261 | 872.0142 | 832.248 | 844.6872 | 873.1453 | 922.6324 | 933.4653 | 890.0256 | 838.6633 | 799.0705 | 775.1014 | 752.6593 | 743.4867 | 726.9378 | 705.0819 | 674.6334 | 657.4124 | 645.3383 | 627.0568 | 616.278 | 603.8657 | 578.2113 | 564.1598 | 548.1309 | 534.8036

## Figure 2.7
Figure 2.7: Annual gas demand in Two Degrees scenario
All in TWh, excludes shrinkage
| TD | Year | 2010 | 2011 | 2012 | 2013 | 2014 | 2015 | 2016 | 2017 | 2018 | 2019 | 2020 | 2021 | 2022 | 2023 | 2024 | 2025 | 2026 | 2027 | 2028 | 2029 | 2030 | 2031 | 2032 | 2033 | 2034 | 2035
|  | Residential | 358.8288 | 343.0133 | 343.108 | 337.3429 | 321.5277 | 326.8558 | 332.6188 | 331.914 | 326.757 | 321.153 | 315.552 | 308.277 | 301.413 | 294.741 | 287.213 | 280.567 | 273.385 | 266.534 | 259.084 | 250.964 | 243.571 | 236.75 | 229.254 | 222.895 | 214.52 | 206.094
|  | Commercial | 47.1643 | 45.8505 | 45.0608 | 45.4203 | 44.7743 | 45.694 | 47.4944 | 49.933 | 50.7894 | 51.3242 | 52.0668 | 51.4098 | 50.7163 | 49.9986 | 49.22 | 48.3984 | 47.6234 | 46.8497 | 46.1104 | 45.4251 | 44.5355 | 43.9246 | 43.0968 | 42.3173 | 41.0849 | 39.877
|  | Industrial | 218.7687 | 212.1887 | 202.7218 | 196.6201 | 188.459 | 184.0009 | 187.4678 | 194.6069 | 189.3954 | 187.7888 | 187.4079 | 186.3952 | 185.6072 | 184.8317 | 184.3144 | 184.0284 | 184.0161 | 184.0674 | 184.3858 | 184.632 | 184.0225 | 183.3275 | 181.5484 | 179.631 | 175.4266 | 171.397
|  | Power Gen (NTS) | 309.493 | 243.1403 | 167.5527 | 162.3471 | 176.8411 | 168.0496 | 248.6146 | 233.1692 | 202.7026 | 165.5235 | 130.7369 | 97.4037 | 84.6356 | 77.3296 | 75.6558 | 70.4018 | 50.3826 | 48.0973 | 24.5332 | 20.6417 | 27.4175 | 30.1543 | 33.2472 | 32.5839 | 34.9797 | 34.4033
|  | Exports | 173.2566 | 176.5333 | 113.5709 | 90.5177 | 113.0852 | 148.545 | 106.4214 | 123.7678 | 122.741 | 107.3883 | 116.405 | 133.49 | 134.0391 | 136.4687 | 137.6235 | 134.0793 | 135.5138 | 136.6221 | 138.0791 | 137.7045 | 137.1677 | 136.5122 | 136.2591 | 135.7916 | 135.1005 | 135.2469
|  | H2 Conversion | 0 | 0 | 0 | 0 | 0 | 0 | 0 | 0 | 0 | 0 | 0 | 0 | 0 | 0 | 0 | 0 | 0 | 0 | 0 | 0 | 3.654 | 7.836 | 15.1711 | 22.6855 | 36.3678 | 50.3227
|  | Transport | 0 | 0 | 0 | 0 | 0 | 0 | 0.015431 | 0.074329 | 0.13627 | 0.25779 | 0.38617 | 0.52203 | 0.67012 | 0.82771 | 0.99963 | 1.1839 | 1.3821 | 1.5964 | 1.8334 | 2.0922 | 2.3769 | 2.6914 | 3.0452 | 3.4382 | 3.8736 | 4.3585
|  | Total | 1107.5113 | 1020.7261 | 872.0142 | 832.248 | 844.6872 | 873.1453 | 922.6324 | 933.4653 | 892.5217 | 833.4357 | 802.5547 | 777.4977 | 757.0813 | 744.1974 | 735.0263 | 718.6587 | 692.3029 | 683.767 | 654.0259 | 641.4596 | 642.7451 | 641.196 | 641.6217 | 639.3425 | 641.3531 | 641.6992

## Figure 2.8
Figure 2.8: Annual gas demand in Consumer Evolution scenario
All in TWh, excludes shrinkage
| CE | Year | 2010 | 2011 | 2012 | 2013 | 2014 | 2015 | 2016 | 2017 | 2018 | 2019 | 2020 | 2021 | 2022 | 2023 | 2024 | 2025 | 2026 | 2027 | 2028 | 2029 | 2030 | 2031 | 2032 | 2033 | 2034 | 2035
|  | Residential | 358.8288 | 343.0133 | 343.108 | 337.3429 | 321.5277 | 326.8558 | 332.6188 | 331.914 | 329.337 | 326.796 | 324.402 | 322.44 | 320.971 | 319.501 | 317.949 | 315.654 | 313.602 | 311.419 | 309.089 | 304.101 | 301.919 | 299.873 | 297.97 | 296.101 | 294.161 | 292.485
|  | Commercial | 47.1643 | 45.8505 | 45.0608 | 45.4203 | 44.7743 | 45.694 | 47.4944 | 49.933 | 50.671 | 52.522 | 52.8908 | 53.9025 | 54.1767 | 54.5929 | 54.7562 | 54.7922 | 54.8554 | 54.834 | 54.8109 | 54.5179 | 54.3071 | 54.1439 | 53.8557 | 53.575 | 53.2266 | 52.8387
|  | Industrial | 218.7687 | 212.1887 | 202.7218 | 196.6201 | 188.459 | 184.0009 | 187.4678 | 194.6069 | 189.7352 | 191.8422 | 189.2815 | 189.1137 | 188.18 | 187.7626 | 187.3692 | 186.4014 | 185.7784 | 185.3083 | 184.6984 | 183.9545 | 183.5248 | 183.1264 | 182.5795 | 181.8445 | 180.9844 | 179.9821
|  | Power Gen (NTS) | 309.493 | 243.1403 | 167.5527 | 162.3471 | 176.8411 | 168.0496 | 248.6146 | 233.1692 | 208.3499 | 203.0308 | 174.0871 | 122.4975 | 125.9019 | 127.993 | 154.6643 | 131.6191 | 123.1587 | 126.9188 | 128.6925 | 120.5388 | 158.5741 | 159.0222 | 144.6882 | 111.991 | 110.2578 | 87.5279
|  | Exports | 173.2566 | 176.5333 | 113.5709 | 90.5177 | 113.0852 | 148.545 | 106.4214 | 123.7678 | 124.7777 | 117.8343 | 126.122 | 131.944 | 141.9162 | 142.1304 | 143.2911 | 137.992 | 139.4231 | 141.6542 | 143.6336 | 148.4546 | 152.4764 | 153.2525 | 158.2892 | 166.4361 | 173.4308 | 180.8711
|  | Transport | 0 | 0 | 0 | 0 | 0 | 0 | 0.015431 | 0.074329 | 0.13624 | 0.2006 | 0.26833 | 0.33901 | 0.41266 | 0.49075 | 0.57228 | 0.65947 | 0.7511 | 0.84755 | 0.94974 | 1.0623 | 1.1831 | 1.3139 | 1.4554 | 1.6134 | 1.787 | 1.9744
|  | Total | 1107.5113 | 1020.7261 | 872.0142 | 832.248 | 844.6872 | 873.1453 | 922.6324 | 933.4653 | 903.0071 | 892.2259 | 867.0518 | 820.2367 | 831.5585 | 832.4706 | 858.6021 | 827.1182 | 817.5688 | 820.9818 | 821.8742 | 812.6292 | 851.9845 | 850.7319 | 838.8379 | 811.5609 | 813.8477 | 795.6792

## Figure 2.9
Figure 2.9: Peak 1-in-20 gas demands for all scenarios
All in GWh/day
| Year | 2010/11 | 2011/12 | 2012/13 | 2013/14 | 2014/15 | 2015/16 | 2016/17 | 2017/18 | 2018/19 | 2019/20 | 2020/21 | 2021/22 | 2022/23 | 2023/24 | 2024/25 | 2025/26 | 2026/27 | 2027/28 | 2028/29 | 2029/30 | 2030/31 | 2031/32 | 2032/33 | 2033/34 | 2034/35 | 2035/36
| History | 2010/11: 5511; 2011/12: 5214; 2012/13: 5676; 2013/14: 5621; 2014/15: 5489; 2015/16: 5115; 2016/17: 5192; 2017/18: 5522
| Community Renewables | [7 empty] | 5522 | 5106.162 | 4974.469 | 4911.152 | 4838.162 | 4761.046 | 4661.223 | 4598.685 | 4431.143 | 4319.259 | 4220.167 | 4100.357 | 3993.398 | 3925.11 | 3875.298 | 3766.063 | 3641.508 | 3504.496 | 3386.708
| Two Degrees | [7 empty] | 5522 | 5098.939 | 4977.767 | 4864.95 | 4795.752 | 4721.883 | 4616.161 | 4563.187 | 4447.923 | 4382.175 | 4245.459 | 4099.11 | 4056.527 | 4012.91 | 3976.92 | 3944.632 | 3880.174 | 3734.712 | 3623.705
| Steady Progression | [7 empty] | 5522 | 5229.353 | 5197.265 | 5200.135 | 5111.496 | 5122.913 | 5081.713 | 5107.744 | 5124.748 | 5090.206 | 5081.509 | 5058.06 | 5092.171 | 5082.809 | 5082.206 | 4996.532 | 4885.204 | 4809.219 | 4759.555
| Consumer Evolution | [7 empty] | 5522 | 5228.494 | 5161.117 | 5069.159 | 5049.501 | 5054.981 | 5136.831 | 5145.64 | 5081.427 | 5072.077 | 5045.828 | 4959.974 | 5033.666 | 5067.697 | 5040.006 | 4954.391 | 4840.768 | 4744.704 | 4662.808
Gas Year beginning October, finishing September
History refers to the 1-in-20 peak demand forecasts published in each year's Winter Outlook Reports.
i.e. 2017/18 data is the 1-in-20 peak demand forecast published in the 2017/18 WOR for the winter period 2017/18.

## Figure 2.10
Figure 2.10: Annual supply pattern in Community Renewables scenario
| Year | 2000 | 2001 | 2002 | 2003 | 2004 | 2005 | 2006 | 2007 | 2008 | 2009 | 2010 | 2011 | 2012 | 2013 | 2014 | 2015 | 2016 | 2017 | 2018 | 2019 | 2020 | 2021 | 2022 | 2023 | 2024 | 2025 | 2026 | 2027 | 2028 | 2029 | 2030 | 2031 | 2032 | 2033 | 2034 | 2035
| UKCS | 94.816 | 95.235 | 92.442 | 93.799 | 90.502 | 82.179 | 74.907 | 66.839 | 63.444 | 54.758 | 52.107 | 40.013 | 33.228 | 32 | 31 | 33 | 34.7545 | 38.0995 | 37.4855 | 34.6926 | 33.2829 | 31.2483 | 25.447 | 23.8842 | 20.0919 | 16.1396 | 14.6476 | 13.8251 | 13.2799 | 11.8656 | 8.7789 | 7.4784 | 6.5355 | 5.2311 | 4.5367 | 3.3979
| Shale | 0 | 0 | 0 | 0 | 0 | 0 | 0 | 0 | 0 | 0 | 0 | 0 | 0 | 0 | 0 | 0 | 0 | 0 | 0 | 0 | 0 | 0 | 0 | 0 | 0 | 0 | 0 | 0 | 0 | 0 | 0 | 0 | 0 | 0 | 0 | 0
| Green gas | 0 | 0 | 0 | 0 | 0 | 0 | 0 | 0 | 0 | 0 | 0 | 0 | 0 | 0 | 0 | 0 | 0.2 | 0.25 | 0.2555 | 0.41855 | 0.50949 | 0.60935 | 0.71698 | 0.83134 | 0.98057 | 1.1602 | 1.3271 | 1.4831 | 1.6757 | 1.9123 | 2.1755 | 2.619 | 3.2781 | 3.7333 | 4.2648 | 5.0831
| Norway | 1.2 | 1.375 | 3.429 | 5.161 | 7.069 | 9.288 | 13.113 | 20.085 | 26.189 | 23.727 | 25.357 | 21.865 | 27.858 | 29 | 25 | 29 | 32.273 | 35.2134 | 34.5655 | 28.3906 | 27.1029 | 26.3352 | 26.0065 | 25.2124 | 24.1541 | 24.0404 | 23.0274 | 21.9071 | 20.341 | 18.7536 | 17.2287 | 15.0946 | 13.6359 | 11.6758 | 10.6541 | 9.9969
| Continent | 0.261 | 0.366 | 0.61 | 0.592 | 2.357 | 2.227 | 3.668 | 7.7 | 9.557 | 7.233 | 9.545 | 6.264 | 8.092 | 11 | 7 | 3.5 | 6 | 4.6759 | 4.38 | 4.595 | 3.865 | 3.5 | 3.865 | 3.5 | 3.865 | 4.23 | 4.595 | 4.595 | 4.595 | 4.595 | 4.595 | 4.595 | 4.595 | 4.96 | 4.96 | 4.96
| LNG | 0 | 0 | 0 | 0 | 0 | 0 | 0 | 0 | 0 | 6.405 | 18.688 | 24.779 | 13.573 | 9 | 11 | 12.5 | 9.0489 | 5.2819 | 4.161 | 5.647 | 5.282 | 5.282 | 5.282 | 7.1118 | 7.4768 | 7.4768 | 7.4768 | 7.4768 | 8.1251 | 8.1251 | 8.1251 | 8.1251 | 8.1251 | 8.1251 | 8.1251 | 8.1251
| Generic imports | 0 | 0 | 0 | 0 | 0 | 0 | 0 | 0 | 0 | 0 | 0 | 0 | 0 | 0 | 0 | 0 | 0 | 0 | 0.62193 | 3.0329 | 3.1162 | 3.9927 | 7.5979 | 7.5367 | 9.9968 | 11.5208 | 10.7115 | 10.923 | 11.0879 | 12.181 | 15.542 | 17.3966 | 16.7943 | 17.9526 | 17.6707 | 17.4285
| Demand | 103.018 | 105.022 | 103.727 | 107.878 | 103.915 | 99.929 | 97.687 | 99.814 | 104.295 | 100.212 | 112.572 | 96.215 | 87.846 | 81 | 74 | 78 | 87 | 87.9464 | 81.4694 | 76.7766 | 73.1585 | 70.9676 | 68.9154 | 68.0765 | 66.5652 | 64.5678 | 61.7854 | 60.2102 | 59.1046 | 57.4325 | 56.4451 | 55.3087 | 52.9639 | 51.6778 | 50.2114 | 48.9914
| Import dependency | 1.418% | 1.658% | 3.894% | 5.333% | 9.071% | 11.52% | 17.18% | 27.84% | 34.27% | 37.29% | 47.61% | 54.99% | 56.37% | 60.49% | 58.11% | 57.69% | 54.39% | 51.36% | 53.67% | 54.27% | 53.81% | 55.11% | 62.03% | 63.69% | 68.34% | 73.21% | 74.14% | 74.58% | 74.7% | 76.01% | 80.59% | 81.74% | 81.47% | 82.65% | 82.47% | 82.69%

## Figure 2.11
Figure 2.11: Annual supply pattern in Steady Progression scenario
| Year | 2000 | 2001 | 2002 | 2003 | 2004 | 2005 | 2006 | 2007 | 2008 | 2009 | 2010 | 2011 | 2012 | 2013 | 2014 | 2015 | 2016 | 2017 | 2018 | 2019 | 2020 | 2021 | 2022 | 2023 | 2024 | 2025 | 2026 | 2027 | 2028 | 2029 | 2030 | 2031 | 2032 | 2033 | 2034 | 2035
| UKCS | 94.816 | 95.235 | 92.442 | 93.799 | 90.502 | 82.179 | 74.907 | 66.839 | 63.444 | 54.758 | 52.107 | 40.013 | 33.228 | 32 | 31 | 33 | 34.7545 | 38.0995 | 37.8505 | 40.2026 | 40.3786 | 40.1256 | 36.8228 | 33.4653 | 31.089 | 27.9924 | 26.9715 | 25.9272 | 24.3387 | 23.806 | 22.3254 | 21.2862 | 19.9494 | 19.1498 | 18.3486 | 17.4682
| Shale | 0 | 0 | 0 | 0 | 0 | 0 | 0 | 0 | 0 | 0 | 0 | 0 | 0 | 0 | 0 | 0 | 0 | 0 | 0 | 0 | 0 | 0 | 0.18461 | 0.50173 | 1.1079 | 2.1415 | 3.4583 | 5.4624 | 6.9956 | 8.6389 | 9.8728 | 10.9789 | 12.05 | 13.229 | 14.45 | 15.0411
| Green gas | 0 | 0 | 0 | 0 | 0 | 0 | 0 | 0 | 0 | 0 | 0 | 0 | 0 | 0 | 0 | 0 | 0.2 | 0.25 | 0.2555 | 0.31746 | 0.32032 | 0.32032 | 0.32032 | 0.32032 | 0.32032 | 0.32032 | 0.32032 | 0.32032 | 0.32032 | 0.32032 | 0.32032 | 0.32032 | 0.32032 | 0.32032 | 0.32032 | 0.32032
| Norway | 1.2 | 1.375 | 3.429 | 5.161 | 7.069 | 9.288 | 13.113 | 20.085 | 26.189 | 23.727 | 25.357 | 21.865 | 27.858 | 29 | 25 | 29 | 32.273 | 35.2134 | 35.2955 | 31.7508 | 30.8585 | 30.0984 | 29.9718 | 30.0807 | 29.569 | 29.3627 | 28.529 | 27.1868 | 26.3402 | 25.6135 | 24.6946 | 23.8954 | 23.0956 | 22.5042 | 21.9924 | 21.3923
| Continent | 0.261 | 0.366 | 0.61 | 0.592 | 2.357 | 2.227 | 3.668 | 7.7 | 9.557 | 7.233 | 9.545 | 6.264 | 8.092 | 11 | 7 | 3.5 | 6 | 4.6759 | 4.38 | 3.135 | 2.77 | 2.04 | 2.405 | 2.77 | 3.135 | 3.5 | 3.5 | 3.5 | 3.5 | 3.5 | 3.865 | 3.865 | 3.865 | 3.865 | 3.865 | 4.23
| LNG | 0 | 0 | 0 | 0 | 0 | 0 | 0 | 0 | 0 | 6.405 | 18.688 | 24.779 | 13.573 | 9 | 11 | 12.5 | 9.0489 | 5.2819 | 3.431 | 3.822 | 3.457 | 3.457 | 3.457 | 4.5568 | 4.9218 | 5.2868 | 5.2868 | 5.2868 | 5.9351 | 5.9351 | 5.9351 | 5.9351 | 5.9351 | 5.9351 | 5.9351 | 5.9351
| Generic imports | 0 | 0 | 0 | 0 | 0 | 0 | 0 | 0 | 0 | 0 | 0 | 0 | 0 | 0 | 0 | 0 | 0 | 0 | 1.6046 | 1.3063 | 1.3578 | 1.9332 | 2.7873 | 5.7509 | 5.8142 | 7.245 | 6.7195 | 6.8926 | 7.4467 | 6.7737 | 8.6643 | 7.1862 | 5.6861 | 5.5356 | 4.6615 | 4.2717
| Demand | 103.018 | 105.022 | 103.727 | 107.878 | 103.915 | 99.929 | 97.687 | 99.814 | 104.295 | 100.212 | 112.572 | 96.215 | 87.846 | 81 | 74 | 78 | 87 | 87.9464 | 82.8171 | 80.5343 | 79.1423 | 77.9745 | 75.9489 | 77.4457 | 75.9573 | 75.8488 | 74.7855 | 74.5761 | 74.8766 | 74.5876 | 75.6776 | 73.467 | 70.9015 | 70.539 | 69.5729 | 68.6588
| Import dependency | 1.418% | 1.658% | 3.894% | 5.333% | 9.071% | 11.52% | 17.18% | 27.84% | 34.27% | 37.29% | 47.61% | 54.99% | 56.37% | 60.49% | 58.11% | 57.69% | 54.39% | 51.36% | 53.99% | 49.69% | 48.57% | 48.13% | 50.85% | 55.73% | 57.19% | 59.85% | 58.88% | 57.48% | 57.72% | 56.07% | 57.03% | 55.65% | 54.42% | 53.64% | 52.4% | 52.18%

## Figure 2.12
Figure 2.12: Peak supply margin under N-1 conditions
GWh/peak day
| Year | 2018 | 2019 | 2020 | 2021 | 2022 | 2023 | 2024 | 2025 | 2026 | 2027 | 2028 | 2029 | 2030 | 2031 | 2032 | 2033 | 2034 | 2035
| Community Renewables | 93.1975 | 100.4859 | 106.6843 | 97.411 | 95.082 | 92.1996 | 88.929 | 87.8728 | 100.2885 | 108.9068 | 114.7554 | 117.9265 | 122.4781 | 126.6915 | 129.455 | 137.9973 | 147.7623 | 160.5162
| Two Degrees | 100.1621 | 112.6158 | 120.8587 | 121.3846 | 113.8687 | 107.571 | 110.9625 | 112.2034 | 118.8033 | 120.3412 | 129.7207 | 139.0616 | 137.6006 | 137.6211 | 137.8875 | 136.7462 | 138.5012 | 148.4361
| Steady Progression | 102.5078 | 108.6789 | 111.6766 | 104.7653 | 102.8059 | 94.0304 | 90.3086 | 84.3332 | 85.3093 | 90.3526 | 93.3913 | 96.993 | 94.0965 | 93.6525 | 93.7097 | 102.7418 | 114.0414 | 119.3617
| Consumer Evolution | 99.1458 | 99.9156 | 104.8202 | 105.0088 | 94.9914 | 87.0577 | 77.4472 | 80.1203 | 95.1215 | 101.488 | 108.9501 | 121.3075 | 117.0508 | 116.6768 | 121.6922 | 133.1609 | 143.1816 | 150.9418

## Table 3.1
Table 3.1: Quantities of unsold NTS exit (flat) capacity
Region Number | Region | Obligated |  | Unsold
|  | (GWh/d) | (GWh/d) | % of unsold capacity | % change from 2016 GTYS
1 | Scotland & the North | 718 | 146 | 20 | 1
2 | North West & West Midlands (North) | 1110 | 414 | 37 | 1
2.1 | North Wales & Cheshire | 315 | 202 | 64 | 1
3 | North East, Yorkshire & Lincolnshire | 1573 | 433 | 28 | -10
4 | South Wales & West Midlands (South) | 569 | 48 | 8 | -6
5 | Central & East Midlands | 281 | 134 | 48 | 0
6 | Peterborough to Aylesbury | 126 | 29 | 23 | 0
7 | Norfolk | 367 | 119 | 32 | 0
8 | Southern | 526 | 312 | 59 | 16
9 | London, Suffolk & the South East | 1504 | 470 | 31 | -1
10 | South West | 461 | 98 | 21 | 3

## Table 3.2
Table 3.2: Direct Connect offtakes by region
Region | Offtake | Region | Offtake | Region | Offtake
1 | Blackness (BP Grangemouth) | 3 | Aldborough Storage | 4 | Abergelli Power Station
| Fordoun Industrial |  | Billingham ICI |  | Abernedd Power Station
| Glenmavis (Storage) |  | Blyborough (Brigg) |  | Hirwaun Power Station
| Gowkhall (Longannet) |  | Blyborough (Cottam) |  | Pembroke Power Station
| Moffat Irish Interconnector |  | Caythorpe Storage |  | Tonna (Baglan Bay)
| St Fergus (Peterhead) |  | Eastoft (Keadby Blackstart) |  | Upper Neeston (Milford Haven) Refinery
| St Fergus (Shell Blackstart) |  | Eastoft (Keadby) | 5 | Caldecott (Corby) Power Station
2 | Barrow (Bains) |  | Enron Billingham |  | Drakelow Power Station
| Barrow (Blackstart) |  | Goole (Guardian Glass) |  | Peterborough Power Station
| Barrow (Gateway) |  | Hatfield Moor Storage | 7 | Bacton (Baird) Storage
| Carrington (Partington) Power Station |  | Hatfield Power Station |  | Bacton (Deborah) Storage
| Ferny Knoll (AM Paper) |  | Hatfield West Storage |  | Bacton (Esmond Forbes) Storage
| Fleetwood (Preesall) Storage |  | Hornsea Storage |  | Bacton Great Yarmouth
| Roosecote Power Station |  | Phillips Petroleum Teeside |  | Bacton IUK Interconnector
| Sandy Lane (Blackburn) Power Station |  | Rosehill (Saltend) Power Station |  | Saddle Bow (Kings Lynn) Power Station
| Sellafield Power Station |  | Rough Storage |  | St Neotts ( Little Barford)
| Trafford Power Station |  | Saltend BPHP | 8 | Didcot Power Station
| Wyre Power Station |  | Saltfleetby Storage |  | Humbly Grove Storage
2.1 | Burton Point (Connahs Quay) |  | Spalding 2 (South Holland) Power Station |  | Marchwood Power Station
|  |  |  | 9 | Barking (Horndon)
Coryton 2 (Thames Haven) Power Station
Epping Green (Enfield Energy)
| Deeside Power Station |  | Stalingborough |  | Grain Power Station
| Harwarden (Aka Shotton Paper) |  | Staythorpe |  | Medway (Isle of Grain) Power Station
| Hill Top Farm Storage |  | Sutton Bridge Power Station |  | Middle Stoke (Damhead Creek) Power Station
| Hole House Farm Storage |  | Teeside (BASF) |  | Ryehouse
| Holford Storage |  | Teeside Hydrogen |  | Stanford Le Hope (Coryton)
| Hollingsgreen (Hays Chemicals) |  | Teeside (Seal Sands) Power Station | 10 | Abson (Seabank) Power Station
| ICIR(CastnerKelner_ICI_Runcorn) |  | Thornton Curtis (Humber Refinery) |  | Avonmouth Storage
| King Street Storage |  | Thornton Curtis (Killingholme) |  | Centrax Industrial
| Pickmere (Winnington Power Station) |  | West Burton Power Station |  | ICI Sevenside
| Shellstar (Aka Kemira) |  | Whitehill Storage |  | Langage Power Station
| Shotwick (BridgewaterPaper) |  | Wragg Marsh (Spalding) |  | Portland Storage
| Stublach Storage |  | Zenica (ICI Avecia) |  | Seabank Power Station
Weston Point (Rocksavage) Power Station
Willington Power Station

## Table 3.3
Table 3.3: NTS/DN exit zones
Exit Zone | Offtake | Exit Zone | Offtake | Exit Zone | Offtake
EA1 | Eye | NO1 | Thrintoft | SE1 | Tatsfield
| West Winch |  | Saltwick |  | Shorne
| Brisley |  | Humbleton |  | Farningham
| Bacton Terminal |  | Little Burdon | SE2 | Winkfield (SE)
EA2 | Bacton Terminal |  | Elton | SO1 | Ipsden
| Great Wilbraham | NO2 | Wetheral |  | Winkfield (SO)
| Roudham Heath |  | Keld | SO2 | Mappowder
EA3 | Bacton Terminal |  | Melkinthorpe |  | Braishfield
| Yelverton |  | Tow Law | SW1 | Fiddington
EA4 | Matching Green | NT1 | Winkfield (NT) |  | Evesham
| Royston | NT2 | Horndon |  | Ross (SW)
| Whitwell |  | Luxborough Lane | SW2 | Littleton Drew
EA6 | Hardwick | NT3 | Peters Green |  | Easton Grey
EM1 | Thornton Curtis | NW1 | Blackrod |  | Cirencester
| Walesby |  | Salmesbury |  | Ilchester
EM2 | Kirkstead |  | Lupton |  | Pucklechurch
| Sutton Bridge | NW2 | Mickle Trafford |  | Seabank
| Silk Willoughby |  | Malpas | SW3 | Kenn
| Gosberton |  | Warburton |  | Aylesbeare
| Blyborough |  | Weston Point |  | Lyneham (Choakford)
EM3 | Alrewas (EM) |  | Partington |  | Coffinswell
| Blaby |  | Holmes Chapel | WA1 | Maelor
| Drointon |  | Ecclestone | WA2 | Dyffryn Clydach
| Tur Langton |  | Audley (NW) |  | Dowlais
EM4 | Market Harborough | SC1 | Careston |  | Gilwern
| Caldecott |  | Balgray | WM1 | Aspley
NE1 | Towton |  | Kinknockie |  | Audley (WM)
| Rawcliffe |  | Aberdeen |  | Milwich
| Baldersby |  | St Fergus | WM2 | Shustoke
| Pannal |  | Mosside |  | Austrey
| Asselby | SC2 | Broxburn |  | Alrewas (WM)
| Burley Bank |  | Armadale | WM3 | Ross (WM)
NE2 | Ganstead | SC3 | Hulme |  | Rugby
| Pickering |  | Soutra |  | Leamington Spa
| Paull | SC4 | Nether Howleugh |  | Lower Quinton
NO1 | Guyzance |  | Lockerbie |  | Stratford-Upon-Avon
| Cowpen Bewley |  | Pitcairngreen
| Coldstream |  | Bathgate
| Bishop Auckland |  | Stranraer
| Corbridge |  | Glenmavis
Drum

## Table 3.4
Table 3.4: Quantities of entry capacity by zone
Entry Zone | ASEP | Obligated Capacity GWh/day | 2018/2019 GWh/day | Unsold Capacity 2022/2023 GWh/day | 2025/2026 GWh/day
Northern Triangle | Barrow | 340.01 | 200.7 | 280.46 | 340.01
| Canonbie | 0 | 0 | 0 | 0
| Glenmavis | 99 | 99 | 99 | 99
| St Fergus | 1670.7 | 1445.55 | 1635.89 | 1666.94
| Teesside | 445.09 | 321.05 | 414.52 | 444.37
North West | Burton Point | 73.5 | 57.64 | 73.5 | 73.5
| Cheshire | 542.7 | 28.59 | 28.59 | 28.59
| Fleetwood | 350 | 350 | 350 | 350
| Hole House Farm | 296.6 | 13.16 | 13.16 | 13.16
| Partington | 215 | 215 | 215 | 215
Easington Area | Caythorpe | 90 | 0 | 0 | 90
| Easington (incl. Rough) | 1407.15 | 106.2 | 138.28 | 647.48
| Garton | 420 | 0 | 0 | 420
| Hatfield Moor (onshore) | 0.3 | 0.3 | 0.3 | 0.3
| Hornsea | 233.1 | 27.31 | 27.31 | 233.1
| Hatfield Moor (storage) | 25 | 3 | 25 | 25
| Theddlethorpe | 610.7 | 598.6 | 610.7 | 610.7
South West | Avonmouth | 179.3 | 179.3 | 179.3 | 179.3
| Barton Stacey | 172.6 | 82.6 | 172.6 | 172.6
| Dynevor Arms | 49 | 49 | 49 | 49
| Milford Haven | 950 | 0 | 150 | 150
| Wytch Farm | 3.3 | 3.3 | 3.3 | 3.3
South East | Bacton IP | 1297.8 | 1013.4 | 1181.5 | 1297.8
| Bacton UKCS | 485.6 | 0 | 0 | 180.02
| Isle of Grain | 699.64 | 35.34 | 35.34 | 277.04

## Table A2.1
Table A2.1: Gas quality specifications
Gas element | Quality requirement
Hydrogen Sulphide | Not more than 5 mg/m3
Total Sulphur | Not more than 50 mg/m3
Hydrogen | Not more than 0.1% (molar)
*Oxygen | Not more than 0.001% (molar)
Hydrocarbon dewpoint | Not more than -2°C at any pressure up to 85 barg
Water dewpoint | Not more than -10°C at 85 barg
Wobbe Number (real gross dry) | The Wobbe number shall be in the range 47.20 to 51.41 MJ/m3
Incomplete combustion factor (ICF) | Not more than 0.48
Soot index (SI) | Not more than 0.60
*Carbon dioxide | Not more than 2.5% (molar)
Containments | The gas shall not contain solid, liquid or gaseous material that might interfere with the integrity or operation of pipes or any gas appliance, within the meaning of regulation 2(1) of the Gas Safety (Installation and Use) Regulations 1998, that a consumer could reasonably be expected to operate.
Organo halides | Not more than 1.5 mg/m3
Radioactivity | Not more than 5 becquerels/g
Odour | Gas delivered shall have no odour that might contravene any
statutory obligation. GS(M)R states transmission or distribution of odoured gas is not permitted at a pressure above 7 barg.
Pressure | The delivery pressure shall be the pressure required to deliver natural gas at the delivery point into our entry facility at any time, taking into account the back pressure of our system at the delivery point, which will vary from time to time. The entry pressure shall not exceed the maximum operating pressure at the delivery point
Delivery Temperature | Between 1°C and 38°C
*Requests for higher limits will be considered

## Table A4.1
Table A4.1: Existing import infrastructure
Facility | Operator / Developer | Type | Location | Capacity (bcm/year)
Interconnector | IUK | Pipeline | Bacton | 26.9
BBL Pipeline | BBL Company | Pipeline | Bacton | 16.4
Isle of Grain 1-3 | National Grid | LNG | Kent | 20.4
South Hook 1-2 | Qatar Petroleum and ExxonMobil | LNG | Milford Haven | 21
Dragon 1 | Shell / Petronas | LNG | Milford Haven | 7.6
Langeled | Gassco | Pipeline | Easington | 26.3
Vesterled | Gassco | Pipeline | St Fergus | 14.2
Tampen | Gassco | Pipeline | St Fergus | 9.8
Gjoa | Gassco | Pipeline | St Fergus | 6.2
|  |  | Total | 148.8

## Table A4.2
Table A4.2: Proposed import projects
Radar report Richard Hounslea
Project | Operator / Developer | Type | Location | Start-up | Capacity (bcm/year) | Status
Isle of Grain 4 | National Grid | LNG | Kent | ~ | ~ | Open Season
Norsea LNG | ConocoPhillips | LNG | Teeside | ~ | ~ | Planning Granted, no FID. Currently on Hold
Port Meridian | Port Meridian Energy | LNG | Barrow, Cumbria | ~ | 5 | Open Season
Amlwch | Halite Energy | LNG | Anglesey | ~ | ~30 | Approved
GasPort | Trafigura | LNG | Teeside | ~ |  | Approved

## Table A4.3
Table A4.3: Existing storage sites
Check with Karen
Site | Operator / Developer | Location | Space (bcm) | Approximate max delivery (mcm/d)
Aldbrough | SSE/Statoil | East Yorkshire | 0.3 | 40
Hatfield Moor | Scottish Power | South Yorkshire | 0.07 | 1.8
Holehouse Farm | EDF Trading | Cheshire | 0.022 | 0
Holford | Uniper | Cheshire | 0.2 | 22
Hornsea | SSE | East Yorkshire | 0.235 | 11.8
Humbly Grove | Humbly Grove Energy | Hampshire | 0.3 | 7
Hill Top Farm | EDF Energy | Cheshire | 0.05 | 12
Stublach | Storengy | Cheshire | 0.2 | 30
Total |  |  | 1.355 | 124.6

## Table A4.4
Table A4.4: Proposed storage projects
Project | Operator / Developer | Location | Space (bcm) | Status
Gateway | Stag Energy | Offshore Morecambe Bay | 1.5 | Planning granted, no FID
Deborah | Eni | Offshore Bacton | 4.6 | Planning granted, no FID
Islandmagee | InfrasStrata | County Antrim, Northern Ireland | 0.5 | Planning granted, no FID
King Street | King Street Energy | Cheshire | 0.3 | Planning granted, no FID
Preesall | Halite Energy | Lancashire | 0.6 | Planning granted, no FID
Saltfleetby | Wingaz | Lincolnshire | 0.8 | Planning granted, no FID
Whitehill | E.ON | East Yorkshire | 0.4 | Planning granted, no FID
|  | Total | 8.7

## Annual & Peak by Load Band
A5.1A - Community Renewables: Annual demand
Source: National Grid
Calender year DS35
|  | 2018 | 2019 | 2020 | 2021 | 2022 | 2023 | 2024 | 2025 | 2026 | 2027 | 2028 | 2029 | 2030 | 2031 | 2032 | 2033 | 2034 | 2035 | 2036 | 2037 | 2038 | 2039 | 2040
| 0-73.2 MWh | 325.809 | 319.842 | 313.848 | 306.556 | 299.346 | 292.551 | 285.016 | 277.525 | 270.039 | 263.104 | 256.198 | 246.938 | 238.526 | 229.979 | 221.562 | 212.844 | 204.739 | 197.398 | 189.862 | 182.19 | 175.254 | 167.185 | 158.136
| 73.2-732 MWh | 50.819 | 51.373 | 51.862 | 51.121 | 50.168 | 48.968 | 47.334 | 46.014 | 44.649 | 43.245 | 41.868 | 40.739 | 40.036 | 39.557 | 39.179 | 38.763 | 38.778 | 38.893 | 39.416 | 40.447 | 41.044 | 41.573 | 42.811
| NDM > 732 MWh | 67.465 | 69.474 | 73.002 | 72.779 | 72.777 | 72.653 | 72.347 | 72.624 | 75.222 | 75.006 | 74.566 | 74.265 | 73.955 | 73.667 | 73.124 | 72.402 | 71.546 | 70.748 | 69.589 | 67.965 | 66.516 | 64.94 | 62.67
| Total NDM | 444.093 | 440.69 | 438.712 | 430.456 | 422.291 | 414.172 | 404.698 | 396.164 | 389.91 | 381.354 | 372.632 | 361.942 | 352.517 | 343.204 | 333.865 | 324.009 | 315.063 | 307.039 | 298.867 | 290.602 | 282.814 | 273.699 | 263.617
| Total DM | 100.568 | 97.061 | 93.285 | 93.257 | 92.625 | 91.687 | 90.465 | 89.28 | 85.153 | 84.437 | 83.893 | 83.356 | 83.243 | 82.956 | 82.7 | 82.202 | 81.695 | 81.285 | 80.645 | 79.705 | 78.805 | 77.81 | 76.293
| LDZ Shrinkage | 2.782 | 2.712 | 2.661 | 2.609 | 2.564 | 2.538 | 2.529 | 2.495 | 2.455 | 2.413 | 2.379 | 2.331 | 2.289 | 2.248 | 2.211 | 2.165 | 2.123 | 2.081 | 2.045 | 1.999 | 1.957 | 1.915 | 1.879
| Total LDZ | 547.443 | 540.463 | 534.659 | 526.322 | 517.481 | 508.397 | 497.692 | 487.938 | 477.519 | 468.204 | 458.904 | 447.629 | 438.049 | 428.408 | 418.776 | 408.375 | 398.881 | 390.405 | 381.557 | 372.305 | 363.576 | 353.424 | 341.788
| NTS Industrial | 22.324 | 21.538 | 20.736 | 20.008 | 19.411 | 18.788 | 18.126 | 17.717 | 17.404 | 17.106 | 16.913 | 16.838 | 16.955 | 17.012 | 17.054 | 17.006 | 17.031 | 17.056 | 17.055 | 16.986 | 16.915 | 16.773 | 16.549
| Exports to Ireland | 36.032 | 40.446 | 46.794 | 52.632 | 57.308 | 61.515 | 64.82 | 66.846 | 68.205 | 69.681 | 70.44 | 70.596 | 70.427 | 69.811 | 69.448 | 68.923 | 68.377 | 67.674 | 67.122 | 66 | 64.525 | 62.803 | 61.161
| NTS Power Generation | 204.081 | 172.212 | 137.472 | 122.853 | 108.592 | 107.086 | 101.484 | 87.394 | 66.554 | 57.666 | 53.929 | 47.047 | 45.964 | 46.734 | 30.544 | 28.303 | 21.834 | 17.317 | 15.133 | 13.039 | 11.908 | 11.884 | 12.056
| NTS Consumption | 262.437 | 234.196 | 205.001 | 195.493 | 185.311 | 187.389 | 184.429 | 171.956 | 152.162 | 144.453 | 141.282 | 134.48 | 133.347 | 133.557 | 117.047 | 114.233 | 107.242 | 102.047 | 99.31 | 96.025 | 93.348 | 91.46 | 89.766
| NTS Shrinkage | 3.338 | 3.237 | 3.092 | 2.986 | 2.908 | 2.869 | 2.828 | 2.746 | 2.64 | 2.565 | 2.523 | 2.453 | 2.404 | 2.358 | 2.28 | 2.212 | 2.154 | 2.102 | 2.061 | 2 | 1.955 | 1.902 | 1.856
| Total excluding IUK | 813.218 | 777.897 | 742.752 | 724.801 | 705.7 | 698.655 | 684.949 | 662.64 | 632.321 | 615.221 | 602.709 | 584.562 | 573.8 | 564.323 | 538.102 | 524.819 | 508.277 | 494.555 | 482.928 | 470.33 | 458.879 | 446.786 | 433.411
| IUK | 87.034 | 70.591 | 66.964 | 62.517 | 61.408 | 59.512 | 58.423 | 58.697 | 59.184 | 58.862 | 58.946 | 59.175 | 58.489 | 54.279 | 55.688 | 54.423 | 55.082 | 55.244 | 54.296 | 50.723 | 51.099 | 47.13 | 47.342
| Total including IUK | 900.251 | 848.488 | 809.717 | 787.318 | 767.107 | 758.167 | 743.372 | 721.337 | 691.505 | 674.084 | 661.656 | 643.737 | 632.289 | 618.602 | 593.79 | 579.243 | 563.358 | 549.799 | 537.224 | 521.053 | 509.977 | 493.916 | 480.753
A5.1B - Two Degrees: Annual demand
Source: National Grid
Calender year DS35
|  | 2018 | 2019 | 2020 | 2021 | 2022 | 2023 | 2024 | 2025 | 2026 | 2027 | 2028 | 2029 | 2030 | 2031 | 2032 | 2033 | 2034 | 2035 | 2036 | 2037 | 2038 | 2039 | 2040
| 0-73.2 MWh | 326.282 | 320.704 | 314.879 | 307.747 | 300.889 | 294.092 | 286.727 | 279.958 | 272.852 | 265.902 | 258.399 | 250.408 | 243.053 | 236.11 | 228.805 | 222.114 | 213.839 | 205.2 | 195.026 | 183.555 | 173.281 | 163.284 | 151.795
| 73.2-732 MWh | 50.93 | 51.617 | 52.275 | 51.774 | 51.13 | 50.398 | 49.545 | 48.658 | 47.75 | 46.821 | 45.87 | 45.009 | 43.944 | 43.096 | 42.058 | 40.955 | 39.434 | 37.809 | 35.731 | 33.285 | 31.178 | 29.084 | 26.502
| NDM > 732 MWh | 67.647 | 70.187 | 74.015 | 74.605 | 74.932 | 75.289 | 75.364 | 75.545 | 75.79 | 76.05 | 78.248 | 78.373 | 77.848 | 77.37 | 76.463 | 75.38 | 73.377 | 71.212 | 68.094 | 63.898 | 60.479 | 57.232 | 52.627
| Total NDM | 444.858 | 442.507 | 441.169 | 434.126 | 426.951 | 419.779 | 411.636 | 404.161 | 396.391 | 388.773 | 382.518 | 373.791 | 364.845 | 356.576 | 347.327 | 338.449 | 326.651 | 314.221 | 298.851 | 280.739 | 264.937 | 249.6 | 230.924
| Total DM | 100.727 | 97.018 | 93.43 | 93.023 | 92.75 | 92.12 | 91.845 | 91.534 | 91.264 | 91.016 | 88.266 | 88.411 | 88.091 | 87.721 | 86.928 | 85.934 | 84.02 | 82.03 | 78.957 | 74.576 | 71.196 | 67.984 | 63.135
| LDZ Shrinkage | 2.782 | 2.712 | 2.661 | 2.609 | 2.564 | 2.538 | 2.529 | 2.495 | 2.455 | 2.413 | 2.379 | 2.331 | 2.289 | 2.248 | 2.211 | 2.165 | 2.123 | 2.081 | 2.045 | 1.999 | 1.957 | 1.915 | 1.879
| Total LDZ | 548.368 | 542.237 | 537.261 | 529.758 | 522.266 | 514.436 | 506.01 | 498.19 | 490.111 | 482.201 | 473.163 | 464.533 | 455.225 | 446.545 | 436.466 | 426.547 | 412.794 | 398.333 | 379.853 | 357.314 | 338.091 | 319.5 | 295.938
| NTS Industrial | 22.374 | 21.71 | 21.045 | 20.442 | 19.998 | 19.663 | 19.471 | 19.391 | 19.414 | 19.49 | 19.665 | 20.272 | 23.674 | 28.275 | 35.285 | 43.455 | 56.199 | 70.53 | 89.846 | 114.272 | 135.36 | 156.432 | 183.509
| Exports to Ireland | 36.032 | 40.446 | 46.794 | 52.632 | 57.308 | 61.515 | 64.82 | 66.846 | 68.205 | 69.681 | 70.44 | 70.596 | 70.427 | 69.811 | 69.448 | 68.923 | 68.377 | 67.674 | 67.122 | 66 | 64.525 | 62.803 | 61.161
| NTS Power Generation | 202.633 | 165.672 | 130.679 | 98.092 | 84.949 | 77.458 | 75.658 | 69.855 | 51.003 | 47.147 | 25.03 | 20.956 | 27.294 | 30.269 | 33.058 | 32.706 | 34.857 | 34.411 | 34.305 | 35.373 | 34.981 | 36.302 | 35.211
| NTS Consumption | 261.039 | 227.828 | 198.517 | 171.167 | 162.255 | 158.636 | 159.949 | 156.092 | 138.622 | 136.318 | 115.135 | 111.823 | 121.394 | 128.355 | 137.791 | 145.084 | 159.433 | 172.615 | 191.274 | 215.645 | 234.865 | 255.537 | 279.88
| NTS Shrinkage | 3.344 | 3.223 | 3.089 | 2.981 | 2.901 | 2.845 | 2.814 | 2.75 | 2.659 | 2.608 | 2.519 | 2.447 | 2.437 | 2.432 | 2.437 | 2.423 | 2.426 | 2.427 | 2.434 | 2.441 | 2.446 | 2.454 | 2.471
| Total excluding IUK | 812.751 | 773.288 | 738.867 | 703.906 | 687.422 | 675.918 | 668.773 | 657.032 | 631.392 | 621.127 | 590.817 | 578.803 | 579.056 | 577.332 | 576.694 | 574.054 | 574.653 | 573.374 | 573.56 | 575.399 | 575.402 | 577.491 | 578.289
| IUK | 87.455 | 67.191 | 69.618 | 80.689 | 76.755 | 74.815 | 72.72 | 67.104 | 67.4 | 66.776 | 67.649 | 67.03 | 66.668 | 66.71 | 66.851 | 66.823 | 66.696 | 67.569 | 66.664 | 67.041 | 67.162 | 67.019 | 66.909
| Total including IUK | 900.206 | 840.479 | 808.485 | 784.595 | 764.176 | 750.733 | 741.492 | 724.137 | 698.792 | 687.903 | 658.466 | 645.834 | 645.724 | 644.042 | 643.544 | 640.878 | 641.349 | 640.943 | 640.224 | 642.441 | 642.564 | 644.51 | 645.198
A5.1C - Steady Progression: Annual demand
Source: National Grid
Calender year DS35
|  | 2018 | 2019 | 2020 | 2021 | 2022 | 2023 | 2024 | 2025 | 2026 | 2027 | 2028 | 2029 | 2030 | 2031 | 2032 | 2033 | 2034 | 2035 | 2036 | 2037 | 2038 | 2039 | 2040
| 0-73.2 MWh | 329.301 | 327.039 | 325.005 | 323.632 | 322.442 | 321.239 | 319.958 | 318.556 | 317.366 | 316.205 | 314.775 | 311.502 | 310.398 | 309.553 | 308.765 | 307.718 | 306.206 | 304.79 | 303.39 | 301.909 | 299.534 | 297.359 | 295.409
| 73.2-732 MWh | 51.027 | 53.096 | 53.256 | 54.042 | 54.197 | 54.462 | 54.551 | 54.5 | 54.319 | 54.104 | 53.807 | 53.373 | 53.199 | 53.152 | 53.296 | 53.556 | 54.237 | 54.958 | 56.31 | 58.566 | 60.312 | 62.337 | 65.504
| NDM > 732 MWh | 67.244 | 68.987 | 70.361 | 72.097 | 73.602 | 74.562 | 76.199 | 77.192 | 77.927 | 78.382 | 78.746 | 78.989 | 79.217 | 79.799 | 82.3 | 82.449 | 82.032 | 81.577 | 80.646 | 79.219 | 78.007 | 76.784 | 74.66
| Total NDM | 447.572 | 449.123 | 448.621 | 449.771 | 450.24 | 450.263 | 450.708 | 450.247 | 449.612 | 448.691 | 447.328 | 443.865 | 442.815 | 442.504 | 444.36 | 443.723 | 442.475 | 441.324 | 440.346 | 439.694 | 437.853 | 436.48 | 435.574
| Total DM | 100.809 | 99.597 | 97.673 | 96.527 | 95.116 | 94.565 | 93.149 | 92.266 | 91.757 | 91.593 | 91.544 | 91.413 | 91.4 | 90.983 | 87.826 | 87.556 | 87.158 | 86.663 | 85.99 | 85.07 | 84.2 | 83.402 | 82.054
| LDZ Shrinkage | 2.782 | 2.712 | 2.661 | 2.609 | 2.564 | 2.538 | 2.529 | 2.495 | 2.455 | 2.413 | 2.379 | 2.331 | 2.289 | 2.248 | 2.211 | 2.165 | 2.123 | 2.081 | 2.045 | 1.999 | 1.957 | 1.915 | 1.879
| Total LDZ | 551.164 | 551.431 | 548.955 | 548.907 | 547.92 | 547.366 | 546.386 | 545.008 | 543.825 | 542.696 | 541.251 | 537.609 | 536.503 | 535.735 | 534.397 | 533.443 | 531.756 | 530.068 | 528.381 | 526.762 | 524.01 | 521.798 | 519.507
| NTS Industrial | 22.867 | 22.676 | 21.76 | 21.124 | 20.632 | 20.235 | 19.946 | 19.623 | 19.394 | 19.252 | 19.14 | 19.02 | 19.015 | 19.017 | 19.037 | 18.983 | 18.95 | 18.911 | 18.914 | 18.858 | 18.818 | 18.771 | 18.717
| Exports to Ireland | 34.401 | 37.173 | 41.939 | 46.44 | 50.311 | 53.775 | 56.327 | 57.807 | 59.361 | 61.335 | 62.735 | 63.592 | 64.207 | 64.417 | 64.733 | 64.905 | 65.155 | 65.45 | 66.011 | 66.121 | 66.087 | 65.87 | 65.638
| NTS Power Generation | 210.137 | 190.576 | 174.49 | 156.123 | 129.639 | 138.756 | 121.007 | 112.998 | 102.33 | 99.346 | 102.782 | 103.918 | 116.161 | 101.976 | 80.273 | 67.596 | 58.87 | 50.906 | 48.693 | 44.286 | 39.131 | 45.874 | 45.927
| NTS Consumption | 267.405 | 250.425 | 238.188 | 223.687 | 200.582 | 212.766 | 197.281 | 190.428 | 181.085 | 179.933 | 184.657 | 186.53 | 199.383 | 185.41 | 164.043 | 151.484 | 142.975 | 135.267 | 133.619 | 129.265 | 124.036 | 130.515 | 130.281
| NTS Shrinkage | 3.377 | 3.357 | 3.3 | 3.241 | 3.166 | 3.192 | 3.17 | 3.143 | 3.11 | 3.094 | 3.111 | 3.098 | 3.131 | 3.075 | 2.982 | 2.939 | 2.908 | 2.873 | 2.864 | 2.836 | 2.794 | 2.778 | 2.775
| Total excluding IUK | 821.946 | 805.213 | 790.443 | 775.835 | 751.668 | 763.324 | 746.837 | 738.579 | 728.019 | 725.723 | 729.019 | 727.237 | 739.017 | 724.22 | 701.421 | 687.866 | 677.64 | 668.208 | 664.864 | 658.863 | 650.84 | 655.091 | 652.563
| IUK | 91.182 | 80.72 | 80.72 | 81.445 | 85.344 | 88.139 | 85.956 | 92.764 | 92.764 | 92.764 | 92.764 | 92.764 | 91.542 | 83.408 | 78.642 | 88.75 | 88.75 | 88.75 | 88.75 | 88.139 | 83.408 | 76.705 | 76.705
| Total including IUK | 913.128 | 885.933 | 871.162 | 857.28 | 837.012 | 851.463 | 832.793 | 831.343 | 820.783 | 818.488 | 821.783 | 820.002 | 830.559 | 807.628 | 780.063 | 776.616 | 766.39 | 756.958 | 753.614 | 747.003 | 734.248 | 731.796 | 729.268
A5.1D - Consumer Evolution: Annual demand
Source: National Grid
Calender year DS35
|  | 2018 | 2019 | 2020 | 2021 | 2022 | 2023 | 2024 | 2025 | 2026 | 2027 | 2028 | 2029 | 2030 | 2031 | 2032 | 2033 | 2034 | 2035 | 2036 | 2037 | 2038 | 2039 | 2040
| 0-73.2 MWh | 329.134 | 326.612 | 324.27 | 322.349 | 320.853 | 319.372 | 317.724 | 315.501 | 313.418 | 311.225 | 308.547 | 304.077 | 301.763 | 299.726 | 297.821 | 295.941 | 294.041 | 292.213 | 289.58 | 286.978 | 284.355 | 282.013 | 279.699
| 73.2-732 MWh | 50.958 | 52.957 | 53.044 | 53.736 | 53.77 | 53.851 | 53.677 | 53.282 | 52.922 | 52.524 | 52.031 | 51.386 | 51.016 | 50.772 | 50.625 | 50.564 | 50.878 | 51.219 | 52.256 | 54.23 | 55.749 | 57.505 | 60.337
| NDM > 732 MWh | 66.983 | 67.614 | 69.49 | 73.062 | 73.804 | 73.664 | 72.881 | 73.973 | 74.52 | 74.608 | 74.788 | 75.277 | 74.686 | 74.816 | 75.381 | 77.765 | 77.27 | 76.828 | 75.664 | 74.087 | 72.597 | 71.146 | 68.766
| Total NDM | 447.075 | 447.184 | 446.803 | 449.148 | 448.427 | 446.887 | 444.282 | 442.756 | 440.86 | 438.357 | 435.365 | 430.739 | 427.465 | 425.314 | 423.828 | 424.269 | 422.189 | 420.26 | 417.5 | 415.295 | 412.7 | 410.664 | 408.803
| Total DM | 100.86 | 100.872 | 98.3 | 94.692 | 93.976 | 94.154 | 95.228 | 93.609 | 92.958 | 92.877 | 92.676 | 91.741 | 92.219 | 91.763 | 90.579 | 86.83 | 86.175 | 84.957 | 84.008 | 82.772 | 81.743 | 80.69 | 79.187
| LDZ Shrinkage | 2.782 | 2.712 | 2.661 | 2.609 | 2.564 | 2.538 | 2.529 | 2.495 | 2.455 | 2.413 | 2.379 | 2.331 | 2.289 | 2.248 | 2.211 | 2.165 | 2.123 | 2.081 | 2.045 | 1.999 | 1.957 | 1.915 | 1.879
| Total LDZ | 550.717 | 550.767 | 547.765 | 546.449 | 544.967 | 543.58 | 542.039 | 538.86 | 536.273 | 533.647 | 530.42 | 524.812 | 521.972 | 519.325 | 516.618 | 513.263 | 510.487 | 507.298 | 503.553 | 500.065 | 496.401 | 493.27 | 489.868
| NTS Industrial | 22.876 | 22.751 | 21.891 | 21.197 | 20.627 | 20.22 | 19.927 | 19.58 | 19.353 | 19.206 | 19.098 | 18.985 | 18.961 | 18.95 | 18.969 | 18.897 | 18.838 | 18.765 | 18.747 | 18.68 | 18.633 | 18.568 | 18.504
| Exports to Ireland | 34.401 | 37.173 | 41.939 | 46.44 | 50.311 | 53.775 | 56.327 | 57.807 | 59.361 | 61.335 | 62.735 | 63.592 | 64.207 | 64.417 | 64.733 | 64.905 | 65.155 | 65.45 | 66.011 | 66.121 | 66.087 | 65.87 | 65.638
| NTS Power Generation | 208.969 | 202.441 | 173.316 | 124.222 | 125.805 | 128.94 | 153.387 | 132.054 | 123.732 | 126.815 | 128.471 | 122.16 | 154.001 | 155.048 | 140.789 | 110.13 | 106.827 | 86.086 | 76.697 | 65.549 | 70.004 | 65.816 | 57.393
| NTS Consumption | 266.246 | 262.365 | 237.145 | 191.859 | 196.744 | 202.935 | 229.64 | 209.441 | 202.447 | 207.356 | 210.304 | 204.737 | 237.168 | 238.416 | 224.491 | 193.932 | 190.82 | 170.302 | 161.455 | 150.35 | 154.723 | 150.253 | 141.535
| NTS Shrinkage | 3.372 | 3.39 | 3.316 | 3.15 | 3.138 | 3.15 | 3.233 | 3.159 | 3.103 | 3.104 | 3.119 | 3.085 | 3.188 | 3.222 | 3.196 | 3.099 | 3.081 | 3.033 | 3.027 | 2.97 | 2.955 | 2.929 | 2.868
| Total excluding IUK | 820.335 | 816.522 | 788.226 | 741.457 | 744.849 | 749.665 | 774.913 | 751.46 | 741.823 | 744.106 | 743.842 | 732.633 | 762.329 | 760.963 | 744.304 | 710.294 | 704.388 | 680.632 | 668.035 | 653.385 | 654.079 | 646.452 | 634.271
| IUK | 91.102 | 80.908 | 84.197 | 85.419 | 91.618 | 88.215 | 86.879 | 80.184 | 80.184 | 80.184 | 80.908 | 84.808 | 88.215 | 88.826 | 93.605 | 101.506 | 108.287 | 115.438 | 128.359 | 128.359 | 128.359 | 128.359 | 123.054
| Total including IUK | 911.436 | 897.43 | 872.423 | 826.877 | 836.466 | 837.88 | 861.792 | 831.644 | 822.007 | 824.29 | 824.75 | 817.441 | 850.543 | 849.789 | 837.909 | 811.8 | 812.675 | 796.07 | 796.394 | 781.744 | 782.438 | 774.811 | 757.326
A5.1E - Updated Forecast: Annual demand
Source: National Grid
Calender year DS35
|  | 2018 | 2019 | 2020 | 2021 | 2022
| 0-73.2 MWh | 2018: 329.213; 2019: 326.819; 2020: 324.632; 2021: 322.985; 2022: 321.643
| 73.2-732 MWh | 2018: 50.85; 2019: 51.539; 2020: 52.015; 2021: 52.422; 2022: 52.614
| NDM > 732 MWh | 2018: 67.229; 2019: 68.787; 2020: 70.441; 2021: 72.836; 2022: 74.254
| Total NDM | 2018: 447.291; 2019: 447.144; 2020: 447.088; 2021: 448.244; 2022: 448.511
| Total DM | 2018: 100.566; 2019: 97.777; 2020: 96.018; 2021: 93.876; 2022: 92.793
| LDZ Shrinkage | 2018: 2.782; 2019: 2.712; 2020: 2.661; 2021: 2.609; 2022: 2.564
| Total LDZ | 2018: 550.64; 2019: 547.633; 2020: 545.767; 2021: 544.729; 2022: 543.869
| NTS Industrial | 2018: 22.695; 2019: 22.116; 2020: 21.343; 2021: 20.725; 2022: 20.272
| Exports to Ireland | 2018: 35.519; 2019: 39.254; 2020: 44.821; 2021: 49.998; 2022: 54.091
| NTS Power Generation | 2018: 203.175; 2019: 175.48; 2020: 148.373; 2021: 117.677; 2022: 88.981
| NTS Consumption | 2018: 261.389; 2019: 236.85; 2020: 214.537; 2021: 188.399; 2022: 163.344
| NTS Shrinkage | 2018: 3.347; 2019: 3.269; 2020: 3.172; 2021: 3.06; 2022: 2.983
| Total excluding IUK | 2018: 815.375; 2019: 787.753; 2020: 763.476; 2021: 736.188; 2022: 710.196
| IUK | 2018: 87.199; 2019: 70.72; 2020: 70.992; 2021: 69.49; 2022: 78.763
| Total including IUK | 2018: 902.574; 2019: 858.473; 2020: 834.467; 2021: 805.677; 2022: 788.959
A5.1F - Community Renewables: 1 in 20 peak day undiversified demand
Source: National Grid
DS35 Peak
| National | 2018/19 | 2019/20 | 2020/21 | 2021/22 | 2022/23 | 2023/24 | 2024/25 | 2025/26 | 2026/27 | 2027/28 | 2028/29 | 2029/30 | 2030/31 | 2031/32 | 2032/33 | 2033/34 | 2034/35 | 2035/36 | 2036/37 | 2037/38 | 2038/39 | 2039/40 | 2040/41
| Scotland | 324.6 | 323 | 319.6 | 314.2 | 308.6 | 301.7 | 296 | 291.9 | 286.9 | 280.2 | 273.6 | 267.3 | 261.1 | 254.2 | 247.8 | 241.3 | 235.7 | 229.5 | 224.2 | 218.9 | 212.9 | 205 | 198.6
| Northern | 202.5 | 201.3 | 199.7 | 196.2 | 192.8 | 188.2 | 185 | 182.5 | 179.5 | 175.3 | 171.3 | 167.3 | 163.9 | 159.8 | 156.3 | 152.4 | 148.9 | 144.8 | 142.4 | 139.3 | 135.6 | 130.9 | 126.8
| North West | 473.8 | 469.2 | 464.9 | 456.5 | 448.5 | 437.5 | 430.1 | 424.1 | 416.8 | 406.9 | 397.8 | 388.5 | 379.5 | 369.8 | 361.3 | 352.2 | 344.1 | 334.8 | 328.5 | 321.2 | 312.6 | 301.6 | 292.9
| North East | 245.3 | 243.6 | 241.8 | 237.5 | 233.5 | 227.9 | 224.1 | 221.1 | 217.5 | 212.4 | 207.7 | 202.9 | 198.1 | 193.1 | 188.9 | 184.1 | 179.7 | 174.9 | 171.7 | 168.1 | 163.6 | 157.9 | 153.3
| East Midlands | 400.3 | 397.2 | 394 | 386.8 | 380.1 | 370.9 | 364.1 | 359.1 | 353.1 | 344.6 | 337.1 | 329.1 | 320.8 | 312.2 | 305.1 | 297.1 | 290.3 | 282 | 275.9 | 269.4 | 261.8 | 251.8 | 244.4
| West Midlands | 346.3 | 343.6 | 340.4 | 333.9 | 327.8 | 319.9 | 313.7 | 308.8 | 303.2 | 295.5 | 289 | 281.5 | 274 | 266.1 | 259.7 | 252.5 | 246.6 | 239.1 | 233.6 | 227.8 | 221.3 | 212.6 | 206.2
| Wales North | 42 | 41.8 | 41.4 | 40.6 | 39.9 | 38.9 | 38.2 | 37.6 | 37 | 36 | 35.2 | 34.4 | 33.6 | 32.7 | 31.9 | 31.1 | 30.4 | 29.6 | 29 | 28.3 | 27.5 | 26.6 | 25.8
| Wales South | 193.1 | 188.3 | 186.5 | 184.7 | 181.6 | 178 | 175.8 | 173.2 | 170.7 | 167.7 | 164.5 | 161.5 | 158.7 | 155.6 | 152.8 | 149.7 | 105.8 | 103 | 101 | 98.6 | 95.8 | 92.3 | 89.6
| Eastern | 315.4 | 312.6 | 309.6 | 304 | 298.7 | 291.1 | 286 | 281.3 | 276.1 | 269.3 | 263.2 | 256.6 | 250 | 242.8 | 237.1 | 230.7 | 225 | 218.5 | 213.7 | 208.6 | 202.7 | 195 | 189.2
| North Thames | 396.9 | 394 | 390.5 | 383.3 | 376.4 | 366.5 | 359.7 | 354 | 347.5 | 338.7 | 330.9 | 322.3 | 313.8 | 304.5 | 297.6 | 289.3 | 282 | 273.6 | 267.4 | 260.9 | 253.4 | 243.4 | 236.1
| South East | 433.1 | 428.2 | 423.5 | 416.1 | 408.2 | 397.7 | 390.8 | 383.5 | 375.9 | 367 | 358.1 | 349.1 | 339.9 | 329.8 | 300.6 | 291.7 | 283.8 | 274.9 | 268.2 | 261.3 | 253.5 | 243 | 235.3
| Southern | 306.7 | 304.2 | 301.3 | 296.2 | 290.7 | 283 | 281.9 | 260.4 | 252.3 | 246 | 239.6 | 233.3 | 227.3 | 220.4 | 215.2 | 209 | 203.4 | 197.3 | 193 | 188.3 | 183 | 175.7 | 170.2
| South West | 229.6 | 227.7 | 225.2 | 220.9 | 216.8 | 211.3 | 207.4 | 203.9 | 199.9 | 194.7 | 190.2 | 185.3 | 180.4 | 174.9 | 170.5 | 165.6 | 161.5 | 156.6 | 153 | 149.1 | 144.5 | 138.7 | 134.4
| Total LDZ | 3909 | 3875 | 3838 | 3771 | 3704 | 3612 | 3552 | 3481 | 3416 | 3334 | 3258 | 3179 | 3101 | 3016 | 2925 | 2847 | 2737 | 2659 | 2602 | 2540 | 2468 | 2375 | 2303
| NTS Industrial | 130 | 130 | 130 | 130 | 130 | 130 | 130 | 130 | 130 | 130 | 130 | 130 | 130 | 130 | 130 | 130 | 130 | 130 | 130 | 130 | 130 | 130 | 130
| NTS Power Generation | 1309 | 1215 | 1233 | 1233 | 1078 | 1112 | 1112 | 1010 | 952 | 904 | 863 | 815 | 789 | 905 | 948 | 902 | 855 | 743 | 743 | 743 | 703 | 703 | 620
| Exports via Moffat | 274 | 275 | 296 | 316 | 330 | 350 | 362 | 370 | 374 | 374 | 382 | 383 | 383 | 412 | 421 | 422 | 424 | 426 | 428 | 438 | 438 | 437 | 437
| Exports via IUK | 0 | 0 | 0 | 0 | 0 | 0 | 0 | 0 | 0 | 0 | 0 | 0 | 0 | 0 | 0 | 0 | 0 | 0 | 0 | 0 | 0 | 0 | 0
| Total NTS | 1713 | 1620 | 1659 | 1679 | 1538 | 1592 | 1604 | 1510 | 1456 | 1408 | 1375 | 1328 | 1302 | 1447 | 1499 | 1454 | 1409 | 1299 | 1301 | 1311 | 1271 | 1270 | 1187
| Total | 5622 | 5495 | 5497 | 5450 | 5242 | 5204 | 5156 | 4991 | 4872 | 4742 | 4633 | 4507 | 4403 | 4463 | 4424 | 4301 | 4146 | 3958 | 3903 | 3851 | 3739 | 3645 | 3490
A5.1G - Two Degrees: 1 in 20 peak day undiversified demand
Source: National Grid
DS35 Peak
| National | 2018/19 | 2019/20 | 2020/21 | 2021/22 | 2022/23 | 2023/24 | 2024/25 | 2025/26 | 2026/27 | 2027/28 | 2028/29 | 2029/30 | 2030/31 | 2031/32 | 2032/33 | 2033/34 | 2034/35 | 2035/36 | 2036/37 | 2037/38 | 2038/39 | 2039/40 | 2040/41
| Scotland | 325.6 | 324.6 | 322 | 317.5 | 312.6 | 306.7 | 302.1 | 297.4 | 292.1 | 287.1 | 282.6 | 276.9 | 271.3 | 264.3 | 258.6 | 251 | 242.6 | 231.9 | 219.6 | 207.5 | 196.7 | 182.8 | 171.5
| Northern | 203.1 | 202.2 | 201.1 | 198.1 | 195.2 | 191.2 | 188.8 | 186 | 183 | 179.8 | 177.1 | 173.3 | 170.3 | 166.1 | 163 | 158.3 | 153.1 | 146.3 | 139.6 | 132.5 | 126 | 117.6 | 110.7
| North West | 475.2 | 471.3 | 468.1 | 460.8 | 453.7 | 443.9 | 438.1 | 431.3 | 424 | 416 | 409.6 | 401 | 392.9 | 383.2 | 376 | 365.1 | 353.1 | 337.7 | 321.8 | 305.6 | 290.8 | 271.5 | 257
| North East | 246.1 | 244.7 | 243.4 | 239.8 | 236.2 | 231.2 | 228.1 | 224.7 | 220.9 | 216.7 | 213.5 | 209 | 204.7 | 199.6 | 196 | 190.2 | 184.1 | 176.2 | 168 | 159.9 | 152.5 | 142.7 | 135.4
| East Midlands | 401.6 | 399.1 | 396.9 | 390.8 | 384.8 | 376.8 | 371.4 | 365.5 | 359.5 | 352.8 | 347.9 | 340.4 | 333 | 324.3 | 318.3 | 308.5 | 298.3 | 284.4 | 269.6 | 255 | 241.7 | 224.1 | 211.3
| West Midlands | 347.5 | 345.3 | 342.9 | 337.3 | 331.8 | 324.9 | 319.9 | 314.2 | 308.5 | 302.3 | 297.9 | 290.9 | 284.3 | 276.3 | 271 | 262.4 | 253.7 | 241.5 | 228.6 | 215.9 | 204.6 | 189.5 | 178.5
| Wales North | 42.1 | 42 | 41.8 | 41.1 | 40.5 | 39.6 | 39.1 | 38.4 | 37.8 | 37.1 | 36.5 | 35.7 | 35 | 34.1 | 33.4 | 32.4 | 31.3 | 29.8 | 28.3 | 26.7 | 25.3 | 23.5 | 22.1
| Wales South | 193.4 | 189 | 187.2 | 185.5 | 182.6 | 179.4 | 177.5 | 174.9 | 172.3 | 169.6 | 167.3 | 164.6 | 122.3 | 117.5 | 115.1 | 111.6 | 108 | 103.3 | 98.5 | 93.6 | 89.1 | 83.4 | 79.1
| Eastern | 316.4 | 314 | 311.7 | 306.8 | 302 | 295.2 | 291.1 | 285.9 | 280.7 | 275 | 270.6 | 264.4 | 258.6 | 251.3 | 246.5 | 238.8 | 230.5 | 219.6 | 208.2 | 196.7 | 186.4 | 172.9 | 162.9
| North Thames | 398.2 | 396 | 393.4 | 387.3 | 381.2 | 372.4 | 367 | 360.3 | 353.8 | 346.9 | 341.4 | 333.4 | 325.8 | 316.4 | 310.6 | 300.6 | 289.8 | 275.7 | 260.7 | 245.8 | 232.6 | 214.8 | 201.8
| South East | 434.3 | 430 | 425.9 | 419.4 | 412.2 | 402.5 | 396.8 | 389.3 | 381.9 | 373.8 | 345.5 | 337.3 | 329.2 | 319.3 | 313.2 | 303 | 292.2 | 278.2 | 263.6 | 249.1 | 236.2 | 218.8 | 206.4
| Southern | 307.6 | 305.6 | 303.3 | 298.9 | 294 | 287.2 | 283.1 | 278.3 | 277 | 255.2 | 247.1 | 241.2 | 235.9 | 229.1 | 224.8 | 217.6 | 209.5 | 199.4 | 188.9 | 178.4 | 169 | 156.2 | 146.7
| South West | 230.3 | 228.8 | 226.8 | 223.1 | 219.4 | 214.6 | 211.5 | 207.6 | 203.6 | 199.2 | 196.2 | 191.6 | 187.3 | 181.9 | 178.2 | 172.5 | 166.5 | 158.5 | 150 | 141.6 | 133.9 | 123.9 | 116.5
| Total LDZ | 3921 | 3893 | 3864 | 3806 | 3746 | 3666 | 3614 | 3554 | 3495 | 3412 | 3333 | 3260 | 3151 | 3063 | 3005 | 2912 | 2813 | 2683 | 2545 | 2408 | 2285 | 2122 | 2000
| NTS Industrial | 131 | 131 | 131 | 131 | 131 | 131 | 131 | 131 | 131 | 131 | 131 | 131 | 131 | 131 | 131 | 131 | 131 | 131 | 131 | 131 | 131 | 131 | 131
| NTS Power Generation | 1309 | 1229 | 1233 | 1233 | 1015 | 1037 | 1025 | 1025 | 1025 | 1039 | 954 | 966 | 957 | 908 | 903 | 813 | 644 | 510 | 535 | 507 | 513 | 506 | 527
| Exports via Moffat | 274 | 275 | 296 | 316 | 330 | 350 | 362 | 370 | 374 | 374 | 382 | 383 | 383 | 412 | 421 | 422 | 424 | 426 | 428 | 438 | 438 | 437 | 437
| Exports via IUK | 0 | 0 | 0 | 0 | 0 | 0 | 0 | 0 | 0 | 0 | 0 | 0 | 0 | 0 | 0 | 0 | 0 | 0 | 0 | 0 | 0 | 0 | 0
| Total NTS | 1714 | 1635 | 1660 | 1680 | 1476 | 1518 | 1518 | 1526 | 1530 | 1544 | 1467 | 1480 | 1471 | 1451 | 1455 | 1366 | 1199 | 1067 | 1094 | 1076 | 1082 | 1074 | 1095
| Total | 5635 | 5528 | 5524 | 5486 | 5222 | 5184 | 5132 | 5080 | 5025 | 4956 | 4800 | 4740 | 4622 | 4514 | 4460 | 4278 | 4012 | 3750 | 3639 | 3484 | 3367 | 3196 | 3095
A5.1H - Steady Progression: 1 in 20 peak day undiversified demand
Source: National Grid
DS35 Peak
| National | 2018/19 | 2019/20 | 2020/21 | 2021/22 | 2022/23 | 2023/24 | 2024/25 | 2025/26 | 2026/27 | 2027/28 | 2028/29 | 2029/30 | 2030/31 | 2031/32 | 2032/33 | 2033/34 | 2034/35 | 2035/36 | 2036/37 | 2037/38 | 2038/39 | 2039/40 | 2040/41
| Scotland | 329.3 | 328.7 | 329.7 | 330.9 | 330.9 | 330.7 | 331.4 | 331.5 | 331 | 329.4 | 327.8 | 327 | 326.6 | 326.8 | 327.7 | 327 | 326.3 | 324.5 | 324.6 | 323.5 | 322.2 | 320.1 | 319.7
| Northern | 205.5 | 204.9 | 206 | 206.2 | 206.1 | 205.3 | 205.9 | 205.8 | 205.5 | 204.3 | 203.3 | 202.3 | 202.3 | 202.3 | 203 | 202.4 | 201.7 | 200.1 | 201 | 200.3 | 199.4 | 198 | 197.6
| North West | 481 | 477.7 | 480.2 | 480.6 | 480.3 | 478.5 | 479.9 | 479.7 | 479.1 | 476.1 | 474 | 472.5 | 471.5 | 471.7 | 473.4 | 472.1 | 470.7 | 467.5 | 469.1 | 467.6 | 465.6 | 462.5 | 462.7
| North East | 249 | 247.8 | 249.6 | 249.9 | 250 | 249.2 | 249.9 | 250.1 | 249.9 | 248.3 | 247.4 | 246.7 | 246 | 246.2 | 247.2 | 246.6 | 245.9 | 244.2 | 245.1 | 244.3 | 243.3 | 241.7 | 241.9
| East Midlands | 406.4 | 404.3 | 407 | 407.6 | 407.6 | 406.5 | 407.4 | 407.4 | 407.1 | 404.6 | 403.3 | 402 | 400.7 | 400.9 | 403 | 401.7 | 400.8 | 397.7 | 398.4 | 397 | 395.2 | 392.1 | 392.4
| West Midlands | 351.8 | 350 | 352.2 | 352.8 | 352.8 | 352.2 | 352.9 | 352.7 | 352.3 | 350.1 | 349.3 | 347.9 | 346.9 | 346.9 | 348.6 | 347.6 | 347.2 | 344.5 | 345.3 | 344.2 | 342.9 | 340.5 | 341.2
| Wales North | 42.6 | 42.5 | 42.7 | 42.8 | 42.7 | 42.6 | 42.7 | 42.7 | 42.6 | 42.3 | 42.1 | 41.9 | 41.8 | 41.9 | 42 | 41.9 | 41.8 | 41.5 | 41.6 | 41.5 | 41.3 | 41.1 | 41.1
| Wales South | 194.2 | 192.5 | 192.6 | 191.4 | 191.1 | 189.9 | 189.6 | 189.2 | 188.7 | 187.4 | 186.5 | 185.9 | 185.5 | 185.1 | 185.3 | 184.6 | 184 | 142.9 | 141.9 | 141.2 | 140.3 | 139.1 | 138.9
| Eastern | 320.4 | 318.8 | 320.7 | 321.2 | 321.2 | 319.9 | 320.8 | 320.5 | 320 | 318.1 | 317 | 315.9 | 315.1 | 314.6 | 316.2 | 315.4 | 314.5 | 312.2 | 313.1 | 312 | 310.9 | 308.9 | 309.4
| North Thames | 403.1 | 401.3 | 404.2 | 405.2 | 405.3 | 403.9 | 405.2 | 404.8 | 404.5 | 402 | 400.8 | 399.2 | 398.2 | 398.1 | 400.6 | 399.5 | 398.2 | 395.2 | 396.4 | 395.3 | 394.2 | 391.4 | 392.2
| South East | 440 | 437.6 | 439.2 | 439.7 | 439.2 | 436.8 | 437.9 | 437 | 436.1 | 433.6 | 431.6 | 430.2 | 429.1 | 427.9 | 408.2 | 407 | 405.6 | 402.7 | 403.9 | 402.4 | 401.2 | 398.3 | 399.2
| Southern | 311.4 | 310.1 | 311.9 | 312.6 | 312.3 | 310.8 | 311.6 | 311.1 | 311.1 | 309.5 | 307.8 | 306.7 | 310 | 292.7 | 291.2 | 290.4 | 289.2 | 287.2 | 288.4 | 287.8 | 287.2 | 285.3 | 285.7
| South West | 233.2 | 232.2 | 233.4 | 233.7 | 233.7 | 233 | 233.8 | 233.6 | 233.2 | 231.6 | 231 | 230.2 | 229.7 | 229.4 | 230.4 | 229.8 | 229.3 | 227.7 | 228.3 | 227.5 | 226.6 | 225.1 | 225.6
| Total LDZ | 3968 | 3948 | 3969 | 3975 | 3973 | 3959 | 3969 | 3966 | 3961 | 3937 | 3922 | 3908 | 3903 | 3884 | 3877 | 3866 | 3855 | 3788 | 3797 | 3785 | 3770 | 3744 | 3748
| NTS Industrial | 130 | 131 | 131 | 131 | 131 | 131 | 131 | 131 | 131 | 131 | 131 | 131 | 131 | 131 | 131 | 131 | 131 | 131 | 131 | 131 | 131 | 131 | 131
| NTS Power Generation | 1314 | 1328 | 1336 | 1321 | 1120 | 1144 | 1183 | 1203 | 1157 | 1254 | 1292 | 1384 | 1402 | 1406 | 1373 | 1277 | 1235 | 1254 | 1265 | 1313 | 1263 | 1310 | 1331
| Exports via Moffat | 274 | 275 | 296 | 316 | 330 | 350 | 362 | 370 | 374 | 374 | 382 | 383 | 383 | 412 | 421 | 422 | 424 | 426 | 428 | 438 | 438 | 437 | 437
| Exports via IUK | 0 | 0 | 0 | 0 | 0 | 0 | 0 | 0 | 0 | 0 | 0 | 0 | 0 | 0 | 0 | 0 | 0 | 0 | 0 | 0 | 0 | 0 | 0
| Total NTS | 1718 | 1734 | 1763 | 1768 | 1581 | 1625 | 1676 | 1704 | 1662 | 1759 | 1805 | 1898 | 1916 | 1949 | 1925 | 1830 | 1790 | 1811 | 1824 | 1882 | 1832 | 1878 | 1899
| Total | 5686 | 5682 | 5732 | 5743 | 5554 | 5584 | 5645 | 5670 | 5623 | 5696 | 5727 | 5806 | 5819 | 5833 | 5802 | 5696 | 5645 | 5599 | 5621 | 5667 | 5602 | 5622 | 5647
A5.1I -Consumer Evolution: 1 in 20 peak day undiversified demand
Source: National Grid
DS35 Peak
| National | 2018/19 | 2019/20 | 2020/21 | 2021/22 | 2022/23 | 2023/24 | 2024/25 | 2025/26 | 2026/27 | 2027/28 | 2028/29 | 2029/30 | 2030/31 | 2031/32 | 2032/33 | 2033/34 | 2034/35 | 2035/36 | 2036/37 | 2037/38 | 2038/39 | 2039/40 | 2040/41
| Scotland | 328.2 | 327.2 | 329.1 | 330.1 | 329.1 | 326.8 | 326 | 325.4 | 323.9 | 321.1 | 318.8 | 316.6 | 314.9 | 312.8 | 313.3 | 312.8 | 311.6 | 308.9 | 307.6 | 305.8 | 304 | 301.3 | 300.3
| Northern | 204.8 | 204.1 | 205.6 | 205.7 | 205 | 203.2 | 202.9 | 202.4 | 201.6 | 199.7 | 198.2 | 196.4 | 195.6 | 194.3 | 194.9 | 194.3 | 193.3 | 191.2 | 191.2 | 190.2 | 189 | 187.3 | 186.4
| North West | 479.5 | 475.8 | 479.4 | 479.4 | 477.8 | 473.4 | 473 | 471.8 | 469.7 | 465.1 | 461.9 | 458.4 | 455.8 | 452.7 | 454.2 | 452.9 | 450.8 | 446.2 | 446 | 443.6 | 441 | 437.2 | 436.3
| North East | 248.2 | 246.8 | 249.1 | 249.3 | 248.7 | 246.5 | 246.2 | 245.8 | 244.9 | 242.5 | 241 | 239.3 | 237.7 | 236.2 | 237.1 | 236.5 | 235.4 | 233 | 232.9 | 231.7 | 230.3 | 228.3 | 228
| East Midlands | 405.1 | 402.4 | 406.2 | 406.7 | 405.4 | 401.8 | 401.1 | 400.2 | 398.6 | 394.7 | 392.4 | 389.4 | 386.6 | 383.8 | 385.8 | 384.6 | 383.1 | 378.7 | 377.9 | 375.7 | 373.3 | 369.6 | 369
| West Midlands | 350.6 | 348.3 | 351.4 | 351.8 | 350.7 | 347.9 | 347.1 | 346.1 | 344.5 | 341.1 | 339.3 | 336.4 | 334 | 331.4 | 333 | 331.9 | 330.9 | 327.1 | 326.5 | 324.6 | 322.8 | 319.9 | 319.7
| Wales North | 42.5 | 42.3 | 42.7 | 42.7 | 42.5 | 42 | 42 | 41.9 | 41.6 | 41.2 | 40.9 | 40.6 | 40.3 | 40 | 40.2 | 40.1 | 39.9 | 39.4 | 39.4 | 39.2 | 39 | 38.6 | 38.5
| Wales South | 194.1 | 193.2 | 191.5 | 190.1 | 189.4 | 189.5 | 188.8 | 187.1 | 186.4 | 185.2 | 182.9 | 182.1 | 181.8 | 180 | 179.6 | 179.2 | 178.3 | 176.7 | 176.4 | 175.4 | 174.3 | 172.8 | 172.4
| Eastern | 319.4 | 317.5 | 320 | 320.2 | 319.4 | 316.5 | 316.3 | 315.1 | 313.7 | 310.7 | 308.7 | 306.3 | 304.3 | 301.8 | 303.1 | 302.1 | 300.8 | 297.5 | 297.2 | 295.5 | 294 | 291.4 | 291.3
| North Thames | 401.7 | 399.4 | 403.4 | 404.1 | 403 | 399 | 398.7 | 397.3 | 395.6 | 391.7 | 389.4 | 386.1 | 383.5 | 380.3 | 382.8 | 381.6 | 379.8 | 375.4 | 375 | 373 | 371.3 | 367.9 | 367.7
| South East | 439.2 | 436.6 | 437.8 | 438.1 | 436.7 | 432.9 | 432.4 | 430.4 | 428.3 | 424.2 | 420.9 | 417.9 | 415.3 | 411.6 | 412.9 | 411.4 | 387.8 | 383.6 | 383.1 | 380.9 | 379.2 | 375.7 | 375.8
| Southern | 310.5 | 308.9 | 311.2 | 311.7 | 310.6 | 307.5 | 307.1 | 305.9 | 304.9 | 302.2 | 299.7 | 297.2 | 295.4 | 297 | 281.4 | 277.4 | 275.8 | 272.8 | 272.7 | 271.6 | 270.5 | 268.2 | 267.9
| South West | 232.5 | 231.1 | 232.8 | 233.1 | 232.4 | 230.4 | 230.2 | 229.4 | 228.2 | 225.8 | 224.5 | 222.8 | 221.4 | 219.4 | 220.3 | 219.6 | 218.8 | 216.4 | 216.1 | 214.8 | 213.6 | 211.7 | 211.7
| Total LDZ | 3956 | 3934 | 3960 | 3963 | 3951 | 3917 | 3912 | 3899 | 3882 | 3845 | 3818 | 3789 | 3767 | 3741 | 3738 | 3724 | 3686 | 3647 | 3642 | 3622 | 3602 | 3570 | 3565
| NTS Industrial | 131 | 131 | 131 | 131 | 131 | 131 | 131 | 131 | 131 | 131 | 131 | 131 | 131 | 131 | 131 | 131 | 131 | 131 | 131 | 131 | 131 | 131 | 131
| NTS Power Generation | 1312 | 1229 | 1233 | 1239 | 1206 | 1202 | 1227 | 1177 | 1173 | 1185 | 1171 | 1184 | 1237 | 1271 | 1213 | 1103 | 1088 | 1014 | 1033 | 994 | 994 | 952 | 951
| Exports via Moffat | 274 | 275 | 296 | 316 | 330 | 350 | 362 | 370 | 374 | 374 | 382 | 383 | 383 | 412 | 421 | 422 | 424 | 426 | 428 | 438 | 438 | 437 | 437
| Exports via IUK | 0 | 0 | 0 | 0 | 0 | 0 | 0 | 0 | 0 | 0 | 0 | 0 | 0 | 0 | 0 | 0 | 0 | 0 | 0 | 0 | 0 | 0 | 0
| Total NTS | 1717 | 1635 | 1660 | 1686 | 1667 | 1683 | 1720 | 1678 | 1678 | 1690 | 1684 | 1698 | 1751 | 1814 | 1765 | 1656 | 1643 | 1571 | 1592 | 1563 | 1563 | 1520 | 1519
| Total | 5673 | 5569 | 5620 | 5649 | 5618 | 5600 | 5632 | 5577 | 5560 | 5535 | 5502 | 5487 | 5518 | 5555 | 5503 | 5380 | 5329 | 5218 | 5234 | 5185 | 5165 | 5090 | 5084
A5.1J -Updated Forecast: 1 in 20 peak day undiversified demand
Source: National Grid
DS35 Peak
| National | 2018/19: 2018/19; 2019/20: 2019/20; 2020/21: 2020/21; 2021/22: 2021/22; 2022/23: 2022/23
| Scotland | 2018/19: 336.9; 2019/20: 336.1; 2020/21: 337.3; 2021/22: 338.6; 2022/23: 337.8
| Northern | 2018/19: 210.4; 2019/20: 209.7; 2020/21: 210.9; 2021/22: 211.3; 2022/23: 210.7
| North West | 2018/19: 486.2; 2019/20: 482.8; 2020/21: 485.5; 2021/22: 485.8; 2022/23: 484.4
| North East | 2018/19: 249.3; 2019/20: 248.1; 2020/21: 250; 2021/22: 250.4; 2022/23: 249.9
| East Midlands | 2018/19: 408.1; 2019/20: 405.8; 2020/21: 408.7; 2021/22: 409.6; 2022/23: 408.5
| West Midlands | 2018/19: 353.1; 2019/20: 351.2; 2020/21: 353.5; 2021/22: 354.2; 2022/23: 353.1
| Wales North | 2018/19: 42.2; 2019/20: 42; 2020/21: 42.3; 2021/22: 42.4; 2022/23: 42.2
| Wales South | 2018/19: 195.8; 2019/20: 194.3; 2020/21: 193.8; 2021/22: 192.5; 2022/23: 192.5
| Eastern | 2018/19: 319.7; 2019/20: 318.1; 2020/21: 320.1; 2021/22: 320.6; 2022/23: 319.9
| North Thames | 2018/19: 404.8; 2019/20: 402.7; 2020/21: 405.9; 2021/22: 406.9; 2022/23: 406
| South East | 2018/19: 439.8; 2019/20: 437.3; 2020/21: 438.9; 2021/22: 439.4; 2022/23: 438.1
| Southern | 2018/19: 310.4; 2019/20: 309; 2020/21: 310.8; 2021/22: 311.4; 2022/23: 312.5
| South West | 2018/19: 233.4; 2019/20: 232.2; 2020/21: 233.5; 2021/22: 233.9; 2022/23: 233.3
| Total LDZ | 2018/19: 3990; 2019/20: 3969; 2020/21: 3991; 2021/22: 3997; 2022/23: 3989
| NTS Industrial | 2018/19: 130; 2019/20: 130; 2020/21: 130; 2021/22: 130; 2022/23: 130
| NTS Power Generation | 2018/19: 1355; 2019/20: 1357; 2020/21: 1355; 2021/22: 1332; 2022/23: 1171
| Exports via Moffat | 2018/19: 274; 2019/20: 275; 2020/21: 296; 2021/22: 316; 2022/23: 330
| Exports via IUK | 2018/19: 0; 2019/20: 0; 2020/21: 0; 2021/22: 0; 2022/23: 0
| Total NTS | 2018/19: 1759; 2019/20: 1762; 2020/21: 1781; 2021/22: 1778; 2022/23: 1631
| Total | 2018/19: 5749; 2019/20: 5731; 2020/21: 5772; 2021/22: 5775; 2022/23: 5620
A5.1K - Community Renewables: 1 in 20 peak day diversified demand
Source: National Grid
DS35 Using Power High Case
| Diversified Peak | 2018/19 | 2019/20 | 2020/21 | 2021/22 | 2022/23 | 2023/24 | 2024/25 | 2025/26 | 2026/27 | 2027/28 | 2028/29 | 2029/30 | 2030/31 | 2031/32 | 2032/33 | 2033/34 | 2034/35 | 2035/36 | 2036/37 | 2037/38 | 2038/39 | 2039/40 | 2040/41
| 0-73.2 MWh | 2576 | 2502 | 2450 | 2387 | 2329 | 2263 | 2211 | 2146 | 2089 | 2021 | 1958 | 1892 | 1822 | 1747 | 1693 | 1627 | 1595 | 1529 | 1474 | 1418 | 1356 | 1278 | 1217
| 73.2-732 MWh | 387 | 388 | 387 | 381 | 374 | 356 | 347 | 338 | 327 | 316 | 308 | 301 | 296 | 292 | 293 | 292 | 297 | 299 | 306 | 313 | 316 | 324 | 330
| NDM > 732 MWh | 409 | 427 | 435 | 435 | 436 | 429 | 428 | 441 | 446 | 444 | 443 | 441 | 438 | 433 | 435 | 430 | 430 | 423 | 413 | 406 | 397 | 383 | 373
| Total NDM | 3372 | 3317 | 3272 | 3203 | 3139 | 3048 | 2986 | 2924 | 2862 | 2781 | 2709 | 2634 | 2556 | 2472 | 2422 | 2349 | 2322 | 2250 | 2193 | 2137 | 2069 | 1984 | 1921
| Total DM | 418 | 420 | 425 | 425 | 424 | 421 | 424 | 412 | 411 | 409 | 407 | 406 | 407 | 406 | 385 | 383 | 339 | 335 | 335 | 333 | 329 | 323 | 318
| LDZ Shrinkage | 8 | 7 | 7 | 7 | 7 | 7 | 7 | 7 | 7 | 7 | 6 | 6 | 6 | 6 | 6 | 6 | 6 | 6 | 6 | 5 | 5 | 5 | 5
| Total LDZ | 3798 | 3745 | 3705 | 3635 | 3570 | 3476 | 3417 | 3343 | 3280 | 3196 | 3123 | 3046 | 2969 | 2885 | 2812 | 2737 | 2667 | 2591 | 2534 | 2475 | 2403 | 2312 | 2244
| NTS Industrial | 67 | 65 | 62 | 60 | 58 | 56 | 54 | 53 | 52 | 51 | 51 | 51 | 51 | 51 | 51 | 51 | 52 | 52 | 52 | 52 | 51 | 51 | 50
| Exports to Ireland | 274 | 275 | 296 | 316 | 330 | 350 | 362 | 370 | 374 | 374 | 382 | 383 | 383 | 412 | 421 | 422 | 424 | 426 | 428 | 438 | 438 | 437 | 437
| NTS Power Generation | 958 | 881 | 840 | 819 | 781 | 758 | 758 | 658 | 606 | 592 | 538 | 506 | 516 | 521 | 475 | 425 | 356 | 313 | 314 | 290 | 275 | 272 | 242
| NTS Consumption | 1299 | 1220 | 1198 | 1195 | 1168 | 1164 | 1174 | 1081 | 1032 | 1017 | 971 | 940 | 950 | 984 | 948 | 898 | 832 | 790 | 794 | 780 | 764 | 760 | 729
| NTS Shrinkage | 9 | 9 | 8 | 8 | 8 | 8 | 8 | 7 | 7 | 7 | 7 | 7 | 7 | 6 | 6 | 6 | 6 | 6 | 6 | 5 | 5 | 5 | 5
| Total excluding IUK | 5106 | 4974 | 4911 | 4838 | 4746 | 4647 | 4599 | 4431 | 4319 | 4220 | 4100 | 3993 | 3925 | 3875 | 3766 | 3642 | 3504 | 3387 | 3333 | 3260 | 3173 | 3078 | 2978
| IUK | 0 | 0 | 0 | 0 | 0 | 0 | 0 | 0 | 0 | 0 | 0 | 0 | 0 | 0 | 0 | 0 | 0 | 0 | 0 | 0 | 0 | 0 | 0
| Total including IUK | 5106 | 4974 | 4911 | 4838 | 4746 | 4647 | 4599 | 4431 | 4319 | 4220 | 4100 | 3993 | 3925 | 3875 | 3766 | 3642 | 3504 | 3387 | 3333 | 3260 | 3173 | 3078 | 2978
| Total Undiversified | 5622 | 5495 | 5497 | 5450 | 5242 | 5204 | 5156 | 4991 | 4872 | 4742 | 4633 | 4507 | 4403 | 4463 | 4424 | 4301 | 4146 | 3958 | 3903 | 3851 | 3739 | 3645 | 3490
| Low power | 305 | 235 | 242 | 222 | 211 | 193 | 193 | 136 | 124 | 118 | 115 | 112 | 111 | 81 | 68 | 59 | 50 | 47 | 44 | 41 | 43 | 39 | 40
| High power | 958 | 881 | 840 | 819 | 795 | 772 | 758 | 658 | 606 | 592 | 538 | 506 | 516 | 521 | 475 | 425 | 356 | 313 | 314 | 290 | 275 | 272 | 242
| Diversified Total + High Power | 5106 | 4974 | 4911 | 4838 | 4746 | 4647 | 4599 | 4431 | 4319 | 4220 | 4100 | 3993 | 3925 | 3875 | 3766 | 3642 | 3504 | 3387 | 3333 | 3260 | 3173 | 3078 | 2978
| Diversified Total + Low Power | 4453 | 4328 | 4313 | 4241 | 4176 | 4082 | 4034 | 3909 | 3837 | 3746 | 3677 | 3599 | 3520 | 3435 | 3359 | 3276 | 3198 | 3121 | 3063 | 3011 | 2941 | 2845 | 2776
A5.1L - Two Degrees: 1 in 20 peak day diversified demand
Source: National Grid
DS35 Using Power High Case
| Diversified Peak | 2018/19 | 2019/20 | 2020/21 | 2021/22 | 2022/23 | 2023/24 | 2024/25 | 2025/26 | 2026/27 | 2027/28 | 2028/29 | 2029/30 | 2030/31 | 2031/32 | 2032/33 | 2033/34 | 2034/35 | 2035/36 | 2036/37 | 2037/38 | 2038/39 | 2039/40 | 2040/41
| 0-73.2 MWh | 2581 | 2509 | 2456 | 2395 | 2337 | 2270 | 2223 | 2166 | 2111 | 2034 | 1996 | 1938 | 1907 | 1842 | 1794 | 1731 | 1664 | 1580 | 1497 | 1412 | 1329 | 1230 | 1158
| 73.2-732 MWh | 388 | 391 | 391 | 386 | 382 | 371 | 367 | 360 | 353 | 346 | 342 | 334 | 331 | 322 | 317 | 306 | 294 | 278 | 259 | 243 | 228 | 207 | 193
| NDM > 732 MWh | 412 | 432 | 444 | 446 | 450 | 446 | 448 | 449 | 450 | 462 | 470 | 467 | 468 | 461 | 460 | 449 | 437 | 419 | 394 | 372 | 354 | 326 | 306
| Total NDM | 3382 | 3331 | 3291 | 3228 | 3169 | 3087 | 3038 | 2974 | 2913 | 2842 | 2808 | 2738 | 2706 | 2625 | 2571 | 2486 | 2394 | 2277 | 2150 | 2026 | 1912 | 1764 | 1657
| Total DM | 420 | 423 | 428 | 430 | 430 | 428 | 429 | 431 | 435 | 421 | 399 | 398 | 358 | 354 | 352 | 347 | 340 | 331 | 322 | 312 | 303 | 290 | 280
| LDZ Shrinkage | 8 | 7 | 7 | 7 | 7 | 7 | 7 | 7 | 7 | 7 | 6 | 6 | 6 | 6 | 6 | 6 | 6 | 6 | 6 | 5 | 5 | 5 | 5
| Total LDZ | 3809 | 3761 | 3726 | 3665 | 3606 | 3523 | 3474 | 3411 | 3355 | 3270 | 3213 | 3142 | 3070 | 2985 | 2929 | 2839 | 2740 | 2613 | 2477 | 2344 | 2220 | 2060 | 1942
| NTS Industrial | 68 | 65 | 63 | 61 | 60 | 59 | 59 | 58 | 59 | 59 | 59 | 66 | 77 | 94 | 114 | 145 | 182 | 228 | 291 | 354 | 409 | 477 | 542
| Exports to Ireland | 274 | 275 | 296 | 316 | 330 | 350 | 362 | 370 | 374 | 374 | 382 | 383 | 383 | 412 | 421 | 422 | 424 | 426 | 428 | 438 | 438 | 437 | 437
| NTS Power Generation | 939 | 868 | 771 | 745 | 693 | 661 | 661 | 601 | 587 | 536 | 438 | 458 | 476 | 479 | 474 | 468 | 382 | 350 | 375 | 394 | 388 | 389 | 417
| NTS Consumption | 1281 | 1208 | 1130 | 1123 | 1083 | 1071 | 1081 | 1029 | 1020 | 968 | 879 | 908 | 936 | 986 | 1009 | 1035 | 988 | 1004 | 1094 | 1186 | 1234 | 1304 | 1396
| NTS Shrinkage | 9 | 9 | 8 | 8 | 8 | 8 | 8 | 7 | 7 | 7 | 7 | 7 | 7 | 7 | 7 | 7 | 7 | 7 | 7 | 7 | 7 | 7 | 7
| Total excluding IUK | 5099 | 4978 | 4865 | 4796 | 4696 | 4601 | 4563 | 4448 | 4382 | 4245 | 4099 | 4057 | 4013 | 3977 | 3945 | 3880 | 3735 | 3624 | 3578 | 3536 | 3462 | 3370 | 3345
| IUK | 0 | 0 | 0 | 0 | 0 | 0 | 0 | 0 | 0 | 0 | 0 | 0 | 0 | 0 | 0 | 0 | 0 | 0 | 0 | 0 | 0 | 0 | 0
| Total including IUK | 5099 | 4978 | 4865 | 4796 | 4696 | 4601 | 4563 | 4448 | 4382 | 4245 | 4099 | 4057 | 4013 | 3977 | 3945 | 3880 | 3735 | 3624 | 3578 | 3536 | 3462 | 3370 | 3345
| Total Undiversified | 5635 | 5528 | 5524 | 5486 | 5222 | 5184 | 5132 | 5080 | 5025 | 4956 | 4800 | 4740 | 4622 | 4514 | 4460 | 4278 | 4012 | 3750 | 3639 | 3484 | 3367 | 3196 | 3095
| Low power | 289 | 222 | 197 | 177 | 166 | 149 | 147 | 120 | 117 | 83 | 61 | 73 | 79 | 86 | 82 | 83 | 82 | 80 | 84 | 86 | 91 | 84 | 89
| High power | 939 | 868 | 771 | 745 | 718 | 677 | 661 | 601 | 587 | 536 | 438 | 458 | 476 | 479 | 474 | 468 | 382 | 350 | 375 | 394 | 388 | 389 | 417
| Diversified Total + High Power | 5099 | 4978 | 4865 | 4796 | 4696 | 4601 | 4563 | 4448 | 4382 | 4245 | 4099 | 4057 | 4013 | 3977 | 3945 | 3880 | 3735 | 3624 | 3578 | 3536 | 3462 | 3370 | 3345
| Diversified Total + Low Power | 4449 | 4332 | 4291 | 4228 | 4169 | 4089 | 4049 | 3967 | 3912 | 3792 | 3722 | 3672 | 3616 | 3584 | 3553 | 3495 | 3435 | 3354 | 3287 | 3228 | 3165 | 3065 | 3017
A5.1M - Steady Progression: 1 in 20 peak day diversified demand
Source: National Grid
DS35 Using Power High Case
| Diversified Peak | 2018/19 | 2019/20 | 2020/21 | 2021/22 | 2022/23 | 2023/24 | 2024/25 | 2025/26 | 2026/27 | 2027/28 | 2028/29 | 2029/30 | 2030/31 | 2031/32 | 2032/33 | 2033/34 | 2034/35 | 2035/36 | 2036/37 | 2037/38 | 2038/39 | 2039/40 | 2040/41
| 0-73.2 MWh | 2627 | 2593 | 2586 | 2566 | 2548 | 2528 | 2523 | 2509 | 2501 | 2475 | 2463 | 2455 | 2444 | 2425 | 2439 | 2426 | 2414 | 2425 | 2425 | 2408 | 2386 | 2358 | 2359
| 73.2-732 MWh | 399 | 398 | 406 | 408 | 412 | 407 | 408 | 408 | 407 | 404 | 401 | 398 | 397 | 397 | 403 | 409 | 413 | 422 | 440 | 456 | 470 | 492 | 510
| NDM > 732 MWh | 408 | 413 | 425 | 436 | 445 | 447 | 455 | 461 | 465 | 468 | 469 | 469 | 470 | 481 | 494 | 493 | 490 | 485 | 478 | 473 | 467 | 454 | 445
| Total NDM | 3434 | 3405 | 3417 | 3410 | 3405 | 3382 | 3387 | 3378 | 3372 | 3346 | 3333 | 3322 | 3310 | 3303 | 3336 | 3327 | 3317 | 3332 | 3344 | 3336 | 3323 | 3304 | 3314
| Total DM | 418 | 419 | 423 | 425 | 427 | 428 | 429 | 431 | 433 | 431 | 432 | 431 | 435 | 422 | 400 | 399 | 397 | 353 | 351 | 348 | 345 | 340 | 335
| LDZ Shrinkage | 8 | 7 | 7 | 7 | 7 | 7 | 7 | 7 | 7 | 7 | 6 | 6 | 6 | 6 | 6 | 6 | 6 | 6 | 6 | 5 | 5 | 5 | 5
| Total LDZ | 3860 | 3831 | 3848 | 3842 | 3839 | 3816 | 3823 | 3816 | 3811 | 3785 | 3771 | 3759 | 3752 | 3731 | 3742 | 3732 | 3720 | 3691 | 3701 | 3690 | 3674 | 3650 | 3655
| NTS Industrial | 70 | 68 | 65 | 63 | 62 | 61 | 60 | 59 | 58 | 58 | 57 | 57 | 57 | 57 | 57 | 57 | 57 | 57 | 57 | 57 | 57 | 56 | 56
| Exports to Ireland | 274 | 275 | 296 | 316 | 330 | 350 | 362 | 370 | 374 | 374 | 382 | 383 | 383 | 412 | 421 | 422 | 424 | 426 | 428 | 438 | 438 | 437 | 437
| NTS Power Generation | 1016 | 1014 | 983 | 880 | 884 | 846 | 855 | 872 | 838 | 857 | 819 | 884 | 883 | 873 | 768 | 665 | 589 | 576 | 555 | 560 | 572 | 569 | 605
| NTS Consumption | 1360 | 1357 | 1344 | 1260 | 1276 | 1257 | 1276 | 1301 | 1270 | 1288 | 1258 | 1325 | 1322 | 1343 | 1246 | 1145 | 1070 | 1059 | 1039 | 1054 | 1066 | 1062 | 1098
| NTS Shrinkage | 9 | 9 | 9 | 9 | 9 | 9 | 9 | 9 | 8 | 8 | 9 | 8 | 9 | 8 | 8 | 8 | 8 | 8 | 8 | 8 | 8 | 8 | 8
| Total excluding IUK | 5229 | 5197 | 5200 | 5111 | 5123 | 5082 | 5108 | 5125 | 5090 | 5082 | 5038 | 5092 | 5083 | 5082 | 4997 | 4885 | 4798 | 4758 | 4748 | 4752 | 4748 | 4719 | 4760
| IUK | 0 | 0 | 0 | 0 | 0 | 0 | 0 | 0 | 0 | 0 | 0 | 0 | 0 | 0 | 0 | 0 | 0 | 0 | 0 | 0 | 0 | 0 | 0
| Total including IUK | 5229 | 5197 | 5200 | 5111 | 5123 | 5082 | 5108 | 5125 | 5090 | 5082 | 5038 | 5092 | 5083 | 5082 | 4997 | 4885 | 4798 | 4758 | 4748 | 4752 | 4748 | 4719 | 4760
| Total Undiversified | 5686 | 5682 | 5732 | 5743 | 5554 | 5584 | 5645 | 5670 | 5623 | 5696 | 5727 | 5806 | 5819 | 5833 | 5802 | 5696 | 5645 | 5599 | 5621 | 5667 | 5602 | 5622 | 5647
| Low power | 332 | 294 | 282 | 252 | 254 | 252 | 259 | 244 | 232 | 235 | 236 | 246 | 218 | 161 | 141 | 121 | 106 | 98 | 93 | 86 | 105 | 105 | 135
| High power | 1016 | 1014 | 983 | 880 | 884 | 846 | 855 | 872 | 838 | 857 | 839 | 884 | 883 | 873 | 768 | 665 | 600 | 578 | 555 | 560 | 572 | 569 | 605
| Diversified Total + High Power | 5229 | 5197 | 5200 | 5111 | 5123 | 5082 | 5108 | 5125 | 5090 | 5082 | 5038 | 5092 | 5083 | 5082 | 4997 | 4885 | 4798 | 4758 | 4748 | 4752 | 4748 | 4719 | 4760
| Diversified Total + Low Power | 4545 | 4477 | 4499 | 4483 | 4493 | 4488 | 4512 | 4497 | 4484 | 4460 | 4455 | 4454 | 4418 | 4370 | 4370 | 4341 | 4315 | 4280 | 4286 | 4278 | 4281 | 4255 | 4290
A5.1N - Consumer Evolution: 1 in 20 peak day diversified demand
Source: National Grid
DS35 Using Power High Case
| Diversified Peak | 2018/19 | 2019/20 | 2020/21 | 2021/22 | 2022/23 | 2023/24 | 2024/25 | 2025/26 | 2026/27 | 2027/28 | 2028/29 | 2029/30 | 2030/31 | 2031/32 | 2032/33 | 2033/34 | 2034/35 | 2035/36 | 2036/37 | 2037/38 | 2038/39 | 2039/40 | 2040/41
| 0-73.2 MWh | 2629 | 2593 | 2574 | 2549 | 2533 | 2519 | 2511 | 2488 | 2473 | 2440 | 2416 | 2398 | 2379 | 2348 | 2337 | 2321 | 2323 | 2292 | 2281 | 2261 | 2237 | 2207 | 2205
| 73.2-732 MWh | 398 | 397 | 403 | 404 | 408 | 402 | 401 | 399 | 397 | 392 | 386 | 383 | 381 | 379 | 380 | 383 | 384 | 388 | 404 | 416 | 429 | 448 | 464
| NDM > 732 MWh | 402 | 407 | 428 | 439 | 442 | 432 | 437 | 442 | 444 | 444 | 447 | 445 | 443 | 443 | 461 | 464 | 460 | 452 | 444 | 436 | 430 | 416 | 404
| Total NDM | 3429 | 3397 | 3405 | 3392 | 3383 | 3353 | 3349 | 3330 | 3314 | 3276 | 3250 | 3225 | 3203 | 3170 | 3178 | 3167 | 3167 | 3133 | 3128 | 3113 | 3095 | 3071 | 3073
| Total DM | 417 | 418 | 423 | 425 | 425 | 424 | 423 | 424 | 425 | 424 | 423 | 422 | 422 | 425 | 413 | 411 | 387 | 382 | 381 | 378 | 374 | 368 | 363
| LDZ Shrinkage | 8 | 7 | 7 | 7 | 7 | 7 | 7 | 7 | 7 | 7 | 6 | 6 | 6 | 6 | 6 | 6 | 6 | 6 | 6 | 5 | 5 | 5 | 5
| Total LDZ | 3854 | 3823 | 3836 | 3825 | 3815 | 3783 | 3779 | 3761 | 3746 | 3706 | 3680 | 3654 | 3631 | 3601 | 3597 | 3584 | 3560 | 3521 | 3515 | 3497 | 3475 | 3444 | 3441
| NTS Industrial | 71 | 68 | 66 | 64 | 62 | 61 | 59 | 59 | 58 | 57 | 57 | 57 | 57 | 57 | 57 | 57 | 56 | 56 | 56 | 56 | 56 | 56 | 55
| Exports to Ireland | 274 | 275 | 296 | 316 | 330 | 350 | 362 | 370 | 374 | 374 | 382 | 383 | 383 | 412 | 421 | 422 | 424 | 426 | 428 | 438 | 438 | 437 | 437
| NTS Power Generation | 1021 | 986 | 863 | 836 | 840 | 934 | 936 | 884 | 886 | 899 | 832 | 931 | 988 | 961 | 871 | 763 | 651 | 609 | 578 | 593 | 583 | 530 | 502
| NTS Consumption | 1365 | 1329 | 1225 | 1216 | 1231 | 1345 | 1357 | 1312 | 1318 | 1331 | 1272 | 1371 | 1428 | 1430 | 1349 | 1242 | 1132 | 1092 | 1061 | 1087 | 1077 | 1023 | 994
| NTS Shrinkage | 9 | 9 | 9 | 9 | 9 | 9 | 9 | 9 | 8 | 9 | 9 | 8 | 9 | 9 | 9 | 8 | 8 | 8 | 8 | 8 | 8 | 8 | 8
| Total excluding IUK | 5228 | 5161 | 5069 | 5050 | 5055 | 5137 | 5146 | 5081 | 5072 | 5046 | 4960 | 5034 | 5068 | 5040 | 4954 | 4835 | 4700 | 4621 | 4585 | 4591 | 4560 | 4475 | 4443
| IUK | 0 | 0 | 0 | 0 | 0 | 0 | 0 | 0 | 0 | 0 | 0 | 0 | 0 | 0 | 0 | 0 | 0 | 0 | 0 | 0 | 0 | 0 | 0
| Total including IUK | 5228 | 5161 | 5069 | 5050 | 5055 | 5137 | 5146 | 5081 | 5072 | 5046 | 4960 | 5034 | 5068 | 5040 | 4954 | 4835 | 4700 | 4621 | 4585 | 4591 | 4560 | 4475 | 4443
| Total Undiversified | 5673 | 5569 | 5620 | 5649 | 5618 | 5600 | 5632 | 5577 | 5560 | 5535 | 5502 | 5487 | 5518 | 5555 | 5503 | 5380 | 5329 | 5218 | 5234 | 5185 | 5165 | 5090 | 5084
| Low power | 360 | 319 | 265 | 281 | 288 | 328 | 300 | 277 | 284 | 284 | 267 | 321 | 323 | 289 | 221 | 206 | 168 | 151 | 132 | 138 | 134 | 118 | 121
| High power | 1021 | 986 | 863 | 836 | 840 | 934 | 936 | 884 | 886 | 899 | 832 | 931 | 988 | 961 | 871 | 769 | 696 | 651 | 601 | 607 | 584 | 530 | 524
| Diversified Total + High Power | 5228 | 5161 | 5069 | 5050 | 5055 | 5137 | 5146 | 5081 | 5072 | 5046 | 4960 | 5034 | 5068 | 5040 | 4954 | 4841 | 4745 | 4663 | 4608 | 4605 | 4561 | 4475 | 4465
| Diversified Total + Low Power | 4567 | 4494 | 4471 | 4495 | 4503 | 4531 | 4510 | 4474 | 4470 | 4431 | 4395 | 4424 | 4403 | 4368 | 4304 | 4278 | 4217 | 4163 | 4139 | 4136 | 4111 | 4063 | 4062
A5.1O - Updated Forecast: 1 in 20 peak day diversified demand
Source: National Grid
DS35 Using Power High Case
| National | 2018/19: 2018/19; 2019/20: 2019/20; 2020/21: 2020/21; 2021/22: 2021/22; 2022/23: 2022/23
| 0-73.2 MWh | 2018/19: 2654; 2019/20: 2616; 2020/21: 2602; 2021/22: 2579; 2022/23: 2563
| 73.2-732 MWh | 2018/19: 389; 2019/20: 388; 2020/21: 395; 2021/22: 397; 2022/23: 398
| NDM > 732 MWh | 2018/19: 413; 2019/20: 419; 2020/21: 435; 2021/22: 448; 2022/23: 450
| Total NDM | 2018/19: 3456; 2019/20: 3423; 2020/21: 3432; 2021/22: 3424; 2022/23: 3411
| Total DM | 2018/19: 415; 2019/20: 416; 2020/21: 422; 2021/22: 424; 2022/23: 427
| LDZ Shrinkage | 2018/19: 8; 2019/20: 7; 2020/21: 7; 2021/22: 7; 2022/23: 7
| Total LDZ | 2018/19: 3879; 2019/20: 3847; 2020/21: 3861; 2021/22: 3855; 2022/23: 3846
| NTS Industrial | 2018/19: 69; 2019/20: 67; 2020/21: 64; 2021/22: 62; 2022/23: 61
| Exports to Ireland | 2018/19: 274; 2019/20: 275; 2020/21: 296; 2021/22: 316; 2022/23: 330
| NTS Power Generation | 2018/19: 960; 2019/20: 944; 2020/21: 848; 2021/22: 762; 2022/23: 770
| NTS Consumption | 2018/19: 1303; 2019/20: 1285; 2020/21: 1207; 2021/22: 1140; 2022/23: 1161
| NTS Shrinkage | 2018/19: 9; 2019/20: 9; 2020/21: 9; 2021/22: 8; 2022/23: 8
| Total excluding IUK | 2018/19: 5191; 2019/20: 5141; 2020/21: 5077; 2021/22: 5004; 2022/23: 5015
| IUK | 2018/19: 0; 2019/20: 0; 2020/21: 0; 2021/22: 0; 2022/23: 0
| Total including IUK | 2018/19: 5191; 2019/20: 5141; 2020/21: 5077; 2021/22: 5004; 2022/23: 5015
| Total Undiversified | 2018/19: 5749; 2019/20: 5731; 2020/21: 5772; 2021/22: 5775; 2022/23: 5620
| Low power | 2018/19: 308; 2019/20: 256; 2020/21: 232; 2021/22: 195; 2022/23: 198
| High power | 2018/19: 960; 2019/20: 944; 2020/21: 848; 2021/22: 762; 2022/23: 770
| Diversified Total + High Power | 2018/19: 5191; 2019/20: 5141; 2020/21: 5077; 2021/22: 5004; 2022/23: 5015
| Diversified Total + Low Power | 2018/19: 4539; 2019/20: 4453; 2020/21: 4461; 2021/22: 4437; 2022/23: 4443

## 2018-19 Average Load Curve
A5.1E - 2018/19 Load curve (Average) - Updated Forecast
Source: National Grid
| Day number | NDM 0 - 73.2 MWh | NDM 73.2-732 MWh | NDM > 732 MWh | Total DM | LDZ Shrinkage | NTS Industrial | Exports to Ireland | NTS Power | NTS Shrinkage | IUK
| 1 | 2512 | 370 | 394 | 372 | 8 | 68 | 133 | 378 | 9 | 0
| 2 | 2303 | 345 | 373 | 359 | 8 | 68 | 132 | 377 | 9 | 0
| 3 | 2216 | 333 | 364 | 353 | 8 | 68 | 132 | 376 | 9 | 0
| 4 | 2160 | 324 | 355 | 348 | 8 | 67 | 132 | 376 | 9 | 0
| 5 | 2111 | 319 | 352 | 345 | 8 | 67 | 131 | 375 | 9 | 0
| 6 | 2071 | 315 | 347 | 342 | 8 | 67 | 131 | 374 | 9 | 0
| 7 | 2040 | 310 | 343 | 341 | 8 | 67 | 130 | 373 | 9 | 0
| 8 | 2016 | 308 | 341 | 339 | 8 | 67 | 130 | 372 | 9 | 0
| 9 | 1999 | 306 | 340 | 337 | 8 | 67 | 129 | 371 | 9 | 0
| 10 | 1985 | 303 | 336 | 335 | 8 | 67 | 129 | 370 | 9 | 0
| 11 | 1972 | 299 | 333 | 334 | 8 | 67 | 128 | 369 | 9 | 0
| 12 | 1957 | 296 | 331 | 331 | 8 | 67 | 128 | 369 | 9 | 0
| 13 | 1941 | 293 | 329 | 331 | 8 | 67 | 128 | 368 | 9 | 0
| 14 | 1922 | 292 | 328 | 330 | 8 | 67 | 127 | 367 | 9 | 0
| 15 | 1905 | 290 | 326 | 329 | 8 | 67 | 127 | 366 | 9 | 0
| 16 | 1887 | 289 | 325 | 329 | 8 | 66 | 126 | 366 | 9 | 0
| 17 | 1868 | 287 | 323 | 328 | 8 | 66 | 126 | 365 | 9 | 0
| 18 | 1851 | 285 | 322 | 327 | 8 | 66 | 126 | 364 | 9 | 0
| 19 | 1837 | 284 | 320 | 326 | 8 | 66 | 125 | 364 | 9 | 0
| 20 | 1829 | 283 | 320 | 325 | 8 | 66 | 125 | 363 | 9 | 0
| 21 | 1821 | 283 | 319 | 325 | 8 | 66 | 125 | 362 | 9 | 0
| 22 | 1814 | 281 | 317 | 324 | 8 | 66 | 124 | 362 | 9 | 0
| 23 | 1806 | 280 | 316 | 323 | 8 | 66 | 124 | 361 | 9 | 0
| 24 | 1799 | 279 | 315 | 323 | 8 | 66 | 124 | 360 | 9 | 0
| 25 | 1792 | 278 | 314 | 322 | 8 | 66 | 123 | 360 | 9 | 0
| 26 | 1784 | 276 | 314 | 321 | 8 | 66 | 123 | 359 | 9 | 0
| 27 | 1777 | 275 | 313 | 320 | 8 | 66 | 122 | 359 | 9 | 0
| 28 | 1770 | 274 | 312 | 320 | 8 | 66 | 122 | 358 | 9 | 0
| 29 | 1763 | 273 | 310 | 319 | 8 | 66 | 122 | 358 | 9 | 0
| 30 | 1756 | 271 | 309 | 318 | 8 | 66 | 122 | 357 | 9 | 0
| 31 | 1750 | 270 | 307 | 318 | 8 | 66 | 121 | 357 | 9 | 0
| 32 | 1743 | 269 | 305 | 317 | 8 | 66 | 121 | 356 | 9 | 0
| 33 | 1737 | 267 | 304 | 316 | 8 | 65 | 121 | 356 | 9 | 0
| 34 | 1731 | 264 | 302 | 316 | 8 | 65 | 120 | 355 | 9 | 0
| 35 | 1725 | 262 | 301 | 315 | 8 | 65 | 120 | 355 | 9 | 0
| 36 | 1718 | 261 | 299 | 315 | 8 | 65 | 120 | 354 | 9 | 0
| 37 | 1712 | 259 | 298 | 314 | 8 | 65 | 119 | 354 | 9 | 0
| 38 | 1704 | 258 | 296 | 314 | 8 | 65 | 119 | 353 | 9 | 0
| 39 | 1698 | 256 | 294 | 314 | 8 | 65 | 119 | 353 | 9 | 0
| 40 | 1693 | 254 | 292 | 313 | 8 | 65 | 119 | 353 | 9 | 0
| 41 | 1687 | 253 | 290 | 312 | 8 | 65 | 118 | 352 | 9 | 0
| 42 | 1680 | 251 | 289 | 312 | 8 | 65 | 118 | 352 | 9 | 0
| 43 | 1674 | 248 | 288 | 311 | 8 | 65 | 118 | 352 | 9 | 0
| 44 | 1668 | 246 | 286 | 311 | 8 | 65 | 117 | 351 | 9 | 0
| 45 | 1660 | 245 | 285 | 311 | 8 | 65 | 117 | 351 | 9 | 0
| 46 | 1653 | 244 | 284 | 310 | 8 | 65 | 117 | 351 | 9 | 0
| 47 | 1645 | 242 | 283 | 310 | 8 | 65 | 117 | 350 | 9 | 0
| 48 | 1637 | 241 | 282 | 310 | 8 | 65 | 116 | 350 | 9 | 0
| 49 | 1630 | 239 | 281 | 309 | 8 | 65 | 116 | 350 | 9 | 0
| 50 | 1623 | 238 | 280 | 309 | 8 | 65 | 116 | 350 | 9 | 0
| 51 | 1616 | 237 | 278 | 308 | 8 | 65 | 116 | 349 | 9 | 0
| 52 | 1608 | 236 | 277 | 308 | 8 | 65 | 115 | 349 | 9 | 0
| 53 | 1601 | 234 | 275 | 308 | 8 | 65 | 115 | 349 | 9 | 0
| 54 | 1594 | 233 | 274 | 308 | 8 | 65 | 115 | 349 | 9 | 0
| 55 | 1586 | 231 | 273 | 307 | 8 | 65 | 115 | 349 | 9 | 0
| 56 | 1579 | 230 | 272 | 307 | 8 | 64 | 115 | 349 | 9 | 0
| 57 | 1571 | 229 | 271 | 306 | 8 | 64 | 114 | 348 | 9 | 0
| 58 | 1564 | 228 | 270 | 305 | 8 | 64 | 114 | 348 | 9 | 0
| 59 | 1557 | 227 | 268 | 305 | 8 | 64 | 114 | 348 | 9 | 0
| 60 | 1551 | 226 | 267 | 304 | 8 | 64 | 114 | 348 | 9 | 0
| 61 | 1547 | 224 | 266 | 304 | 8 | 64 | 114 | 348 | 9 | 0
| 62 | 1543 | 223 | 265 | 303 | 8 | 64 | 113 | 348 | 9 | 0
| 63 | 1539 | 222 | 265 | 303 | 8 | 64 | 113 | 348 | 9 | 0
| 64 | 1534 | 221 | 264 | 302 | 8 | 64 | 113 | 348 | 9 | 0
| 65 | 1530 | 219 | 264 | 302 | 8 | 64 | 113 | 348 | 9 | 0
| 66 | 1525 | 219 | 263 | 301 | 8 | 64 | 113 | 348 | 9 | 0
| 67 | 1521 | 218 | 262 | 301 | 8 | 64 | 112 | 348 | 9 | 0
| 68 | 1515 | 217 | 261 | 300 | 8 | 64 | 112 | 348 | 9 | 0
| 69 | 1511 | 217 | 260 | 300 | 8 | 64 | 112 | 348 | 9 | 0
| 70 | 1506 | 216 | 260 | 299 | 8 | 64 | 112 | 348 | 9 | 0
| 71 | 1501 | 215 | 259 | 299 | 8 | 64 | 112 | 348 | 9 | 0
| 72 | 1496 | 214 | 259 | 298 | 8 | 64 | 111 | 348 | 9 | 0
| 73 | 1491 | 214 | 258 | 298 | 8 | 64 | 111 | 348 | 9 | 0
| 74 | 1486 | 213 | 257 | 298 | 8 | 64 | 111 | 348 | 9 | 0
| 75 | 1481 | 212 | 257 | 297 | 8 | 64 | 111 | 348 | 9 | 0
| 76 | 1476 | 212 | 256 | 297 | 8 | 64 | 111 | 348 | 9 | 0
| 77 | 1472 | 211 | 255 | 296 | 8 | 64 | 111 | 348 | 9 | 0
| 78 | 1467 | 210 | 253 | 296 | 8 | 64 | 111 | 348 | 9 | 0
| 79 | 1463 | 209 | 252 | 296 | 8 | 64 | 110 | 348 | 9 | 0
| 80 | 1459 | 209 | 251 | 295 | 8 | 64 | 110 | 348 | 9 | 0
| 81 | 1453 | 208 | 250 | 295 | 8 | 64 | 110 | 348 | 9 | 0
| 82 | 1448 | 207 | 249 | 295 | 8 | 64 | 110 | 349 | 9 | 0
| 83 | 1444 | 206 | 248 | 294 | 8 | 64 | 110 | 349 | 9 | 0
| 84 | 1440 | 205 | 248 | 294 | 8 | 64 | 110 | 349 | 9 | 0
| 85 | 1435 | 204 | 247 | 293 | 8 | 64 | 110 | 349 | 9 | 0
| 86 | 1430 | 203 | 246 | 293 | 8 | 64 | 109 | 349 | 9 | 0
| 87 | 1425 | 203 | 245 | 293 | 8 | 64 | 109 | 349 | 9 | 0
| 88 | 1420 | 202 | 244 | 292 | 8 | 63 | 109 | 350 | 9 | 0
| 89 | 1415 | 201 | 243 | 292 | 8 | 63 | 109 | 350 | 9 | 0
| 90 | 1411 | 201 | 242 | 292 | 8 | 63 | 109 | 350 | 9 | 0
| 91 | 1406 | 200 | 242 | 291 | 8 | 63 | 109 | 350 | 9 | 0
| 92 | 1401 | 199 | 241 | 291 | 8 | 63 | 109 | 351 | 9 | 0
| 93 | 1396 | 198 | 240 | 290 | 8 | 63 | 108 | 351 | 9 | 0
| 94 | 1391 | 197 | 240 | 290 | 8 | 63 | 108 | 351 | 9 | 0
| 95 | 1386 | 197 | 239 | 290 | 8 | 63 | 108 | 351 | 9 | 0
| 96 | 1381 | 196 | 238 | 289 | 8 | 63 | 108 | 352 | 9 | 0
| 97 | 1377 | 195 | 237 | 289 | 8 | 63 | 108 | 352 | 9 | 0
| 98 | 1371 | 195 | 236 | 289 | 8 | 63 | 108 | 352 | 9 | 0
| 99 | 1367 | 194 | 235 | 288 | 8 | 63 | 108 | 353 | 9 | 0
| 100 | 1362 | 193 | 235 | 288 | 8 | 63 | 108 | 353 | 9 | 0
| 101 | 1357 | 193 | 234 | 288 | 8 | 63 | 108 | 353 | 9 | 0
| 102 | 1351 | 193 | 233 | 287 | 8 | 63 | 107 | 354 | 9 | 0
| 103 | 1346 | 192 | 232 | 287 | 8 | 63 | 107 | 354 | 9 | 0
| 104 | 1341 | 192 | 231 | 286 | 8 | 63 | 107 | 354 | 9 | 0
| 105 | 1336 | 191 | 230 | 286 | 8 | 63 | 107 | 355 | 9 | 0
| 106 | 1331 | 191 | 229 | 286 | 8 | 63 | 107 | 355 | 9 | 0
| 107 | 1326 | 190 | 229 | 285 | 8 | 63 | 107 | 355 | 9 | 0
| 108 | 1321 | 189 | 228 | 285 | 8 | 63 | 107 | 356 | 9 | 0
| 109 | 1317 | 188 | 227 | 285 | 8 | 63 | 107 | 356 | 9 | 0
| 110 | 1312 | 188 | 226 | 284 | 8 | 63 | 107 | 357 | 9 | 0
| 111 | 1307 | 187 | 225 | 284 | 8 | 63 | 106 | 357 | 9 | 0
| 112 | 1302 | 186 | 224 | 284 | 8 | 63 | 106 | 357 | 9 | 0
| 113 | 1298 | 185 | 223 | 283 | 8 | 63 | 106 | 358 | 9 | 0
| 114 | 1294 | 184 | 222 | 283 | 8 | 63 | 106 | 358 | 9 | 0
| 115 | 1289 | 183 | 221 | 282 | 8 | 63 | 106 | 359 | 9 | 0
| 116 | 1285 | 182 | 220 | 282 | 8 | 63 | 106 | 359 | 9 | 0
| 117 | 1280 | 182 | 219 | 282 | 8 | 63 | 106 | 360 | 9 | 0
| 118 | 1275 | 181 | 218 | 281 | 8 | 63 | 106 | 360 | 9 | 0
| 119 | 1271 | 180 | 217 | 281 | 8 | 63 | 106 | 360 | 9 | 0
| 120 | 1266 | 179 | 216 | 281 | 8 | 63 | 106 | 361 | 9 | 0
| 121 | 1261 | 178 | 215 | 280 | 8 | 62 | 106 | 361 | 9 | 0
| 122 | 1256 | 177 | 215 | 280 | 8 | 62 | 106 | 362 | 9 | 0
| 123 | 1250 | 176 | 214 | 280 | 8 | 62 | 105 | 362 | 9 | 0
| 124 | 1245 | 175 | 213 | 279 | 8 | 62 | 105 | 363 | 9 | 0
| 125 | 1240 | 174 | 211 | 279 | 8 | 62 | 105 | 363 | 9 | 0
| 126 | 1234 | 173 | 210 | 279 | 8 | 62 | 105 | 364 | 9 | 0
| 127 | 1228 | 172 | 210 | 279 | 8 | 62 | 105 | 364 | 9 | 0
| 128 | 1221 | 171 | 209 | 278 | 8 | 62 | 105 | 364 | 9 | 0
| 129 | 1215 | 171 | 209 | 278 | 8 | 62 | 105 | 365 | 9 | 0
| 130 | 1209 | 170 | 208 | 278 | 8 | 62 | 105 | 365 | 9 | 0
| 131 | 1202 | 169 | 208 | 277 | 8 | 62 | 105 | 366 | 9 | 0
| 132 | 1195 | 169 | 207 | 277 | 8 | 62 | 105 | 366 | 9 | 0
| 133 | 1189 | 168 | 207 | 277 | 8 | 62 | 105 | 367 | 9 | 0
| 134 | 1183 | 167 | 205 | 277 | 8 | 62 | 105 | 367 | 9 | 0
| 135 | 1178 | 166 | 204 | 276 | 8 | 62 | 105 | 368 | 9 | 0
| 136 | 1172 | 166 | 203 | 276 | 8 | 62 | 104 | 368 | 9 | 0
| 137 | 1166 | 164 | 202 | 276 | 8 | 62 | 104 | 369 | 9 | 0
| 138 | 1160 | 164 | 202 | 276 | 8 | 62 | 104 | 369 | 9 | 2
| 139 | 1154 | 163 | 201 | 275 | 8 | 62 | 104 | 369 | 9 | 5
| 140 | 1148 | 162 | 200 | 275 | 8 | 62 | 104 | 370 | 9 | 9
| 141 | 1141 | 161 | 199 | 275 | 8 | 62 | 104 | 370 | 9 | 12
| 142 | 1135 | 161 | 199 | 275 | 8 | 62 | 104 | 371 | 9 | 15
| 143 | 1129 | 160 | 198 | 274 | 8 | 62 | 104 | 371 | 9 | 18
| 144 | 1122 | 160 | 198 | 274 | 8 | 62 | 104 | 372 | 9 | 22
| 145 | 1115 | 159 | 197 | 274 | 8 | 62 | 104 | 372 | 9 | 25
| 146 | 1108 | 159 | 197 | 274 | 8 | 62 | 104 | 373 | 9 | 28
| 147 | 1102 | 158 | 196 | 274 | 8 | 62 | 104 | 373 | 9 | 31
| 148 | 1096 | 157 | 195 | 273 | 8 | 62 | 104 | 373 | 9 | 35
| 149 | 1090 | 156 | 194 | 273 | 8 | 62 | 104 | 374 | 9 | 38
| 150 | 1085 | 155 | 193 | 273 | 8 | 62 | 103 | 374 | 9 | 41
| 151 | 1079 | 154 | 192 | 273 | 8 | 62 | 103 | 375 | 9 | 45
| 152 | 1073 | 153 | 191 | 272 | 8 | 61 | 103 | 375 | 9 | 48
| 153 | 1067 | 152 | 191 | 272 | 8 | 61 | 103 | 375 | 9 | 51
| 154 | 1060 | 152 | 190 | 272 | 8 | 61 | 103 | 376 | 9 | 54
| 155 | 1054 | 151 | 190 | 272 | 8 | 61 | 103 | 376 | 9 | 58
| 156 | 1047 | 150 | 189 | 272 | 8 | 61 | 103 | 377 | 9 | 61
| 157 | 1041 | 149 | 189 | 271 | 8 | 61 | 103 | 377 | 9 | 64
| 158 | 1035 | 148 | 188 | 271 | 8 | 61 | 103 | 377 | 9 | 68
| 159 | 1028 | 148 | 187 | 271 | 8 | 61 | 103 | 378 | 9 | 71
| 160 | 1022 | 147 | 186 | 271 | 8 | 61 | 103 | 378 | 9 | 74
| 161 | 1015 | 147 | 186 | 270 | 8 | 61 | 103 | 378 | 9 | 78
| 162 | 1009 | 146 | 185 | 270 | 8 | 61 | 103 | 379 | 9 | 81
| 163 | 1002 | 146 | 185 | 270 | 8 | 61 | 103 | 379 | 9 | 84
| 164 | 995 | 145 | 184 | 270 | 8 | 61 | 103 | 380 | 9 | 88
| 165 | 989 | 145 | 184 | 270 | 8 | 61 | 103 | 380 | 9 | 91
| 166 | 982 | 144 | 183 | 269 | 8 | 61 | 103 | 380 | 9 | 94
| 167 | 975 | 144 | 183 | 269 | 8 | 61 | 102 | 380 | 9 | 98
| 168 | 968 | 143 | 182 | 269 | 8 | 61 | 102 | 381 | 9 | 101
| 169 | 961 | 143 | 182 | 269 | 8 | 61 | 102 | 381 | 9 | 104
| 170 | 955 | 142 | 182 | 269 | 8 | 61 | 102 | 381 | 9 | 108
| 171 | 948 | 141 | 181 | 268 | 8 | 61 | 102 | 382 | 9 | 111
| 172 | 942 | 141 | 180 | 268 | 8 | 61 | 102 | 382 | 9 | 115
| 173 | 935 | 140 | 180 | 268 | 8 | 61 | 102 | 382 | 9 | 118
| 174 | 928 | 140 | 179 | 268 | 8 | 61 | 102 | 382 | 9 | 121
| 175 | 921 | 139 | 179 | 268 | 8 | 61 | 102 | 383 | 9 | 125
| 176 | 913 | 138 | 178 | 268 | 8 | 61 | 102 | 383 | 9 | 128
| 177 | 905 | 138 | 178 | 268 | 8 | 61 | 102 | 383 | 9 | 131
| 178 | 896 | 137 | 177 | 267 | 8 | 61 | 102 | 383 | 9 | 134
| 179 | 888 | 137 | 177 | 267 | 8 | 61 | 102 | 383 | 9 | 138
| 180 | 880 | 136 | 176 | 267 | 8 | 61 | 102 | 384 | 9 | 141
| 181 | 872 | 135 | 176 | 267 | 8 | 61 | 102 | 384 | 9 | 144
| 182 | 865 | 134 | 175 | 267 | 8 | 61 | 102 | 384 | 9 | 148
| 183 | 857 | 134 | 174 | 267 | 8 | 60 | 101 | 384 | 9 | 151
| 184 | 849 | 133 | 174 | 267 | 8 | 60 | 101 | 384 | 9 | 154
| 185 | 842 | 132 | 173 | 267 | 8 | 60 | 101 | 384 | 9 | 158
| 186 | 833 | 131 | 172 | 267 | 8 | 60 | 101 | 384 | 9 | 161
| 187 | 826 | 130 | 172 | 267 | 8 | 60 | 101 | 384 | 9 | 164
| 188 | 818 | 129 | 172 | 267 | 8 | 60 | 101 | 384 | 9 | 168
| 189 | 809 | 129 | 171 | 267 | 8 | 60 | 101 | 384 | 9 | 171
| 190 | 802 | 128 | 171 | 266 | 8 | 60 | 101 | 384 | 9 | 174
| 191 | 794 | 127 | 170 | 266 | 8 | 60 | 101 | 385 | 9 | 177
| 192 | 786 | 126 | 169 | 266 | 8 | 60 | 101 | 385 | 9 | 181
| 193 | 778 | 125 | 169 | 266 | 8 | 60 | 101 | 385 | 9 | 184
| 194 | 770 | 124 | 168 | 266 | 8 | 60 | 101 | 385 | 9 | 187
| 195 | 763 | 123 | 168 | 266 | 8 | 60 | 101 | 385 | 9 | 190
| 196 | 756 | 122 | 167 | 266 | 8 | 60 | 101 | 385 | 9 | 194
| 197 | 748 | 121 | 166 | 266 | 8 | 60 | 101 | 384 | 9 | 197
| 198 | 741 | 120 | 165 | 266 | 8 | 60 | 100 | 384 | 9 | 200
| 199 | 733 | 119 | 164 | 266 | 8 | 60 | 100 | 384 | 9 | 203
| 200 | 725 | 119 | 164 | 266 | 8 | 60 | 100 | 384 | 9 | 206
| 201 | 718 | 117 | 163 | 266 | 8 | 60 | 100 | 384 | 9 | 209
| 202 | 711 | 117 | 162 | 266 | 8 | 60 | 100 | 384 | 9 | 213
| 203 | 703 | 116 | 161 | 266 | 8 | 60 | 100 | 384 | 9 | 216
| 204 | 695 | 115 | 161 | 266 | 8 | 60 | 100 | 384 | 9 | 219
| 205 | 687 | 114 | 160 | 266 | 8 | 60 | 100 | 384 | 9 | 222
| 206 | 679 | 113 | 159 | 266 | 8 | 60 | 100 | 384 | 9 | 225
| 207 | 671 | 112 | 159 | 266 | 8 | 60 | 100 | 384 | 9 | 228
| 208 | 662 | 112 | 159 | 266 | 8 | 60 | 100 | 383 | 9 | 231
| 209 | 654 | 111 | 158 | 266 | 8 | 60 | 100 | 383 | 9 | 235
| 210 | 646 | 111 | 158 | 266 | 8 | 60 | 100 | 383 | 9 | 238
| 211 | 638 | 109 | 157 | 266 | 8 | 60 | 100 | 383 | 9 | 241
| 212 | 630 | 109 | 157 | 267 | 8 | 60 | 100 | 383 | 9 | 244
| 213 | 622 | 108 | 156 | 267 | 8 | 60 | 99 | 383 | 9 | 247
| 214 | 614 | 107 | 155 | 267 | 8 | 60 | 99 | 382 | 9 | 250
| 215 | 607 | 106 | 154 | 267 | 8 | 60 | 99 | 382 | 9 | 253
| 216 | 599 | 105 | 153 | 267 | 8 | 59 | 99 | 382 | 9 | 256
| 217 | 592 | 104 | 152 | 267 | 8 | 59 | 99 | 382 | 9 | 259
| 218 | 585 | 102 | 152 | 267 | 8 | 59 | 99 | 382 | 9 | 262
| 219 | 578 | 101 | 151 | 267 | 8 | 59 | 99 | 381 | 9 | 265
| 220 | 572 | 100 | 150 | 267 | 8 | 59 | 99 | 381 | 9 | 268
| 221 | 567 | 100 | 149 | 267 | 8 | 59 | 99 | 381 | 9 | 271
| 222 | 562 | 99 | 149 | 268 | 8 | 59 | 99 | 381 | 9 | 273
| 223 | 557 | 99 | 148 | 268 | 8 | 59 | 99 | 380 | 9 | 276
| 224 | 552 | 98 | 148 | 268 | 8 | 59 | 99 | 380 | 9 | 279
| 225 | 546 | 97 | 148 | 268 | 8 | 59 | 99 | 380 | 9 | 282
| 226 | 541 | 97 | 147 | 268 | 8 | 59 | 99 | 380 | 9 | 285
| 227 | 535 | 96 | 147 | 269 | 8 | 59 | 99 | 379 | 9 | 288
| 228 | 530 | 96 | 147 | 269 | 8 | 59 | 99 | 379 | 9 | 291
| 229 | 524 | 95 | 146 | 269 | 8 | 59 | 99 | 379 | 9 | 293
| 230 | 520 | 94 | 146 | 269 | 8 | 59 | 99 | 379 | 9 | 296
| 231 | 514 | 93 | 145 | 269 | 8 | 59 | 98 | 378 | 9 | 299
| 232 | 509 | 92 | 145 | 269 | 8 | 59 | 98 | 378 | 9 | 302
| 233 | 504 | 92 | 144 | 269 | 8 | 59 | 98 | 378 | 9 | 304
| 234 | 500 | 91 | 144 | 269 | 8 | 59 | 98 | 377 | 9 | 307
| 235 | 495 | 90 | 144 | 269 | 8 | 59 | 98 | 377 | 9 | 310
| 236 | 489 | 89 | 143 | 270 | 8 | 59 | 98 | 377 | 9 | 313
| 237 | 483 | 89 | 143 | 270 | 8 | 59 | 98 | 377 | 9 | 315
| 238 | 479 | 87 | 143 | 270 | 8 | 59 | 98 | 376 | 9 | 318
| 239 | 474 | 87 | 142 | 270 | 8 | 59 | 98 | 376 | 9 | 320
| 240 | 469 | 86 | 142 | 269 | 8 | 59 | 98 | 376 | 9 | 323
| 241 | 464 | 86 | 142 | 269 | 8 | 59 | 98 | 375 | 9 | 326
| 242 | 459 | 86 | 142 | 268 | 8 | 59 | 98 | 375 | 9 | 328
| 243 | 454 | 85 | 141 | 267 | 8 | 59 | 98 | 375 | 9 | 331
| 244 | 449 | 85 | 141 | 267 | 8 | 59 | 98 | 374 | 9 | 333
| 245 | 444 | 84 | 141 | 266 | 8 | 59 | 98 | 374 | 9 | 336
| 246 | 439 | 84 | 141 | 266 | 8 | 59 | 98 | 374 | 9 | 338
| 247 | 434 | 83 | 140 | 266 | 8 | 59 | 98 | 373 | 9 | 341
| 248 | 428 | 82 | 140 | 266 | 8 | 59 | 98 | 373 | 9 | 343
| 249 | 424 | 82 | 140 | 266 | 8 | 59 | 98 | 373 | 9 | 345
| 250 | 419 | 81 | 139 | 265 | 8 | 59 | 98 | 372 | 9 | 348
| 251 | 414 | 81 | 139 | 265 | 8 | 59 | 98 | 372 | 9 | 350
| 252 | 409 | 80 | 138 | 265 | 8 | 59 | 98 | 372 | 9 | 353
| 253 | 404 | 80 | 138 | 264 | 8 | 59 | 98 | 371 | 9 | 355
| 254 | 399 | 79 | 138 | 264 | 8 | 59 | 98 | 371 | 9 | 357
| 255 | 394 | 78 | 137 | 264 | 8 | 59 | 98 | 371 | 9 | 359
| 256 | 389 | 77 | 136 | 264 | 8 | 59 | 98 | 371 | 9 | 362
| 257 | 384 | 77 | 136 | 264 | 8 | 59 | 98 | 370 | 9 | 364
| 258 | 380 | 76 | 135 | 264 | 8 | 59 | 98 | 370 | 9 | 366
| 259 | 375 | 76 | 135 | 264 | 8 | 59 | 98 | 370 | 9 | 368
| 260 | 370 | 75 | 134 | 264 | 8 | 59 | 98 | 369 | 9 | 370
| 261 | 365 | 74 | 134 | 263 | 8 | 59 | 98 | 369 | 9 | 373
| 262 | 361 | 74 | 133 | 263 | 8 | 59 | 98 | 369 | 9 | 375
| 263 | 356 | 73 | 133 | 263 | 8 | 58 | 98 | 368 | 9 | 377
| 264 | 352 | 72 | 132 | 262 | 8 | 58 | 98 | 368 | 9 | 379
| 265 | 347 | 72 | 132 | 262 | 8 | 58 | 98 | 368 | 9 | 381
| 266 | 342 | 71 | 131 | 261 | 8 | 58 | 98 | 367 | 9 | 383
| 267 | 338 | 71 | 131 | 261 | 8 | 58 | 98 | 367 | 9 | 385
| 268 | 335 | 70 | 131 | 260 | 8 | 58 | 98 | 367 | 9 | 387
| 269 | 333 | 70 | 131 | 259 | 8 | 58 | 98 | 366 | 9 | 389
| 270 | 331 | 70 | 130 | 258 | 8 | 58 | 98 | 366 | 9 | 391
| 271 | 329 | 69 | 130 | 258 | 8 | 58 | 98 | 366 | 9 | 392
| 272 | 327 | 69 | 130 | 257 | 8 | 58 | 98 | 366 | 9 | 394
| 273 | 324 | 69 | 129 | 257 | 8 | 58 | 98 | 365 | 9 | 396
| 274 | 322 | 68 | 129 | 257 | 8 | 58 | 98 | 365 | 9 | 398
| 275 | 320 | 68 | 129 | 256 | 8 | 58 | 98 | 365 | 9 | 400
| 276 | 317 | 68 | 128 | 256 | 8 | 58 | 98 | 365 | 9 | 401
| 277 | 315 | 67 | 128 | 255 | 8 | 58 | 98 | 364 | 9 | 403
| 278 | 313 | 67 | 128 | 255 | 8 | 58 | 98 | 364 | 9 | 405
| 279 | 311 | 67 | 128 | 254 | 8 | 58 | 98 | 364 | 9 | 407
| 280 | 308 | 66 | 127 | 254 | 8 | 58 | 98 | 363 | 9 | 408
| 281 | 306 | 66 | 127 | 253 | 8 | 58 | 98 | 363 | 9 | 410
| 282 | 304 | 66 | 127 | 253 | 8 | 58 | 98 | 363 | 9 | 411
| 283 | 302 | 65 | 127 | 252 | 8 | 58 | 98 | 363 | 9 | 413
| 284 | 299 | 65 | 126 | 252 | 8 | 58 | 98 | 362 | 9 | 414
| 285 | 297 | 65 | 126 | 251 | 8 | 58 | 98 | 362 | 9 | 416
| 286 | 295 | 65 | 126 | 250 | 8 | 58 | 98 | 362 | 9 | 417
| 287 | 293 | 64 | 126 | 250 | 8 | 58 | 98 | 362 | 9 | 419
| 288 | 291 | 64 | 125 | 249 | 8 | 58 | 98 | 361 | 9 | 420
| 289 | 289 | 64 | 125 | 248 | 8 | 58 | 99 | 361 | 9 | 422
| 290 | 287 | 63 | 125 | 248 | 8 | 58 | 99 | 361 | 9 | 423
| 291 | 284 | 63 | 124 | 247 | 8 | 58 | 99 | 360 | 9 | 424
| 292 | 282 | 62 | 124 | 247 | 8 | 58 | 99 | 360 | 9 | 426
| 293 | 280 | 62 | 124 | 246 | 8 | 58 | 99 | 360 | 9 | 427
| 294 | 278 | 62 | 123 | 246 | 8 | 58 | 99 | 359 | 9 | 428
| 295 | 276 | 61 | 123 | 245 | 8 | 58 | 99 | 359 | 9 | 429
| 296 | 274 | 61 | 123 | 245 | 8 | 58 | 99 | 359 | 9 | 431
| 297 | 271 | 61 | 122 | 245 | 8 | 58 | 99 | 358 | 9 | 432
| 298 | 269 | 61 | 122 | 244 | 8 | 58 | 99 | 358 | 9 | 433
| 299 | 267 | 60 | 122 | 244 | 8 | 58 | 99 | 358 | 9 | 434
| 300 | 265 | 60 | 122 | 243 | 8 | 58 | 99 | 357 | 9 | 435
| 301 | 262 | 60 | 121 | 243 | 8 | 58 | 99 | 357 | 9 | 436
| 302 | 260 | 59 | 121 | 242 | 8 | 58 | 99 | 356 | 9 | 437
| 303 | 258 | 59 | 121 | 242 | 8 | 58 | 99 | 356 | 9 | 438
| 304 | 256 | 59 | 120 | 241 | 8 | 58 | 99 | 355 | 9 | 438
| 305 | 254 | 58 | 120 | 241 | 8 | 58 | 99 | 355 | 9 | 439
| 306 | 251 | 58 | 120 | 240 | 8 | 58 | 99 | 354 | 9 | 439
| 307 | 249 | 58 | 119 | 240 | 8 | 58 | 99 | 354 | 9 | 440
| 308 | 247 | 57 | 119 | 239 | 8 | 58 | 99 | 353 | 9 | 440
| 309 | 245 | 57 | 119 | 239 | 8 | 58 | 99 | 353 | 9 | 441
| 310 | 243 | 57 | 118 | 238 | 8 | 58 | 99 | 352 | 9 | 441
| 311 | 240 | 57 | 118 | 238 | 8 | 58 | 99 | 351 | 9 | 442
| 312 | 238 | 56 | 117 | 237 | 8 | 58 | 99 | 351 | 9 | 442
| 313 | 236 | 56 | 117 | 237 | 8 | 58 | 99 | 350 | 9 | 442
| 314 | 234 | 56 | 116 | 236 | 8 | 58 | 99 | 349 | 9 | 442
| 315 | 232 | 56 | 116 | 236 | 8 | 58 | 98 | 349 | 9 | 443
| 316 | 230 | 55 | 115 | 235 | 8 | 58 | 98 | 348 | 9 | 443
| 317 | 228 | 55 | 115 | 235 | 8 | 58 | 98 | 347 | 9 | 444
| 318 | 226 | 55 | 114 | 234 | 8 | 58 | 98 | 346 | 9 | 444
| 319 | 224 | 55 | 113 | 234 | 8 | 58 | 98 | 346 | 9 | 445
| 320 | 222 | 54 | 113 | 233 | 8 | 58 | 98 | 345 | 9 | 445
| 321 | 220 | 54 | 112 | 233 | 8 | 58 | 98 | 344 | 9 | 445
| 322 | 218 | 54 | 111 | 232 | 8 | 58 | 98 | 343 | 9 | 445
| 323 | 216 | 54 | 111 | 232 | 8 | 58 | 98 | 342 | 9 | 446
| 324 | 214 | 54 | 110 | 231 | 8 | 58 | 97 | 341 | 9 | 446
| 325 | 212 | 53 | 110 | 231 | 8 | 58 | 97 | 340 | 9 | 447
| 326 | 210 | 53 | 109 | 230 | 8 | 58 | 97 | 339 | 9 | 447
| 327 | 209 | 53 | 108 | 230 | 8 | 58 | 97 | 338 | 9 | 447
| 328 | 207 | 53 | 107 | 229 | 8 | 58 | 97 | 337 | 9 | 447
| 329 | 205 | 53 | 106 | 229 | 8 | 58 | 97 | 336 | 9 | 448
| 330 | 204 | 52 | 105 | 228 | 8 | 58 | 96 | 334 | 9 | 448
| 331 | 202 | 52 | 104 | 228 | 8 | 58 | 96 | 333 | 9 | 449
| 332 | 201 | 52 | 102 | 227 | 8 | 58 | 96 | 332 | 9 | 449
| 333 | 200 | 52 | 101 | 227 | 8 | 58 | 96 | 331 | 9 | 449
| 334 | 199 | 51 | 99 | 226 | 8 | 58 | 95 | 329 | 9 | 449
| 335 | 198 | 51 | 98 | 226 | 8 | 58 | 95 | 328 | 9 | 450
| 336 | 197 | 51 | 96 | 225 | 8 | 58 | 95 | 326 | 9 | 450
| 337 | 195 | 50 | 95 | 225 | 8 | 58 | 95 | 325 | 9 | 450
| 338 | 194 | 49 | 95 | 224 | 8 | 58 | 94 | 323 | 9 | 450
| 339 | 192 | 49 | 94 | 224 | 8 | 58 | 94 | 322 | 9 | 450
| 340 | 191 | 48 | 93 | 223 | 8 | 58 | 94 | 320 | 9 | 450
| 341 | 190 | 47 | 92 | 223 | 8 | 58 | 93 | 319 | 9 | 451
| 342 | 189 | 46 | 91 | 222 | 8 | 58 | 93 | 317 | 9 | 451
| 343 | 188 | 45 | 90 | 222 | 8 | 58 | 93 | 315 | 9 | 451
| 344 | 187 | 45 | 90 | 221 | 8 | 57 | 92 | 313 | 9 | 451
| 345 | 186 | 44 | 89 | 221 | 8 | 57 | 92 | 312 | 9 | 451
| 346 | 185 | 43 | 88 | 220 | 8 | 57 | 91 | 310 | 9 | 451
| 347 | 183 | 42 | 87 | 220 | 8 | 57 | 91 | 308 | 9 | 452
| 348 | 182 | 41 | 87 | 219 | 8 | 57 | 90 | 306 | 9 | 452
| 349 | 180 | 40 | 86 | 219 | 8 | 57 | 90 | 304 | 9 | 452
| 350 | 179 | 39 | 85 | 218 | 8 | 57 | 89 | 302 | 9 | 452
| 351 | 178 | 39 | 85 | 218 | 8 | 57 | 89 | 300 | 9 | 452
| 352 | 176 | 38 | 84 | 217 | 8 | 57 | 88 | 297 | 9 | 452
| 353 | 174 | 38 | 84 | 217 | 8 | 57 | 88 | 295 | 9 | 452
| 354 | 172 | 37 | 83 | 216 | 8 | 57 | 87 | 293 | 9 | 452
| 355 | 170 | 37 | 83 | 216 | 8 | 57 | 87 | 291 | 9 | 453
| 356 | 168 | 36 | 82 | 216 | 8 | 57 | 86 | 288 | 9 | 453
| 357 | 166 | 36 | 82 | 215 | 8 | 57 | 86 | 286 | 9 | 453
| 358 | 164 | 36 | 82 | 215 | 8 | 56 | 85 | 283 | 9 | 453
| 359 | 162 | 35 | 81 | 214 | 8 | 56 | 84 | 281 | 9 | 453
| 360 | 160 | 35 | 80 | 214 | 8 | 56 | 84 | 278 | 9 | 453
| 361 | 158 | 34 | 80 | 213 | 8 | 56 | 83 | 275 | 9 | 453
| 362 | 156 | 34 | 80 | 213 | 8 | 56 | 82 | 272 | 9 | 453
| 363 | 154 | 34 | 79 | 212 | 8 | 56 | 82 | 270 | 9 | 453
| 364 | 152 | 33 | 79 | 212 | 8 | 56 | 81 | 267 | 9 | 453
| 365 | 149 | 33 | 79 | 211 | 8 | 56 | 80 | 264 | 9 | 453

## 2018-19 Severe Load Curve
A5.1P - 2018/19 Load curve (1-in-50) - Community Renewables | [11 empty] | A5.1Q - 2018/19 Load curve (1-in-50) - Two Degrees | [11 empty] | A5.1R - 2018/19 Load curve (1-in-50) - Steady Progression | [11 empty] | A5.1S - 2018/19 Load curve (1-in-50) - Consumer Evolution | [11 empty] | A5.1T - 2018/19 Load curve (1-in-50) - Updated Forecast
Source: National Grid | [11 empty] | Source: National Grid | [11 empty] | Source: National Grid | [11 empty] | Source: National Grid | [11 empty] | Source: National Grid
| Day number | NDM 0 - 73.2 MWh | NDM 73.2-732 MWh | NDM > 732 MWh | Total DM | LDZ Shrinkage | NTS Industrial | Exports to Ireland | NTS Power | NTS Shrinkage | IUK |  | Day number | NDM 0 - 73.2 MWh | NDM 73.2-732 MWh | NDM > 732 MWh | Total DM | LDZ Shrinkage | NTS Industrial | Exports to Ireland | NTS Power | NTS Shrinkage | IUK |  | Day number | NDM 0 - 73.2 MWh | NDM 73.2-732 MWh | NDM > 732 MWh | Total DM | LDZ Shrinkage | NTS Industrial | Exports to Ireland | NTS Power | NTS Shrinkage | IUK |  | Day number | NDM 0 - 73.2 MWh | NDM 73.2-732 MWh | NDM > 732 MWh | Total DM | LDZ Shrinkage | NTS Industrial | Exports to Ireland | NTS Power | NTS Shrinkage | IUK |  | Day number | NDM 0 - 73.2 MWh | NDM 73.2-732 MWh | NDM > 732 MWh | Total DM | LDZ Shrinkage | NTS Industrial | Exports to Ireland | NTS Power | NTS Shrinkage | IUK
| 1 | 2744 | 410 | 429 | 406 | 8 | 67 | 144 | 608 | 9 | 0 |  | 1 | 2750 | 411 | 432 | 406 | 8 | 68 | 144 | 594 | 9 | 0 |  | 1 | 2794 | 422 | 428 | 411 | 8 | 70 | 134 | 655 | 9 | 0 |  | 1 | 2790 | 421 | 421 | 415 | 8 | 71 | 134 | 670 | 9 | 0 |  | 1 | 2826 | 412 | 433 | 404 | 8 | 69 | 141 | 616 | 9 | 0
| 2 | 2675 | 400 | 420 | 391 | 8 | 67 | 143 | 607 | 9 | 0 |  | 2 | 2682 | 401 | 423 | 391 | 8 | 68 | 143 | 593 | 9 | 0 |  | 2 | 2724 | 411 | 419 | 396 | 8 | 70 | 134 | 653 | 9 | 0 |  | 2 | 2721 | 410 | 412 | 400 | 8 | 70 | 134 | 668 | 9 | 0 |  | 2 | 2752 | 404 | 425 | 390 | 8 | 69 | 140 | 615 | 9 | 0
| 3 | 2607 | 393 | 415 | 379 | 8 | 67 | 143 | 606 | 9 | 0 |  | 3 | 2613 | 395 | 418 | 379 | 8 | 68 | 143 | 592 | 9 | 0 |  | 3 | 2654 | 405 | 414 | 384 | 8 | 70 | 133 | 652 | 9 | 0 |  | 3 | 2650 | 404 | 407 | 388 | 8 | 70 | 133 | 667 | 9 | 0 |  | 3 | 2687 | 395 | 418 | 378 | 8 | 69 | 140 | 614 | 9 | 0
| 4 | 2551 | 384 | 406 | 369 | 8 | 67 | 142 | 605 | 9 | 0 |  | 4 | 2557 | 386 | 410 | 369 | 8 | 68 | 142 | 591 | 9 | 0 |  | 4 | 2597 | 395 | 405 | 374 | 8 | 70 | 133 | 650 | 9 | 0 |  | 4 | 2594 | 394 | 399 | 378 | 8 | 70 | 133 | 665 | 9 | 0 |  | 4 | 2628 | 386 | 410 | 368 | 8 | 69 | 139 | 612 | 9 | 0
| 5 | 2497 | 377 | 400 | 360 | 8 | 67 | 142 | 604 | 9 | 0 |  | 5 | 2503 | 379 | 403 | 360 | 8 | 67 | 142 | 590 | 9 | 0 |  | 5 | 2543 | 387 | 399 | 365 | 8 | 70 | 132 | 649 | 9 | 0 |  | 5 | 2540 | 387 | 392 | 369 | 8 | 70 | 132 | 663 | 9 | 0 |  | 5 | 2573 | 379 | 403 | 360 | 8 | 69 | 139 | 611 | 9 | 0
| 6 | 2451 | 370 | 394 | 353 | 8 | 67 | 141 | 603 | 9 | 0 |  | 6 | 2456 | 371 | 397 | 353 | 8 | 67 | 141 | 589 | 9 | 0 |  | 6 | 2494 | 380 | 393 | 358 | 8 | 70 | 132 | 648 | 9 | 0 |  | 6 | 2492 | 379 | 387 | 362 | 8 | 70 | 132 | 662 | 9 | 0 |  | 6 | 2522 | 374 | 398 | 353 | 8 | 69 | 138 | 610 | 9 | 0
| 7 | 2405 | 365 | 389 | 348 | 8 | 67 | 141 | 602 | 9 | 0 |  | 7 | 2410 | 367 | 393 | 348 | 8 | 67 | 141 | 588 | 9 | 0 |  | 7 | 2447 | 376 | 388 | 353 | 8 | 70 | 132 | 646 | 9 | 0 |  | 7 | 2445 | 375 | 382 | 356 | 8 | 70 | 132 | 660 | 9 | 0 |  | 7 | 2478 | 367 | 393 | 348 | 8 | 69 | 138 | 609 | 9 | 0
| 8 | 2366 | 360 | 384 | 344 | 8 | 67 | 141 | 601 | 9 | 0 |  | 8 | 2371 | 361 | 387 | 344 | 8 | 67 | 141 | 587 | 9 | 0 |  | 8 | 2409 | 369 | 383 | 349 | 8 | 70 | 131 | 645 | 9 | 0 |  | 8 | 2407 | 368 | 377 | 351 | 8 | 70 | 131 | 659 | 9 | 0 |  | 8 | 2437 | 362 | 388 | 344 | 8 | 68 | 137 | 607 | 9 | 0
| 9 | 2330 | 355 | 381 | 340 | 8 | 67 | 140 | 600 | 9 | 0 |  | 9 | 2335 | 356 | 384 | 340 | 8 | 67 | 140 | 586 | 9 | 0 |  | 9 | 2371 | 365 | 380 | 345 | 8 | 70 | 131 | 643 | 9 | 0 |  | 9 | 2369 | 365 | 374 | 348 | 8 | 70 | 131 | 657 | 9 | 0 |  | 9 | 2398 | 358 | 385 | 340 | 8 | 68 | 137 | 606 | 9 | 0
| 10 | 2299 | 350 | 377 | 338 | 8 | 67 | 140 | 599 | 9 | 0 |  | 10 | 2303 | 352 | 381 | 338 | 8 | 67 | 140 | 585 | 9 | 0 |  | 10 | 2338 | 361 | 377 | 343 | 8 | 70 | 130 | 642 | 9 | 0 |  | 10 | 2337 | 360 | 371 | 346 | 8 | 70 | 130 | 656 | 9 | 0 |  | 10 | 2368 | 353 | 381 | 338 | 8 | 68 | 137 | 605 | 9 | 0
| 11 | 2273 | 345 | 372 | 337 | 8 | 67 | 139 | 598 | 9 | 0 |  | 11 | 2278 | 347 | 376 | 337 | 8 | 67 | 139 | 584 | 9 | 0 |  | 11 | 2312 | 356 | 372 | 342 | 8 | 70 | 130 | 641 | 9 | 0 |  | 11 | 2312 | 354 | 365 | 344 | 8 | 70 | 130 | 654 | 9 | 0 |  | 11 | 2342 | 348 | 376 | 337 | 8 | 68 | 136 | 604 | 9 | 0
| 12 | 2248 | 342 | 369 | 336 | 8 | 67 | 139 | 597 | 9 | 0 |  | 12 | 2252 | 344 | 372 | 336 | 8 | 67 | 139 | 584 | 9 | 0 |  | 12 | 2287 | 352 | 369 | 341 | 8 | 69 | 130 | 640 | 9 | 0 |  | 12 | 2287 | 351 | 362 | 343 | 8 | 70 | 130 | 653 | 9 | 0 |  | 12 | 2317 | 343 | 373 | 336 | 8 | 68 | 136 | 602 | 9 | 0
| 13 | 2228 | 338 | 366 | 336 | 8 | 67 | 138 | 596 | 9 | 0 |  | 13 | 2233 | 339 | 369 | 336 | 8 | 67 | 138 | 583 | 9 | 0 |  | 13 | 2264 | 349 | 366 | 341 | 8 | 69 | 129 | 638 | 9 | 0 |  | 13 | 2265 | 348 | 359 | 343 | 8 | 69 | 129 | 651 | 9 | 0 |  | 13 | 2294 | 340 | 370 | 335 | 8 | 68 | 135 | 601 | 9 | 0
| 14 | 2208 | 335 | 364 | 336 | 8 | 66 | 138 | 595 | 9 | 0 |  | 14 | 2212 | 337 | 367 | 336 | 8 | 67 | 138 | 582 | 9 | 0 |  | 14 | 2246 | 345 | 363 | 340 | 8 | 69 | 129 | 637 | 9 | 0 |  | 14 | 2244 | 345 | 358 | 342 | 8 | 69 | 129 | 650 | 9 | 0 |  | 14 | 2273 | 337 | 368 | 335 | 8 | 68 | 135 | 600 | 9 | 0
| 15 | 2188 | 334 | 363 | 336 | 8 | 66 | 138 | 594 | 9 | 0 |  | 15 | 2193 | 336 | 366 | 336 | 8 | 67 | 138 | 581 | 9 | 0 |  | 15 | 2228 | 344 | 362 | 340 | 8 | 69 | 128 | 636 | 9 | 0 |  | 15 | 2226 | 343 | 356 | 343 | 8 | 69 | 128 | 648 | 9 | 0 |  | 15 | 2254 | 336 | 366 | 335 | 8 | 68 | 134 | 599 | 9 | 0
| 16 | 2172 | 333 | 362 | 336 | 8 | 66 | 137 | 593 | 9 | 0 |  | 16 | 2177 | 334 | 365 | 336 | 8 | 67 | 137 | 580 | 9 | 0 |  | 16 | 2210 | 343 | 361 | 340 | 8 | 69 | 128 | 634 | 9 | 0 |  | 16 | 2208 | 342 | 355 | 343 | 8 | 69 | 128 | 647 | 9 | 0 |  | 16 | 2237 | 335 | 365 | 335 | 8 | 68 | 134 | 598 | 9 | 0
| 17 | 2157 | 332 | 361 | 335 | 8 | 66 | 137 | 592 | 9 | 0 |  | 17 | 2162 | 333 | 364 | 336 | 8 | 67 | 137 | 579 | 9 | 0 |  | 17 | 2196 | 341 | 360 | 340 | 8 | 69 | 128 | 633 | 9 | 0 |  | 17 | 2193 | 341 | 354 | 343 | 8 | 69 | 128 | 646 | 9 | 0 |  | 17 | 2221 | 334 | 364 | 335 | 8 | 68 | 134 | 597 | 9 | 0
| 18 | 2144 | 330 | 360 | 335 | 8 | 66 | 136 | 591 | 9 | 0 |  | 18 | 2149 | 332 | 362 | 335 | 8 | 66 | 136 | 578 | 9 | 0 |  | 18 | 2183 | 340 | 359 | 339 | 8 | 69 | 127 | 632 | 9 | 0 |  | 18 | 2180 | 339 | 353 | 342 | 8 | 69 | 127 | 644 | 9 | 0 |  | 18 | 2207 | 333 | 363 | 334 | 8 | 68 | 133 | 595 | 9 | 0
| 19 | 2132 | 329 | 358 | 334 | 8 | 66 | 136 | 590 | 9 | 0 |  | 19 | 2137 | 330 | 361 | 334 | 8 | 66 | 136 | 577 | 9 | 0 |  | 19 | 2171 | 339 | 358 | 338 | 8 | 69 | 127 | 631 | 9 | 0 |  | 19 | 2168 | 338 | 352 | 342 | 8 | 69 | 127 | 643 | 9 | 0 |  | 19 | 2194 | 332 | 362 | 333 | 8 | 68 | 133 | 594 | 9 | 0
| 20 | 2122 | 328 | 357 | 333 | 8 | 66 | 135 | 589 | 9 | 0 |  | 20 | 2126 | 329 | 360 | 333 | 8 | 66 | 135 | 576 | 9 | 0 |  | 20 | 2159 | 338 | 356 | 337 | 8 | 69 | 126 | 630 | 9 | 0 |  | 20 | 2157 | 336 | 351 | 340 | 8 | 69 | 127 | 642 | 9 | 0 |  | 20 | 2183 | 330 | 360 | 332 | 8 | 68 | 132 | 593 | 9 | 0
| 21 | 2110 | 327 | 356 | 332 | 8 | 66 | 135 | 588 | 9 | 0 |  | 21 | 2115 | 328 | 359 | 332 | 8 | 66 | 135 | 575 | 9 | 0 |  | 21 | 2148 | 336 | 355 | 336 | 8 | 69 | 126 | 628 | 9 | 0 |  | 21 | 2146 | 335 | 349 | 339 | 8 | 69 | 126 | 640 | 9 | 0 |  | 21 | 2170 | 329 | 359 | 331 | 8 | 67 | 132 | 592 | 9 | 0
| 22 | 2098 | 326 | 355 | 331 | 8 | 66 | 135 | 587 | 9 | 0 |  | 22 | 2102 | 327 | 358 | 331 | 8 | 66 | 135 | 574 | 9 | 0 |  | 22 | 2136 | 334 | 354 | 335 | 8 | 69 | 126 | 627 | 9 | 0 |  | 22 | 2134 | 334 | 348 | 338 | 8 | 69 | 126 | 639 | 9 | 0 |  | 22 | 2159 | 327 | 358 | 331 | 8 | 67 | 131 | 591 | 9 | 0
| 23 | 2087 | 324 | 353 | 330 | 8 | 66 | 134 | 586 | 9 | 0 |  | 23 | 2091 | 325 | 356 | 330 | 8 | 66 | 134 | 573 | 9 | 0 |  | 23 | 2124 | 333 | 352 | 335 | 8 | 69 | 125 | 626 | 9 | 0 |  | 23 | 2122 | 333 | 347 | 337 | 8 | 69 | 125 | 638 | 9 | 0 |  | 23 | 2148 | 325 | 356 | 330 | 8 | 67 | 131 | 590 | 9 | 0
| 24 | 2076 | 322 | 352 | 329 | 8 | 66 | 134 | 585 | 9 | 0 |  | 24 | 2081 | 323 | 354 | 330 | 8 | 66 | 134 | 572 | 9 | 0 |  | 24 | 2114 | 331 | 351 | 334 | 8 | 69 | 125 | 625 | 9 | 0 |  | 24 | 2112 | 331 | 345 | 337 | 8 | 69 | 125 | 637 | 9 | 0 |  | 24 | 2137 | 323 | 354 | 329 | 8 | 67 | 131 | 589 | 9 | 0
| 25 | 2067 | 320 | 350 | 329 | 8 | 66 | 133 | 584 | 9 | 0 |  | 25 | 2071 | 321 | 353 | 329 | 8 | 66 | 133 | 572 | 9 | 0 |  | 25 | 2104 | 329 | 349 | 333 | 8 | 68 | 125 | 624 | 9 | 0 |  | 25 | 2102 | 329 | 344 | 336 | 8 | 69 | 125 | 635 | 9 | 0 |  | 25 | 2127 | 321 | 352 | 329 | 8 | 67 | 130 | 588 | 9 | 0
| 26 | 2056 | 319 | 349 | 328 | 8 | 66 | 133 | 583 | 9 | 0 |  | 26 | 2061 | 320 | 352 | 328 | 8 | 66 | 133 | 571 | 9 | 0 |  | 26 | 2093 | 328 | 348 | 333 | 8 | 68 | 124 | 623 | 9 | 0 |  | 26 | 2091 | 328 | 343 | 335 | 8 | 68 | 124 | 634 | 9 | 0 |  | 26 | 2116 | 320 | 352 | 328 | 8 | 67 | 130 | 587 | 9 | 0
| 27 | 2046 | 318 | 348 | 327 | 8 | 66 | 133 | 582 | 9 | 0 |  | 27 | 2050 | 319 | 350 | 327 | 8 | 66 | 133 | 570 | 9 | 0 |  | 27 | 2083 | 327 | 346 | 332 | 8 | 68 | 124 | 621 | 9 | 0 |  | 27 | 2081 | 326 | 341 | 334 | 8 | 68 | 124 | 633 | 9 | 0 |  | 27 | 2105 | 319 | 351 | 327 | 8 | 67 | 130 | 586 | 9 | 0
| 28 | 2036 | 316 | 346 | 326 | 8 | 66 | 132 | 581 | 9 | 0 |  | 28 | 2040 | 317 | 349 | 326 | 8 | 66 | 132 | 569 | 9 | 0 |  | 28 | 2073 | 325 | 345 | 331 | 8 | 68 | 124 | 620 | 9 | 0 |  | 28 | 2072 | 324 | 340 | 333 | 8 | 68 | 124 | 632 | 9 | 0 |  | 28 | 2095 | 317 | 349 | 326 | 8 | 67 | 129 | 585 | 9 | 0
| 29 | 2028 | 314 | 344 | 325 | 8 | 65 | 132 | 580 | 9 | 0 |  | 29 | 2032 | 315 | 347 | 325 | 8 | 66 | 132 | 568 | 9 | 0 |  | 29 | 2064 | 323 | 343 | 330 | 8 | 68 | 123 | 619 | 9 | 0 |  | 29 | 2063 | 323 | 338 | 332 | 8 | 68 | 123 | 631 | 9 | 0 |  | 29 | 2086 | 315 | 347 | 325 | 8 | 67 | 129 | 584 | 9 | 0
| 30 | 2019 | 313 | 343 | 324 | 8 | 65 | 132 | 579 | 9 | 0 |  | 30 | 2023 | 314 | 346 | 324 | 8 | 66 | 131 | 567 | 9 | 0 |  | 30 | 2056 | 321 | 342 | 329 | 8 | 68 | 123 | 618 | 9 | 0 |  | 30 | 2054 | 321 | 336 | 331 | 8 | 68 | 123 | 629 | 9 | 0 |  | 30 | 2077 | 314 | 345 | 324 | 8 | 67 | 128 | 583 | 9 | 0
| 31 | 2010 | 311 | 341 | 323 | 8 | 65 | 131 | 578 | 9 | 0 |  | 31 | 2015 | 312 | 344 | 323 | 8 | 66 | 131 | 566 | 9 | 0 |  | 31 | 2047 | 320 | 340 | 328 | 8 | 68 | 122 | 617 | 9 | 0 |  | 31 | 2045 | 319 | 335 | 330 | 8 | 68 | 122 | 628 | 9 | 0 |  | 31 | 2069 | 312 | 343 | 323 | 8 | 67 | 128 | 582 | 9 | 0
| 32 | 2001 | 310 | 339 | 322 | 8 | 65 | 131 | 577 | 9 | 0 |  | 32 | 2006 | 311 | 342 | 322 | 8 | 66 | 131 | 566 | 9 | 0 |  | 32 | 2038 | 318 | 338 | 327 | 8 | 68 | 122 | 616 | 9 | 0 |  | 32 | 2036 | 318 | 333 | 329 | 8 | 68 | 122 | 627 | 9 | 0 |  | 32 | 2060 | 311 | 341 | 322 | 8 | 67 | 128 | 581 | 9 | 0
| 33 | 1994 | 307 | 337 | 321 | 8 | 65 | 130 | 576 | 9 | 0 |  | 33 | 1999 | 308 | 340 | 321 | 8 | 66 | 130 | 565 | 9 | 0 |  | 33 | 2031 | 315 | 336 | 326 | 8 | 68 | 122 | 615 | 9 | 0 |  | 33 | 2030 | 314 | 331 | 328 | 8 | 68 | 122 | 626 | 9 | 0 |  | 33 | 2052 | 308 | 339 | 321 | 8 | 67 | 127 | 580 | 9 | 0
| 34 | 1986 | 304 | 336 | 320 | 8 | 65 | 130 | 576 | 9 | 0 |  | 34 | 1991 | 305 | 338 | 321 | 8 | 65 | 130 | 564 | 9 | 0 |  | 34 | 2022 | 313 | 335 | 325 | 8 | 68 | 121 | 614 | 9 | 0 |  | 34 | 2021 | 312 | 329 | 328 | 8 | 68 | 121 | 625 | 9 | 0 |  | 34 | 2046 | 304 | 337 | 320 | 8 | 67 | 127 | 579 | 9 | 0
| 35 | 1977 | 302 | 334 | 320 | 8 | 65 | 130 | 575 | 9 | 0 |  | 35 | 1981 | 303 | 337 | 320 | 8 | 65 | 130 | 563 | 9 | 0 |  | 35 | 2013 | 311 | 333 | 324 | 8 | 68 | 121 | 613 | 9 | 0 |  | 35 | 2011 | 310 | 328 | 327 | 8 | 68 | 121 | 624 | 9 | 0 |  | 35 | 2037 | 301 | 335 | 320 | 8 | 67 | 127 | 578 | 9 | 0
| 36 | 1969 | 300 | 332 | 319 | 8 | 65 | 129 | 574 | 9 | 0 |  | 36 | 1973 | 301 | 334 | 319 | 8 | 65 | 129 | 562 | 9 | 0 |  | 36 | 2005 | 308 | 330 | 324 | 8 | 68 | 121 | 612 | 9 | 0 |  | 36 | 2003 | 308 | 325 | 326 | 8 | 68 | 121 | 623 | 9 | 0 |  | 36 | 2028 | 300 | 332 | 319 | 8 | 67 | 126 | 577 | 9 | 0
| 37 | 1961 | 298 | 329 | 318 | 8 | 65 | 129 | 573 | 9 | 0 |  | 37 | 1965 | 299 | 332 | 319 | 8 | 65 | 129 | 561 | 9 | 0 |  | 37 | 1996 | 306 | 328 | 323 | 8 | 68 | 120 | 611 | 9 | 0 |  | 37 | 1994 | 305 | 323 | 326 | 8 | 68 | 120 | 622 | 9 | 0 |  | 37 | 2020 | 296 | 330 | 319 | 8 | 66 | 126 | 576 | 9 | 0
| 38 | 1952 | 295 | 327 | 318 | 8 | 65 | 129 | 572 | 9 | 0 |  | 38 | 1956 | 297 | 330 | 318 | 8 | 65 | 128 | 561 | 9 | 0 |  | 38 | 1988 | 303 | 326 | 323 | 8 | 68 | 120 | 610 | 9 | 0 |  | 38 | 1985 | 303 | 321 | 325 | 8 | 68 | 120 | 621 | 9 | 0 |  | 38 | 2010 | 295 | 329 | 318 | 8 | 66 | 125 | 575 | 9 | 0
| 39 | 1941 | 294 | 326 | 317 | 8 | 65 | 128 | 571 | 9 | 0 |  | 39 | 1946 | 295 | 328 | 318 | 8 | 65 | 128 | 560 | 9 | 0 |  | 39 | 1978 | 302 | 324 | 322 | 8 | 68 | 120 | 609 | 9 | 0 |  | 39 | 1975 | 301 | 320 | 325 | 8 | 68 | 120 | 620 | 9 | 0 |  | 39 | 2000 | 293 | 327 | 318 | 8 | 66 | 125 | 575 | 9 | 0
| 40 | 1935 | 291 | 323 | 317 | 8 | 65 | 128 | 570 | 9 | 0 |  | 40 | 1939 | 292 | 325 | 317 | 8 | 65 | 128 | 559 | 9 | 0 |  | 40 | 1971 | 299 | 321 | 322 | 8 | 67 | 119 | 608 | 9 | 0 |  | 40 | 1969 | 298 | 317 | 324 | 8 | 68 | 119 | 619 | 9 | 0 |  | 40 | 1992 | 290 | 324 | 317 | 8 | 66 | 125 | 574 | 9 | 0
| 41 | 1926 | 289 | 320 | 316 | 8 | 65 | 128 | 570 | 9 | 0 |  | 41 | 1931 | 290 | 322 | 317 | 8 | 65 | 127 | 558 | 9 | 0 |  | 41 | 1962 | 296 | 319 | 321 | 8 | 67 | 119 | 607 | 9 | 0 |  | 41 | 1960 | 296 | 314 | 324 | 8 | 67 | 119 | 618 | 9 | 0 |  | 41 | 1983 | 288 | 322 | 317 | 8 | 66 | 124 | 573 | 9 | 0
| 42 | 1918 | 286 | 318 | 316 | 8 | 65 | 127 | 569 | 9 | 0 |  | 42 | 1923 | 287 | 320 | 316 | 8 | 65 | 127 | 557 | 9 | 0 |  | 42 | 1953 | 295 | 317 | 321 | 8 | 67 | 119 | 606 | 9 | 0 |  | 42 | 1951 | 294 | 312 | 323 | 8 | 67 | 119 | 617 | 9 | 0 |  | 42 | 1976 | 286 | 318 | 316 | 8 | 66 | 124 | 572 | 9 | 0
| 43 | 1911 | 283 | 316 | 316 | 8 | 65 | 127 | 568 | 9 | 0 |  | 43 | 1915 | 284 | 318 | 316 | 8 | 65 | 127 | 557 | 9 | 0 |  | 43 | 1946 | 290 | 315 | 320 | 8 | 67 | 118 | 605 | 9 | 0 |  | 43 | 1944 | 290 | 310 | 323 | 8 | 67 | 118 | 616 | 9 | 0 |  | 43 | 1969 | 283 | 315 | 316 | 8 | 66 | 124 | 571 | 9 | 0
| 44 | 1903 | 279 | 313 | 315 | 8 | 65 | 126 | 567 | 9 | 0 |  | 44 | 1908 | 280 | 316 | 315 | 8 | 65 | 126 | 556 | 9 | 0 |  | 44 | 1939 | 287 | 312 | 320 | 8 | 67 | 118 | 604 | 9 | 0 |  | 44 | 1937 | 286 | 308 | 322 | 8 | 67 | 118 | 615 | 9 | 0 |  | 44 | 1962 | 278 | 313 | 315 | 8 | 66 | 123 | 570 | 9 | 0
| 45 | 1895 | 277 | 311 | 315 | 8 | 65 | 126 | 566 | 9 | 0 |  | 45 | 1899 | 278 | 314 | 315 | 8 | 65 | 126 | 555 | 9 | 0 |  | 45 | 1931 | 283 | 311 | 319 | 8 | 67 | 118 | 603 | 9 | 0 |  | 45 | 1929 | 282 | 306 | 322 | 8 | 67 | 118 | 614 | 9 | 0 |  | 45 | 1952 | 276 | 312 | 315 | 8 | 66 | 123 | 569 | 9 | 0
| 46 | 1885 | 275 | 310 | 314 | 8 | 64 | 126 | 565 | 9 | 0 |  | 46 | 1890 | 276 | 312 | 315 | 8 | 65 | 126 | 554 | 9 | 0 |  | 46 | 1921 | 281 | 309 | 319 | 8 | 67 | 118 | 602 | 9 | 0 |  | 46 | 1919 | 280 | 304 | 322 | 8 | 67 | 118 | 613 | 9 | 0 |  | 46 | 1942 | 274 | 311 | 315 | 8 | 66 | 123 | 569 | 9 | 0
| 47 | 1877 | 273 | 307 | 314 | 8 | 64 | 125 | 565 | 9 | 0 |  | 47 | 1881 | 274 | 310 | 314 | 8 | 65 | 125 | 554 | 9 | 0 |  | 47 | 1912 | 279 | 307 | 319 | 8 | 67 | 117 | 602 | 9 | 0 |  | 47 | 1910 | 278 | 302 | 321 | 8 | 67 | 117 | 612 | 9 | 0 |  | 47 | 1932 | 273 | 308 | 314 | 8 | 66 | 122 | 568 | 9 | 0
| 48 | 1868 | 271 | 305 | 314 | 8 | 64 | 125 | 564 | 9 | 0 |  | 48 | 1872 | 272 | 308 | 314 | 8 | 65 | 125 | 553 | 9 | 0 |  | 48 | 1902 | 277 | 305 | 318 | 8 | 67 | 117 | 601 | 9 | 0 |  | 48 | 1900 | 277 | 300 | 321 | 8 | 67 | 117 | 612 | 9 | 0 |  | 48 | 1921 | 271 | 307 | 314 | 8 | 66 | 122 | 567 | 9 | 0
| 49 | 1859 | 268 | 304 | 313 | 8 | 64 | 125 | 563 | 9 | 0 |  | 49 | 1863 | 269 | 306 | 313 | 8 | 65 | 125 | 552 | 9 | 0 |  | 49 | 1893 | 275 | 303 | 318 | 8 | 67 | 117 | 600 | 9 | 0 |  | 49 | 1891 | 274 | 298 | 320 | 8 | 67 | 117 | 611 | 9 | 0 |  | 49 | 1911 | 269 | 306 | 313 | 8 | 66 | 122 | 566 | 9 | 0
| 50 | 1849 | 265 | 303 | 313 | 8 | 64 | 125 | 562 | 9 | 0 |  | 50 | 1853 | 266 | 305 | 313 | 8 | 65 | 124 | 551 | 9 | 0 |  | 50 | 1883 | 273 | 302 | 317 | 8 | 67 | 116 | 599 | 9 | 0 |  | 50 | 1881 | 272 | 297 | 320 | 8 | 67 | 116 | 610 | 9 | 0 |  | 50 | 1902 | 266 | 304 | 313 | 8 | 66 | 121 | 566 | 9 | 0
| 51 | 1840 | 263 | 301 | 312 | 8 | 64 | 124 | 562 | 9 | 0 |  | 51 | 1844 | 264 | 303 | 312 | 8 | 65 | 124 | 551 | 9 | 0 |  | 51 | 1873 | 271 | 300 | 317 | 8 | 67 | 116 | 598 | 9 | 0 |  | 51 | 1872 | 270 | 295 | 319 | 8 | 67 | 116 | 609 | 9 | 0 |  | 51 | 1892 | 264 | 303 | 312 | 8 | 66 | 121 | 565 | 9 | 0
| 52 | 1833 | 262 | 299 | 312 | 8 | 64 | 124 | 561 | 9 | 0 |  | 52 | 1837 | 263 | 301 | 312 | 8 | 64 | 124 | 550 | 9 | 0 |  | 52 | 1866 | 269 | 298 | 316 | 8 | 67 | 116 | 597 | 9 | 0 |  | 52 | 1863 | 269 | 294 | 319 | 8 | 67 | 116 | 608 | 9 | 0 |  | 52 | 1885 | 263 | 301 | 312 | 8 | 66 | 121 | 564 | 9 | 0
| 53 | 1825 | 261 | 297 | 311 | 8 | 64 | 124 | 560 | 9 | 0 |  | 53 | 1830 | 262 | 299 | 312 | 8 | 64 | 123 | 549 | 9 | 0 |  | 53 | 1859 | 268 | 296 | 316 | 8 | 67 | 115 | 596 | 9 | 0 |  | 53 | 1856 | 268 | 292 | 319 | 8 | 67 | 115 | 607 | 9 | 0 |  | 53 | 1877 | 262 | 299 | 312 | 8 | 66 | 121 | 563 | 9 | 0
| 54 | 1818 | 258 | 296 | 311 | 8 | 64 | 123 | 559 | 9 | 0 |  | 54 | 1823 | 259 | 298 | 311 | 8 | 64 | 123 | 549 | 9 | 0 |  | 54 | 1853 | 265 | 295 | 315 | 8 | 67 | 115 | 596 | 9 | 0 |  | 54 | 1850 | 264 | 291 | 318 | 8 | 67 | 115 | 607 | 9 | 0 |  | 54 | 1869 | 260 | 298 | 311 | 8 | 66 | 120 | 563 | 9 | 0
| 55 | 1811 | 257 | 295 | 310 | 8 | 64 | 123 | 559 | 9 | 0 |  | 55 | 1815 | 258 | 297 | 311 | 8 | 64 | 123 | 548 | 9 | 0 |  | 55 | 1844 | 263 | 294 | 315 | 8 | 67 | 115 | 595 | 9 | 0 |  | 55 | 1842 | 263 | 290 | 317 | 8 | 67 | 115 | 606 | 9 | 0 |  | 55 | 1860 | 259 | 297 | 311 | 8 | 65 | 120 | 562 | 9 | 0
| 56 | 1803 | 255 | 293 | 310 | 8 | 64 | 123 | 558 | 9 | 0 |  | 56 | 1807 | 256 | 296 | 310 | 8 | 64 | 123 | 547 | 9 | 0 |  | 56 | 1836 | 262 | 293 | 314 | 8 | 67 | 115 | 594 | 9 | 0 |  | 56 | 1834 | 261 | 289 | 317 | 8 | 67 | 115 | 605 | 9 | 0 |  | 56 | 1851 | 257 | 296 | 310 | 8 | 65 | 120 | 561 | 9 | 0
| 57 | 1795 | 254 | 292 | 310 | 8 | 64 | 122 | 557 | 9 | 0 |  | 57 | 1799 | 255 | 294 | 310 | 8 | 64 | 122 | 546 | 9 | 0 |  | 57 | 1827 | 261 | 292 | 314 | 8 | 67 | 114 | 593 | 9 | 0 |  | 57 | 1825 | 261 | 287 | 317 | 8 | 67 | 114 | 604 | 9 | 0 |  | 57 | 1843 | 257 | 295 | 310 | 8 | 65 | 119 | 561 | 9 | 0
| 58 | 1786 | 254 | 291 | 309 | 8 | 64 | 122 | 556 | 9 | 0 |  | 58 | 1790 | 255 | 293 | 309 | 8 | 64 | 122 | 546 | 9 | 0 |  | 58 | 1819 | 260 | 291 | 313 | 8 | 66 | 114 | 593 | 9 | 0 |  | 58 | 1817 | 260 | 286 | 316 | 8 | 67 | 114 | 604 | 9 | 0 |  | 58 | 1835 | 255 | 293 | 309 | 8 | 65 | 119 | 560 | 9 | 0
| 59 | 1779 | 251 | 290 | 308 | 8 | 64 | 122 | 556 | 9 | 0 |  | 59 | 1783 | 252 | 292 | 309 | 8 | 64 | 122 | 545 | 9 | 0 |  | 59 | 1811 | 259 | 289 | 313 | 8 | 66 | 114 | 592 | 9 | 0 |  | 59 | 1809 | 258 | 284 | 316 | 8 | 67 | 114 | 603 | 9 | 0 |  | 59 | 1828 | 253 | 292 | 309 | 8 | 65 | 119 | 559 | 9 | 0
| 60 | 1773 | 249 | 288 | 308 | 8 | 64 | 121 | 555 | 9 | 0 |  | 60 | 1776 | 250 | 290 | 308 | 8 | 64 | 121 | 545 | 9 | 0 |  | 60 | 1803 | 257 | 288 | 312 | 8 | 66 | 113 | 591 | 9 | 0 |  | 60 | 1802 | 256 | 283 | 315 | 8 | 66 | 113 | 602 | 9 | 0 |  | 60 | 1820 | 252 | 290 | 308 | 8 | 65 | 119 | 559 | 9 | 0
| 61 | 1764 | 248 | 286 | 308 | 8 | 64 | 121 | 554 | 9 | 0 |  | 61 | 1768 | 249 | 289 | 308 | 8 | 64 | 121 | 544 | 9 | 0 |  | 61 | 1796 | 255 | 286 | 312 | 8 | 66 | 113 | 590 | 9 | 0 |  | 61 | 1794 | 255 | 282 | 315 | 8 | 66 | 113 | 601 | 9 | 0 |  | 61 | 1812 | 250 | 288 | 308 | 8 | 65 | 118 | 558 | 9 | 0
| 62 | 1756 | 247 | 285 | 307 | 8 | 64 | 121 | 554 | 9 | 0 |  | 62 | 1760 | 248 | 287 | 307 | 8 | 64 | 121 | 543 | 9 | 0 |  | 62 | 1788 | 254 | 284 | 312 | 8 | 66 | 113 | 590 | 9 | 0 |  | 62 | 1786 | 254 | 280 | 314 | 8 | 66 | 113 | 601 | 9 | 0 |  | 62 | 1804 | 249 | 286 | 307 | 8 | 65 | 118 | 557 | 9 | 0
| 63 | 1747 | 246 | 284 | 307 | 8 | 64 | 121 | 553 | 9 | 0 |  | 63 | 1751 | 247 | 286 | 307 | 8 | 64 | 120 | 543 | 9 | 0 |  | 63 | 1779 | 253 | 283 | 311 | 8 | 66 | 113 | 589 | 9 | 0 |  | 63 | 1777 | 253 | 279 | 314 | 8 | 66 | 113 | 600 | 9 | 0 |  | 63 | 1795 | 248 | 286 | 307 | 8 | 65 | 118 | 557 | 9 | 0
| 64 | 1738 | 245 | 283 | 306 | 8 | 64 | 120 | 552 | 9 | 0 |  | 64 | 1743 | 246 | 285 | 306 | 8 | 64 | 120 | 542 | 9 | 0 |  | 64 | 1770 | 253 | 282 | 311 | 8 | 66 | 112 | 588 | 9 | 0 |  | 64 | 1768 | 252 | 278 | 313 | 8 | 66 | 112 | 599 | 9 | 0 |  | 64 | 1786 | 247 | 284 | 306 | 8 | 65 | 117 | 556 | 9 | 0
| 65 | 1730 | 245 | 282 | 306 | 8 | 64 | 120 | 552 | 9 | 0 |  | 65 | 1734 | 245 | 284 | 306 | 8 | 64 | 120 | 541 | 9 | 0 |  | 65 | 1762 | 251 | 282 | 310 | 8 | 66 | 112 | 588 | 9 | 0 |  | 65 | 1760 | 250 | 277 | 313 | 8 | 66 | 112 | 599 | 9 | 0 |  | 65 | 1777 | 247 | 283 | 306 | 8 | 65 | 117 | 556 | 9 | 0
| 66 | 1721 | 244 | 282 | 305 | 8 | 64 | 120 | 551 | 9 | 0 |  | 66 | 1725 | 245 | 284 | 305 | 8 | 64 | 120 | 541 | 9 | 0 |  | 66 | 1753 | 250 | 281 | 310 | 8 | 66 | 112 | 587 | 9 | 0 |  | 66 | 1751 | 249 | 277 | 312 | 8 | 66 | 112 | 598 | 9 | 0 |  | 66 | 1768 | 245 | 282 | 306 | 8 | 65 | 117 | 555 | 9 | 0
| 67 | 1711 | 244 | 281 | 305 | 8 | 63 | 119 | 551 | 9 | 0 |  | 67 | 1715 | 244 | 283 | 305 | 8 | 64 | 119 | 540 | 9 | 0 |  | 67 | 1743 | 249 | 281 | 309 | 8 | 66 | 112 | 586 | 9 | 0 |  | 67 | 1741 | 249 | 276 | 312 | 8 | 66 | 112 | 597 | 9 | 0 |  | 67 | 1759 | 245 | 282 | 305 | 8 | 65 | 117 | 555 | 9 | 0
| 68 | 1702 | 243 | 280 | 304 | 8 | 63 | 119 | 550 | 9 | 0 |  | 68 | 1706 | 244 | 282 | 305 | 8 | 64 | 119 | 540 | 9 | 0 |  | 68 | 1734 | 249 | 280 | 309 | 8 | 66 | 111 | 586 | 9 | 0 |  | 68 | 1732 | 248 | 275 | 311 | 8 | 66 | 111 | 597 | 9 | 0 |  | 68 | 1749 | 244 | 281 | 305 | 8 | 65 | 116 | 554 | 9 | 0
| 69 | 1694 | 241 | 279 | 304 | 8 | 63 | 119 | 549 | 9 | 0 |  | 69 | 1698 | 242 | 282 | 304 | 8 | 64 | 119 | 539 | 9 | 0 |  | 69 | 1724 | 248 | 279 | 308 | 8 | 66 | 111 | 585 | 9 | 0 |  | 69 | 1723 | 247 | 275 | 311 | 8 | 66 | 111 | 596 | 9 | 0 |  | 69 | 1740 | 243 | 280 | 304 | 8 | 65 | 116 | 553 | 9 | 0
| 70 | 1685 | 240 | 279 | 304 | 8 | 63 | 119 | 549 | 9 | 0 |  | 70 | 1689 | 241 | 281 | 304 | 8 | 64 | 119 | 539 | 9 | 0 |  | 70 | 1715 | 247 | 278 | 308 | 8 | 66 | 111 | 584 | 9 | 0 |  | 70 | 1713 | 247 | 274 | 310 | 8 | 66 | 111 | 596 | 9 | 0 |  | 70 | 1731 | 242 | 280 | 304 | 8 | 65 | 116 | 553 | 9 | 0
| 71 | 1677 | 239 | 278 | 303 | 8 | 63 | 118 | 548 | 9 | 0 |  | 71 | 1680 | 240 | 280 | 303 | 8 | 64 | 118 | 538 | 9 | 0 |  | 71 | 1706 | 246 | 278 | 307 | 8 | 66 | 111 | 584 | 9 | 0 |  | 71 | 1705 | 246 | 273 | 310 | 8 | 66 | 111 | 595 | 9 | 0 |  | 71 | 1722 | 241 | 279 | 303 | 8 | 65 | 116 | 552 | 9 | 0
| 72 | 1668 | 238 | 277 | 303 | 8 | 63 | 118 | 548 | 9 | 0 |  | 72 | 1672 | 239 | 279 | 303 | 8 | 64 | 118 | 537 | 9 | 0 |  | 72 | 1698 | 245 | 276 | 307 | 8 | 66 | 110 | 583 | 9 | 0 |  | 72 | 1696 | 245 | 272 | 310 | 8 | 66 | 110 | 594 | 9 | 0 |  | 72 | 1713 | 240 | 278 | 303 | 8 | 65 | 115 | 552 | 9 | 0
| 73 | 1660 | 237 | 275 | 302 | 8 | 63 | 118 | 547 | 9 | 0 |  | 73 | 1664 | 238 | 277 | 302 | 8 | 64 | 118 | 537 | 9 | 0 |  | 73 | 1689 | 244 | 275 | 307 | 8 | 66 | 110 | 583 | 9 | 0 |  | 73 | 1687 | 243 | 271 | 309 | 8 | 66 | 110 | 594 | 9 | 0 |  | 73 | 1705 | 239 | 277 | 303 | 8 | 65 | 115 | 551 | 9 | 0
| 74 | 1651 | 236 | 274 | 302 | 8 | 63 | 118 | 547 | 9 | 0 |  | 74 | 1655 | 237 | 276 | 302 | 8 | 63 | 118 | 536 | 9 | 0 |  | 74 | 1681 | 243 | 274 | 306 | 8 | 66 | 110 | 582 | 9 | 0 |  | 74 | 1679 | 243 | 269 | 309 | 8 | 66 | 110 | 593 | 9 | 0 |  | 74 | 1696 | 237 | 276 | 302 | 8 | 65 | 115 | 551 | 9 | 0
| 75 | 1643 | 235 | 273 | 301 | 8 | 63 | 117 | 546 | 9 | 0 |  | 75 | 1647 | 236 | 275 | 302 | 8 | 63 | 117 | 536 | 9 | 0 |  | 75 | 1673 | 241 | 273 | 306 | 8 | 66 | 110 | 581 | 9 | 0 |  | 75 | 1671 | 241 | 268 | 308 | 8 | 66 | 110 | 593 | 9 | 0 |  | 75 | 1687 | 236 | 275 | 302 | 8 | 65 | 115 | 550 | 9 | 0
| 76 | 1634 | 234 | 272 | 301 | 8 | 63 | 117 | 545 | 9 | 0 |  | 76 | 1638 | 235 | 274 | 301 | 8 | 63 | 117 | 535 | 9 | 0 |  | 76 | 1664 | 240 | 272 | 305 | 8 | 66 | 109 | 581 | 9 | 0 |  | 76 | 1662 | 240 | 267 | 308 | 8 | 66 | 109 | 592 | 9 | 0 |  | 76 | 1678 | 236 | 274 | 301 | 8 | 64 | 114 | 550 | 9 | 0
| 77 | 1626 | 233 | 271 | 301 | 8 | 63 | 117 | 545 | 9 | 0 |  | 77 | 1630 | 234 | 273 | 301 | 8 | 63 | 117 | 535 | 9 | 0 |  | 77 | 1655 | 239 | 271 | 305 | 8 | 66 | 109 | 580 | 9 | 0 |  | 77 | 1653 | 239 | 267 | 308 | 8 | 66 | 109 | 592 | 9 | 0 |  | 77 | 1669 | 235 | 273 | 301 | 8 | 64 | 114 | 550 | 9 | 0
| 78 | 1617 | 232 | 270 | 300 | 8 | 63 | 117 | 544 | 9 | 0 |  | 78 | 1621 | 233 | 273 | 300 | 8 | 63 | 117 | 534 | 9 | 0 |  | 78 | 1646 | 238 | 270 | 305 | 8 | 66 | 109 | 580 | 9 | 0 |  | 78 | 1644 | 238 | 266 | 307 | 8 | 66 | 109 | 591 | 9 | 0 |  | 78 | 1660 | 234 | 271 | 301 | 8 | 64 | 114 | 549 | 9 | 0
| 79 | 1609 | 230 | 269 | 300 | 8 | 63 | 116 | 544 | 9 | 0 |  | 79 | 1612 | 231 | 271 | 300 | 8 | 63 | 116 | 534 | 9 | 0 |  | 79 | 1637 | 237 | 269 | 304 | 8 | 66 | 109 | 579 | 9 | 0 |  | 79 | 1636 | 237 | 264 | 307 | 8 | 66 | 109 | 591 | 9 | 0 |  | 79 | 1651 | 233 | 270 | 300 | 8 | 64 | 114 | 549 | 9 | 0
| 80 | 1602 | 229 | 267 | 299 | 8 | 63 | 116 | 543 | 9 | 0 |  | 80 | 1606 | 230 | 268 | 300 | 8 | 63 | 116 | 534 | 9 | 0 |  | 80 | 1631 | 236 | 266 | 304 | 8 | 66 | 108 | 579 | 9 | 0 |  | 80 | 1629 | 236 | 262 | 306 | 8 | 66 | 109 | 590 | 9 | 0 |  | 80 | 1644 | 232 | 268 | 300 | 8 | 64 | 113 | 548 | 9 | 0
| 81 | 1593 | 229 | 265 | 299 | 8 | 63 | 116 | 543 | 9 | 0 |  | 81 | 1597 | 230 | 267 | 299 | 8 | 63 | 116 | 533 | 9 | 0 |  | 81 | 1622 | 236 | 265 | 303 | 8 | 65 | 108 | 578 | 9 | 0 |  | 81 | 1619 | 235 | 261 | 306 | 8 | 66 | 108 | 590 | 9 | 0 |  | 81 | 1635 | 231 | 266 | 299 | 8 | 64 | 113 | 548 | 9 | 0
| 82 | 1585 | 228 | 263 | 299 | 8 | 63 | 116 | 543 | 9 | 0 |  | 82 | 1589 | 229 | 265 | 299 | 8 | 63 | 116 | 533 | 9 | 0 |  | 82 | 1613 | 235 | 263 | 303 | 8 | 65 | 108 | 578 | 9 | 0 |  | 82 | 1611 | 234 | 259 | 306 | 8 | 66 | 108 | 589 | 9 | 0 |  | 82 | 1626 | 230 | 265 | 299 | 8 | 64 | 113 | 547 | 9 | 0
| 83 | 1576 | 227 | 262 | 298 | 8 | 63 | 115 | 542 | 9 | 0 |  | 83 | 1580 | 228 | 264 | 298 | 8 | 63 | 115 | 532 | 9 | 0 |  | 83 | 1604 | 234 | 262 | 303 | 8 | 65 | 108 | 577 | 9 | 0 |  | 83 | 1602 | 234 | 258 | 305 | 8 | 66 | 108 | 589 | 9 | 0 |  | 83 | 1618 | 229 | 264 | 299 | 8 | 64 | 113 | 547 | 9 | 0
| 84 | 1568 | 226 | 262 | 298 | 8 | 63 | 115 | 542 | 9 | 0 |  | 84 | 1572 | 227 | 263 | 298 | 8 | 63 | 115 | 532 | 9 | 0 |  | 84 | 1596 | 233 | 261 | 302 | 8 | 65 | 108 | 577 | 9 | 0 |  | 84 | 1594 | 232 | 257 | 305 | 8 | 65 | 108 | 588 | 9 | 0 |  | 84 | 1609 | 228 | 262 | 298 | 8 | 64 | 113 | 547 | 9 | 0
| 85 | 1559 | 225 | 261 | 298 | 8 | 63 | 115 | 541 | 9 | 0 |  | 85 | 1563 | 226 | 263 | 298 | 8 | 63 | 115 | 531 | 9 | 0 |  | 85 | 1587 | 232 | 260 | 302 | 8 | 65 | 107 | 576 | 9 | 0 |  | 85 | 1585 | 231 | 256 | 304 | 8 | 65 | 108 | 588 | 9 | 0 |  | 85 | 1599 | 227 | 262 | 298 | 8 | 64 | 112 | 546 | 9 | 0
| 86 | 1550 | 224 | 260 | 297 | 8 | 63 | 115 | 541 | 9 | 0 |  | 86 | 1554 | 225 | 262 | 297 | 8 | 63 | 115 | 531 | 9 | 0 |  | 86 | 1578 | 231 | 260 | 301 | 8 | 65 | 107 | 576 | 9 | 0 |  | 86 | 1576 | 230 | 255 | 304 | 8 | 65 | 107 | 588 | 9 | 0 |  | 86 | 1591 | 226 | 261 | 297 | 8 | 64 | 112 | 546 | 9 | 0
| 87 | 1541 | 223 | 259 | 297 | 8 | 63 | 115 | 540 | 9 | 0 |  | 87 | 1545 | 224 | 261 | 297 | 8 | 63 | 115 | 531 | 9 | 0 |  | 87 | 1568 | 230 | 259 | 301 | 8 | 65 | 107 | 575 | 9 | 0 |  | 87 | 1567 | 229 | 254 | 304 | 8 | 65 | 107 | 587 | 9 | 0 |  | 87 | 1582 | 225 | 259 | 297 | 8 | 64 | 112 | 546 | 9 | 0
| 88 | 1533 | 222 | 258 | 296 | 8 | 63 | 114 | 540 | 9 | 0 |  | 88 | 1536 | 223 | 260 | 297 | 8 | 63 | 114 | 530 | 9 | 0 |  | 88 | 1560 | 229 | 258 | 301 | 8 | 65 | 107 | 575 | 9 | 0 |  | 88 | 1558 | 228 | 254 | 303 | 8 | 65 | 107 | 587 | 9 | 0 |  | 88 | 1573 | 224 | 259 | 297 | 8 | 64 | 112 | 545 | 9 | 0
| 89 | 1525 | 222 | 257 | 296 | 8 | 63 | 114 | 540 | 9 | 0 |  | 89 | 1528 | 222 | 260 | 296 | 8 | 63 | 114 | 530 | 9 | 0 |  | 89 | 1552 | 228 | 257 | 300 | 8 | 65 | 107 | 575 | 9 | 0 |  | 89 | 1550 | 228 | 253 | 303 | 8 | 65 | 107 | 586 | 9 | 0 |  | 89 | 1564 | 223 | 258 | 296 | 8 | 64 | 112 | 545 | 9 | 0
| 90 | 1517 | 221 | 256 | 296 | 8 | 63 | 114 | 539 | 9 | 0 |  | 90 | 1521 | 222 | 258 | 296 | 8 | 63 | 114 | 530 | 9 | 0 |  | 90 | 1544 | 227 | 256 | 300 | 8 | 65 | 106 | 574 | 9 | 0 |  | 90 | 1542 | 227 | 252 | 302 | 8 | 65 | 107 | 586 | 9 | 0 |  | 90 | 1557 | 223 | 256 | 296 | 8 | 64 | 111 | 545 | 9 | 0
| 91 | 1509 | 220 | 255 | 295 | 8 | 62 | 114 | 539 | 9 | 0 |  | 91 | 1513 | 221 | 257 | 295 | 8 | 63 | 114 | 529 | 9 | 0 |  | 91 | 1537 | 226 | 254 | 300 | 8 | 65 | 106 | 574 | 9 | 0 |  | 91 | 1535 | 226 | 251 | 302 | 8 | 65 | 106 | 585 | 9 | 0 |  | 91 | 1549 | 222 | 255 | 296 | 8 | 64 | 111 | 544 | 9 | 0
| 92 | 1502 | 219 | 254 | 295 | 8 | 62 | 114 | 539 | 9 | 0 |  | 92 | 1506 | 220 | 256 | 295 | 8 | 63 | 114 | 529 | 9 | 0 |  | 92 | 1530 | 225 | 253 | 299 | 8 | 65 | 106 | 573 | 9 | 0 |  | 92 | 1527 | 225 | 250 | 302 | 8 | 65 | 106 | 585 | 9 | 0 |  | 92 | 1541 | 221 | 254 | 295 | 8 | 64 | 111 | 544 | 9 | 0
| 93 | 1495 | 218 | 252 | 295 | 8 | 62 | 113 | 538 | 9 | 0 |  | 93 | 1499 | 219 | 254 | 295 | 8 | 63 | 113 | 529 | 9 | 0 |  | 93 | 1523 | 224 | 252 | 299 | 8 | 65 | 106 | 573 | 9 | 0 |  | 93 | 1521 | 223 | 248 | 302 | 8 | 65 | 106 | 585 | 9 | 0 |  | 93 | 1533 | 220 | 253 | 295 | 8 | 64 | 111 | 544 | 9 | 0
| 94 | 1489 | 216 | 251 | 294 | 8 | 62 | 113 | 538 | 9 | 0 |  | 94 | 1492 | 217 | 253 | 294 | 8 | 63 | 113 | 528 | 9 | 0 |  | 94 | 1515 | 222 | 251 | 299 | 8 | 65 | 106 | 573 | 9 | 0 |  | 94 | 1514 | 222 | 247 | 301 | 8 | 65 | 106 | 584 | 9 | 0 |  | 94 | 1525 | 219 | 252 | 295 | 8 | 64 | 111 | 543 | 9 | 0
| 95 | 1481 | 215 | 250 | 294 | 8 | 62 | 113 | 538 | 9 | 0 |  | 95 | 1485 | 216 | 252 | 294 | 8 | 63 | 113 | 528 | 9 | 0 |  | 95 | 1507 | 221 | 250 | 298 | 8 | 65 | 105 | 572 | 9 | 0 |  | 95 | 1506 | 221 | 246 | 301 | 8 | 65 | 106 | 584 | 9 | 0 |  | 95 | 1518 | 217 | 251 | 294 | 8 | 64 | 110 | 543 | 9 | 0
| 96 | 1473 | 214 | 249 | 294 | 8 | 62 | 113 | 537 | 9 | 0 |  | 96 | 1477 | 215 | 251 | 294 | 8 | 63 | 113 | 528 | 9 | 0 |  | 96 | 1500 | 220 | 249 | 298 | 8 | 65 | 105 | 572 | 9 | 0 |  | 96 | 1498 | 219 | 245 | 301 | 8 | 65 | 105 | 584 | 9 | 0 |  | 96 | 1510 | 216 | 250 | 294 | 8 | 64 | 110 | 543 | 9 | 0
| 97 | 1466 | 213 | 248 | 293 | 8 | 62 | 113 | 537 | 9 | 0 |  | 97 | 1470 | 213 | 250 | 293 | 8 | 63 | 113 | 527 | 9 | 0 |  | 97 | 1493 | 218 | 248 | 298 | 8 | 65 | 105 | 572 | 9 | 0 |  | 97 | 1491 | 218 | 244 | 300 | 8 | 65 | 105 | 583 | 9 | 0 |  | 97 | 1503 | 215 | 249 | 294 | 8 | 64 | 110 | 543 | 9 | 0
| 98 | 1459 | 212 | 247 | 293 | 8 | 62 | 112 | 537 | 9 | 0 |  | 98 | 1463 | 212 | 249 | 293 | 8 | 63 | 112 | 527 | 9 | 0 |  | 98 | 1486 | 217 | 247 | 297 | 8 | 65 | 105 | 571 | 9 | 0 |  | 98 | 1484 | 217 | 243 | 300 | 8 | 65 | 105 | 583 | 9 | 0 |  | 98 | 1495 | 213 | 248 | 293 | 8 | 64 | 110 | 542 | 9 | 0
| 99 | 1451 | 210 | 246 | 293 | 8 | 62 | 112 | 536 | 9 | 0 |  | 99 | 1455 | 211 | 248 | 293 | 8 | 62 | 112 | 527 | 9 | 0 |  | 99 | 1477 | 216 | 246 | 297 | 8 | 65 | 105 | 571 | 9 | 0 |  | 99 | 1476 | 216 | 242 | 300 | 8 | 65 | 105 | 583 | 9 | 0 |  | 99 | 1488 | 212 | 247 | 293 | 8 | 64 | 110 | 542 | 9 | 0
| 100 | 1443 | 210 | 245 | 292 | 8 | 62 | 112 | 536 | 9 | 0 |  | 100 | 1447 | 210 | 247 | 292 | 8 | 62 | 112 | 527 | 9 | 0 |  | 100 | 1469 | 216 | 245 | 297 | 8 | 65 | 105 | 571 | 9 | 0 |  | 100 | 1467 | 215 | 241 | 300 | 8 | 65 | 105 | 582 | 9 | 0 |  | 100 | 1479 | 211 | 246 | 293 | 8 | 64 | 110 | 542 | 9 | 0
| 101 | 1435 | 209 | 245 | 292 | 8 | 62 | 112 | 536 | 9 | 0 |  | 101 | 1439 | 210 | 246 | 292 | 8 | 62 | 112 | 527 | 9 | 0 |  | 101 | 1460 | 215 | 245 | 297 | 8 | 65 | 104 | 570 | 9 | 0 |  | 101 | 1459 | 214 | 241 | 299 | 8 | 65 | 105 | 582 | 9 | 0 |  | 101 | 1470 | 211 | 246 | 293 | 8 | 63 | 109 | 542 | 9 | 0
| 102 | 1428 | 207 | 244 | 292 | 8 | 62 | 112 | 536 | 9 | 0 |  | 102 | 1431 | 208 | 246 | 292 | 8 | 62 | 112 | 526 | 9 | 0 |  | 102 | 1452 | 214 | 244 | 296 | 8 | 65 | 104 | 570 | 9 | 0 |  | 102 | 1451 | 213 | 240 | 299 | 8 | 65 | 104 | 582 | 9 | 0 |  | 102 | 1462 | 209 | 245 | 292 | 8 | 63 | 109 | 541 | 9 | 0
| 103 | 1420 | 206 | 243 | 292 | 8 | 62 | 112 | 535 | 9 | 0 |  | 103 | 1423 | 207 | 245 | 292 | 8 | 62 | 112 | 526 | 9 | 0 |  | 103 | 1444 | 213 | 243 | 296 | 8 | 65 | 104 | 570 | 9 | 0 |  | 103 | 1443 | 212 | 239 | 299 | 8 | 65 | 104 | 581 | 9 | 0 |  | 103 | 1454 | 208 | 244 | 292 | 8 | 63 | 109 | 541 | 9 | 0
| 104 | 1413 | 205 | 242 | 291 | 8 | 62 | 111 | 535 | 9 | 0 |  | 104 | 1416 | 206 | 244 | 291 | 8 | 62 | 111 | 526 | 9 | 0 |  | 104 | 1437 | 211 | 242 | 296 | 8 | 65 | 104 | 570 | 9 | 0 |  | 104 | 1435 | 211 | 238 | 298 | 8 | 65 | 104 | 581 | 9 | 0 |  | 104 | 1447 | 207 | 242 | 292 | 8 | 63 | 109 | 541 | 9 | 0
| 105 | 1405 | 204 | 241 | 291 | 8 | 62 | 111 | 535 | 9 | 0 |  | 105 | 1408 | 205 | 243 | 291 | 8 | 62 | 111 | 526 | 9 | 0 |  | 105 | 1429 | 211 | 241 | 296 | 8 | 64 | 104 | 569 | 9 | 0 |  | 105 | 1428 | 210 | 237 | 298 | 8 | 65 | 104 | 581 | 9 | 0 |  | 105 | 1439 | 206 | 242 | 292 | 8 | 63 | 109 | 541 | 9 | 0
| 106 | 1396 | 204 | 240 | 291 | 8 | 62 | 111 | 535 | 9 | 0 |  | 106 | 1400 | 205 | 242 | 291 | 8 | 62 | 111 | 526 | 9 | 0 |  | 106 | 1421 | 210 | 240 | 295 | 8 | 64 | 104 | 569 | 9 | 0 |  | 106 | 1419 | 209 | 236 | 298 | 8 | 65 | 104 | 580 | 9 | 0 |  | 106 | 1431 | 205 | 241 | 291 | 8 | 63 | 109 | 541 | 9 | 0
| 107 | 1389 | 203 | 239 | 291 | 8 | 62 | 111 | 535 | 9 | 0 |  | 107 | 1392 | 204 | 241 | 291 | 8 | 62 | 111 | 525 | 9 | 0 |  | 107 | 1413 | 209 | 239 | 295 | 8 | 64 | 104 | 569 | 9 | 2 |  | 107 | 1412 | 208 | 235 | 298 | 8 | 65 | 104 | 580 | 9 | 2 |  | 107 | 1424 | 204 | 240 | 291 | 8 | 63 | 109 | 541 | 9 | 0
| 108 | 1381 | 202 | 238 | 290 | 8 | 62 | 111 | 534 | 9 | 0 |  | 108 | 1384 | 203 | 240 | 290 | 8 | 62 | 111 | 525 | 9 | 0 |  | 108 | 1406 | 207 | 238 | 295 | 8 | 64 | 103 | 569 | 9 | 5 |  | 108 | 1404 | 207 | 234 | 297 | 8 | 64 | 104 | 580 | 9 | 5 |  | 108 | 1416 | 202 | 238 | 291 | 8 | 63 | 108 | 540 | 9 | 0
| 109 | 1373 | 201 | 237 | 290 | 8 | 62 | 111 | 534 | 9 | 0 |  | 109 | 1377 | 202 | 239 | 290 | 8 | 62 | 111 | 525 | 9 | 0 |  | 109 | 1399 | 206 | 237 | 294 | 8 | 64 | 103 | 568 | 9 | 8 |  | 109 | 1397 | 206 | 233 | 297 | 8 | 64 | 103 | 580 | 9 | 7 |  | 109 | 1408 | 201 | 237 | 291 | 8 | 63 | 108 | 540 | 9 | 0
| 110 | 1366 | 200 | 236 | 290 | 8 | 62 | 110 | 534 | 9 | 0 |  | 110 | 1370 | 201 | 237 | 290 | 8 | 62 | 110 | 525 | 9 | 0 |  | 110 | 1391 | 205 | 235 | 294 | 8 | 64 | 103 | 568 | 9 | 10 |  | 110 | 1390 | 205 | 231 | 297 | 8 | 64 | 103 | 579 | 9 | 10 |  | 110 | 1401 | 199 | 236 | 290 | 8 | 63 | 108 | 540 | 9 | 0
| 111 | 1359 | 198 | 235 | 290 | 8 | 62 | 110 | 534 | 9 | 0 |  | 111 | 1363 | 199 | 236 | 290 | 8 | 62 | 110 | 525 | 9 | 0 |  | 111 | 1384 | 204 | 234 | 294 | 8 | 64 | 103 | 568 | 9 | 13 |  | 111 | 1382 | 203 | 231 | 297 | 8 | 64 | 103 | 579 | 9 | 13 |  | 111 | 1393 | 198 | 235 | 290 | 8 | 63 | 108 | 540 | 9 | 0
| 112 | 1352 | 197 | 234 | 289 | 8 | 62 | 110 | 534 | 9 | 0 |  | 112 | 1356 | 197 | 235 | 289 | 8 | 62 | 110 | 524 | 9 | 0 |  | 112 | 1377 | 202 | 233 | 294 | 8 | 64 | 103 | 568 | 9 | 16 |  | 112 | 1375 | 202 | 230 | 296 | 8 | 64 | 103 | 579 | 9 | 15 |  | 112 | 1387 | 197 | 233 | 290 | 8 | 63 | 108 | 540 | 9 | 0
| 113 | 1344 | 196 | 233 | 289 | 8 | 62 | 110 | 534 | 9 | 0 |  | 113 | 1348 | 196 | 235 | 289 | 8 | 62 | 110 | 524 | 9 | 0 |  | 113 | 1368 | 201 | 233 | 293 | 8 | 64 | 103 | 567 | 9 | 19 |  | 113 | 1367 | 200 | 229 | 296 | 8 | 64 | 103 | 579 | 9 | 18 |  | 113 | 1379 | 195 | 233 | 289 | 8 | 63 | 108 | 540 | 9 | 0
| 114 | 1337 | 194 | 232 | 289 | 8 | 62 | 110 | 533 | 9 | 0 |  | 114 | 1340 | 195 | 234 | 289 | 8 | 62 | 110 | 524 | 9 | 0 |  | 114 | 1360 | 200 | 232 | 293 | 8 | 64 | 103 | 567 | 9 | 21 |  | 114 | 1359 | 199 | 228 | 296 | 8 | 64 | 103 | 578 | 9 | 21 |  | 114 | 1371 | 194 | 232 | 289 | 8 | 63 | 108 | 539 | 9 | 0
| 115 | 1330 | 193 | 231 | 288 | 8 | 62 | 110 | 533 | 9 | 0 |  | 115 | 1333 | 194 | 233 | 289 | 8 | 62 | 110 | 524 | 9 | 0 |  | 115 | 1353 | 199 | 231 | 293 | 8 | 64 | 103 | 567 | 9 | 24 |  | 115 | 1351 | 198 | 227 | 296 | 8 | 64 | 103 | 578 | 9 | 24 |  | 115 | 1363 | 193 | 231 | 289 | 8 | 63 | 107 | 539 | 9 | 0
| 116 | 1322 | 192 | 230 | 288 | 8 | 61 | 110 | 533 | 9 | 0 |  | 116 | 1326 | 193 | 231 | 288 | 8 | 62 | 110 | 524 | 9 | 0 |  | 116 | 1346 | 198 | 229 | 293 | 8 | 64 | 102 | 567 | 9 | 27 |  | 116 | 1344 | 197 | 226 | 295 | 8 | 64 | 102 | 578 | 9 | 26 |  | 116 | 1356 | 192 | 229 | 289 | 8 | 63 | 107 | 539 | 9 | 0
| 117 | 1315 | 191 | 228 | 288 | 8 | 61 | 109 | 533 | 9 | 0 |  | 117 | 1318 | 192 | 230 | 288 | 8 | 62 | 109 | 524 | 9 | 0 |  | 117 | 1338 | 197 | 228 | 292 | 8 | 64 | 102 | 567 | 9 | 30 |  | 117 | 1336 | 196 | 225 | 295 | 8 | 64 | 102 | 578 | 9 | 29 |  | 117 | 1348 | 191 | 228 | 288 | 8 | 63 | 107 | 539 | 9 | 0
| 118 | 1307 | 190 | 228 | 288 | 8 | 61 | 109 | 533 | 9 | 0 |  | 118 | 1310 | 191 | 229 | 288 | 8 | 62 | 109 | 524 | 9 | 0 |  | 118 | 1330 | 196 | 227 | 292 | 8 | 64 | 102 | 566 | 9 | 32 |  | 118 | 1328 | 195 | 224 | 295 | 8 | 64 | 102 | 577 | 9 | 32 |  | 118 | 1340 | 190 | 227 | 288 | 8 | 63 | 107 | 539 | 9 | 0
| 119 | 1300 | 189 | 226 | 287 | 8 | 61 | 109 | 533 | 9 | 0 |  | 119 | 1303 | 190 | 228 | 287 | 8 | 62 | 109 | 523 | 9 | 0 |  | 119 | 1323 | 194 | 226 | 292 | 8 | 64 | 102 | 566 | 9 | 35 |  | 119 | 1321 | 194 | 222 | 295 | 8 | 64 | 102 | 577 | 9 | 35 |  | 119 | 1332 | 189 | 225 | 288 | 8 | 63 | 107 | 539 | 9 | 0
| 120 | 1293 | 187 | 225 | 287 | 8 | 61 | 109 | 532 | 9 | 0 |  | 120 | 1296 | 188 | 227 | 287 | 8 | 62 | 109 | 523 | 9 | 0 |  | 120 | 1315 | 194 | 225 | 292 | 8 | 64 | 102 | 566 | 9 | 38 |  | 120 | 1314 | 193 | 221 | 294 | 8 | 64 | 102 | 577 | 9 | 37 |  | 120 | 1325 | 188 | 224 | 288 | 8 | 63 | 107 | 539 | 9 | 0
| 121 | 1286 | 186 | 224 | 287 | 8 | 61 | 109 | 532 | 9 | 0 |  | 121 | 1289 | 187 | 226 | 287 | 8 | 62 | 109 | 523 | 9 | 0 |  | 121 | 1309 | 192 | 224 | 291 | 8 | 64 | 102 | 566 | 9 | 41 |  | 121 | 1307 | 191 | 220 | 294 | 8 | 64 | 102 | 577 | 9 | 40 |  | 121 | 1317 | 187 | 223 | 287 | 8 | 63 | 107 | 539 | 9 | 0
| 122 | 1278 | 185 | 223 | 287 | 8 | 61 | 109 | 532 | 9 | 0 |  | 122 | 1281 | 186 | 225 | 287 | 8 | 62 | 109 | 523 | 9 | 0 |  | 122 | 1301 | 190 | 223 | 291 | 8 | 64 | 102 | 566 | 9 | 44 |  | 122 | 1299 | 190 | 219 | 294 | 8 | 64 | 102 | 576 | 9 | 43 |  | 122 | 1310 | 185 | 222 | 287 | 8 | 63 | 107 | 538 | 9 | 0
| 123 | 1271 | 184 | 222 | 286 | 8 | 61 | 109 | 532 | 9 | 0 |  | 123 | 1274 | 184 | 224 | 286 | 8 | 62 | 109 | 523 | 9 | 0 |  | 123 | 1294 | 189 | 222 | 291 | 8 | 64 | 102 | 566 | 9 | 46 |  | 123 | 1292 | 188 | 218 | 294 | 8 | 64 | 102 | 576 | 9 | 46 |  | 123 | 1302 | 184 | 221 | 287 | 8 | 63 | 106 | 538 | 9 | 0
| 124 | 1263 | 183 | 221 | 286 | 8 | 61 | 109 | 532 | 9 | 0 |  | 124 | 1267 | 183 | 223 | 286 | 8 | 61 | 109 | 523 | 9 | 0 |  | 124 | 1286 | 188 | 221 | 291 | 8 | 64 | 101 | 565 | 9 | 49 |  | 124 | 1284 | 187 | 217 | 293 | 8 | 64 | 102 | 576 | 9 | 49 |  | 124 | 1295 | 182 | 220 | 287 | 8 | 63 | 106 | 538 | 9 | 0
| 125 | 1256 | 182 | 220 | 286 | 8 | 61 | 108 | 532 | 9 | 0 |  | 125 | 1259 | 182 | 221 | 286 | 8 | 61 | 109 | 523 | 9 | 0 |  | 125 | 1279 | 186 | 220 | 290 | 8 | 64 | 101 | 565 | 9 | 52 |  | 125 | 1277 | 186 | 216 | 293 | 8 | 64 | 101 | 576 | 9 | 51 |  | 125 | 1287 | 181 | 219 | 286 | 8 | 63 | 106 | 538 | 9 | 0
| 126 | 1249 | 180 | 218 | 286 | 8 | 61 | 108 | 532 | 9 | 0 |  | 126 | 1252 | 181 | 220 | 286 | 8 | 61 | 108 | 523 | 9 | 0 |  | 126 | 1272 | 185 | 218 | 290 | 8 | 64 | 101 | 565 | 9 | 55 |  | 126 | 1270 | 185 | 215 | 293 | 8 | 64 | 101 | 576 | 9 | 54 |  | 126 | 1279 | 180 | 218 | 286 | 8 | 63 | 106 | 538 | 9 | 0
| 127 | 1242 | 179 | 217 | 285 | 8 | 61 | 108 | 531 | 9 | 0 |  | 127 | 1245 | 179 | 219 | 285 | 8 | 61 | 108 | 522 | 9 | 0 |  | 127 | 1264 | 184 | 217 | 290 | 8 | 64 | 101 | 565 | 9 | 58 |  | 127 | 1262 | 184 | 213 | 293 | 8 | 64 | 101 | 575 | 9 | 57 |  | 127 | 1271 | 179 | 217 | 286 | 8 | 62 | 106 | 538 | 9 | 0
| 128 | 1235 | 178 | 216 | 285 | 8 | 61 | 108 | 531 | 9 | 0 |  | 128 | 1238 | 178 | 218 | 285 | 8 | 61 | 108 | 522 | 9 | 0 |  | 128 | 1256 | 183 | 216 | 290 | 8 | 64 | 101 | 565 | 9 | 61 |  | 128 | 1255 | 182 | 213 | 292 | 8 | 64 | 101 | 575 | 9 | 60 |  | 128 | 1263 | 178 | 216 | 286 | 8 | 62 | 106 | 538 | 9 | 0
| 129 | 1227 | 177 | 215 | 285 | 8 | 61 | 108 | 531 | 9 | 0 |  | 129 | 1230 | 177 | 217 | 285 | 8 | 61 | 108 | 522 | 9 | 0 |  | 129 | 1248 | 182 | 215 | 289 | 8 | 64 | 101 | 565 | 9 | 64 |  | 129 | 1247 | 182 | 212 | 292 | 8 | 64 | 101 | 575 | 9 | 63 |  | 129 | 1255 | 177 | 215 | 285 | 8 | 62 | 106 | 538 | 9 | 0
| 130 | 1219 | 176 | 215 | 285 | 8 | 61 | 108 | 531 | 9 | 0 |  | 130 | 1222 | 177 | 216 | 285 | 8 | 61 | 108 | 522 | 9 | 0 |  | 130 | 1241 | 182 | 215 | 289 | 8 | 64 | 101 | 564 | 9 | 67 |  | 130 | 1239 | 181 | 211 | 292 | 8 | 64 | 101 | 575 | 9 | 66 |  | 130 | 1247 | 177 | 215 | 285 | 8 | 62 | 106 | 537 | 9 | 0
| 131 | 1212 | 176 | 214 | 284 | 8 | 61 | 108 | 531 | 9 | 0 |  | 131 | 1214 | 177 | 216 | 284 | 8 | 61 | 108 | 522 | 9 | 0 |  | 131 | 1233 | 181 | 214 | 289 | 8 | 63 | 101 | 564 | 9 | 69 |  | 131 | 1231 | 181 | 211 | 291 | 8 | 64 | 101 | 575 | 9 | 69 |  | 131 | 1239 | 177 | 214 | 285 | 8 | 62 | 106 | 537 | 9 | 0
| 132 | 1204 | 176 | 214 | 284 | 8 | 61 | 108 | 531 | 9 | 0 |  | 132 | 1207 | 177 | 215 | 284 | 8 | 61 | 108 | 522 | 9 | 1 |  | 132 | 1225 | 181 | 213 | 288 | 8 | 63 | 101 | 564 | 9 | 72 |  | 132 | 1223 | 181 | 210 | 291 | 8 | 64 | 101 | 574 | 9 | 72 |  | 132 | 1231 | 176 | 214 | 284 | 8 | 62 | 105 | 537 | 9 | 0
| 133 | 1196 | 176 | 213 | 284 | 8 | 61 | 108 | 531 | 9 | 0 |  | 133 | 1200 | 176 | 214 | 284 | 8 | 61 | 108 | 522 | 9 | 4 |  | 133 | 1218 | 181 | 213 | 288 | 8 | 63 | 101 | 564 | 9 | 75 |  | 133 | 1216 | 180 | 210 | 291 | 8 | 64 | 101 | 574 | 9 | 75 |  | 133 | 1224 | 176 | 213 | 284 | 8 | 62 | 105 | 537 | 9 | 0
| 134 | 1189 | 175 | 212 | 283 | 8 | 61 | 108 | 531 | 9 | 0 |  | 134 | 1192 | 176 | 214 | 283 | 8 | 61 | 108 | 521 | 9 | 7 |  | 134 | 1211 | 180 | 212 | 288 | 8 | 63 | 100 | 564 | 9 | 78 |  | 134 | 1209 | 179 | 209 | 290 | 8 | 63 | 100 | 574 | 9 | 77 |  | 134 | 1216 | 175 | 212 | 284 | 8 | 62 | 105 | 537 | 9 | 0
| 135 | 1182 | 174 | 212 | 283 | 8 | 61 | 107 | 530 | 9 | 0 |  | 135 | 1185 | 175 | 213 | 283 | 8 | 61 | 107 | 521 | 9 | 10 |  | 135 | 1204 | 179 | 211 | 287 | 8 | 63 | 100 | 564 | 9 | 81 |  | 135 | 1202 | 178 | 208 | 290 | 8 | 63 | 100 | 574 | 9 | 80 |  | 135 | 1209 | 174 | 211 | 283 | 8 | 62 | 105 | 537 | 9 | 0
| 136 | 1175 | 173 | 211 | 283 | 8 | 61 | 107 | 530 | 9 | 0 |  | 136 | 1178 | 174 | 213 | 283 | 8 | 61 | 107 | 521 | 9 | 13 |  | 136 | 1197 | 177 | 211 | 287 | 8 | 63 | 100 | 563 | 9 | 84 |  | 136 | 1196 | 177 | 207 | 290 | 8 | 63 | 100 | 574 | 9 | 83 |  | 136 | 1202 | 173 | 210 | 283 | 8 | 62 | 105 | 537 | 9 | 0
| 137 | 1169 | 172 | 210 | 282 | 8 | 61 | 107 | 530 | 9 | 0 |  | 137 | 1172 | 173 | 212 | 282 | 8 | 61 | 107 | 521 | 9 | 16 |  | 137 | 1191 | 176 | 210 | 287 | 8 | 63 | 100 | 563 | 9 | 87 |  | 137 | 1189 | 176 | 206 | 290 | 8 | 63 | 100 | 573 | 9 | 86 |  | 137 | 1196 | 172 | 209 | 283 | 8 | 62 | 105 | 536 | 9 | 0
| 138 | 1163 | 170 | 209 | 282 | 8 | 61 | 107 | 530 | 9 | 0 |  | 138 | 1166 | 171 | 211 | 282 | 8 | 61 | 107 | 521 | 9 | 19 |  | 138 | 1183 | 175 | 209 | 287 | 8 | 63 | 100 | 563 | 9 | 90 |  | 138 | 1181 | 175 | 206 | 289 | 8 | 63 | 100 | 573 | 9 | 89 |  | 138 | 1189 | 171 | 208 | 283 | 8 | 62 | 105 | 536 | 9 | 2
| 139 | 1157 | 169 | 208 | 282 | 8 | 61 | 107 | 530 | 9 | 0 |  | 139 | 1159 | 170 | 210 | 282 | 8 | 61 | 107 | 521 | 9 | 22 |  | 139 | 1177 | 174 | 208 | 286 | 8 | 63 | 100 | 563 | 9 | 93 |  | 139 | 1175 | 174 | 204 | 289 | 8 | 63 | 100 | 573 | 9 | 92 |  | 139 | 1182 | 170 | 207 | 282 | 8 | 62 | 105 | 536 | 9 | 5
| 140 | 1150 | 169 | 207 | 281 | 8 | 61 | 107 | 530 | 9 | 0 |  | 140 | 1152 | 169 | 209 | 281 | 8 | 61 | 107 | 520 | 9 | 25 |  | 140 | 1170 | 173 | 207 | 286 | 8 | 63 | 100 | 563 | 9 | 96 |  | 140 | 1168 | 173 | 204 | 289 | 8 | 63 | 100 | 573 | 9 | 95 |  | 140 | 1175 | 169 | 207 | 282 | 8 | 62 | 105 | 536 | 9 | 9
| 141 | 1144 | 167 | 206 | 281 | 8 | 61 | 107 | 529 | 9 | 1 |  | 141 | 1146 | 168 | 208 | 281 | 8 | 61 | 107 | 520 | 9 | 28 |  | 141 | 1163 | 172 | 206 | 286 | 8 | 63 | 100 | 563 | 9 | 99 |  | 141 | 1162 | 172 | 203 | 289 | 8 | 63 | 100 | 573 | 9 | 98 |  | 141 | 1168 | 168 | 206 | 282 | 8 | 62 | 105 | 536 | 9 | 12
| 142 | 1136 | 166 | 206 | 281 | 8 | 61 | 107 | 529 | 9 | 4 |  | 142 | 1139 | 167 | 207 | 281 | 8 | 61 | 107 | 520 | 9 | 31 |  | 142 | 1156 | 171 | 206 | 286 | 8 | 63 | 100 | 562 | 9 | 102 |  | 142 | 1155 | 171 | 202 | 288 | 8 | 63 | 100 | 573 | 9 | 101 |  | 142 | 1161 | 167 | 205 | 282 | 8 | 62 | 105 | 536 | 9 | 15
| 143 | 1129 | 165 | 205 | 281 | 8 | 60 | 107 | 529 | 9 | 8 |  | 143 | 1132 | 166 | 207 | 281 | 8 | 61 | 107 | 520 | 9 | 34 |  | 143 | 1149 | 170 | 205 | 285 | 8 | 63 | 100 | 562 | 9 | 105 |  | 143 | 1147 | 170 | 202 | 288 | 8 | 63 | 100 | 572 | 9 | 104 |  | 143 | 1154 | 166 | 204 | 281 | 8 | 62 | 104 | 535 | 9 | 18
| 144 | 1122 | 165 | 205 | 280 | 8 | 60 | 107 | 529 | 9 | 11 |  | 144 | 1124 | 165 | 206 | 280 | 8 | 61 | 107 | 520 | 9 | 37 |  | 144 | 1141 | 169 | 205 | 285 | 8 | 63 | 100 | 562 | 9 | 108 |  | 144 | 1140 | 169 | 201 | 288 | 8 | 63 | 100 | 572 | 9 | 107 |  | 144 | 1147 | 165 | 204 | 281 | 8 | 62 | 104 | 535 | 9 | 22
| 145 | 1114 | 164 | 204 | 280 | 8 | 60 | 107 | 529 | 9 | 15 |  | 145 | 1117 | 165 | 206 | 280 | 8 | 61 | 107 | 519 | 9 | 40 |  | 145 | 1134 | 169 | 204 | 285 | 8 | 63 | 100 | 562 | 9 | 111 |  | 145 | 1132 | 168 | 201 | 288 | 8 | 63 | 99 | 572 | 9 | 110 |  | 145 | 1138 | 165 | 204 | 281 | 8 | 62 | 104 | 535 | 9 | 25
| 146 | 1106 | 164 | 204 | 280 | 8 | 60 | 106 | 528 | 9 | 18 |  | 146 | 1109 | 165 | 206 | 280 | 8 | 61 | 107 | 519 | 9 | 43 |  | 146 | 1126 | 168 | 204 | 284 | 8 | 63 | 99 | 562 | 9 | 114 |  | 146 | 1124 | 168 | 201 | 287 | 8 | 63 | 99 | 572 | 9 | 113 |  | 146 | 1130 | 164 | 203 | 281 | 8 | 62 | 104 | 535 | 9 | 28
| 147 | 1098 | 163 | 204 | 280 | 8 | 60 | 106 | 528 | 9 | 22 |  | 147 | 1101 | 164 | 205 | 280 | 8 | 61 | 106 | 519 | 9 | 46 |  | 147 | 1119 | 167 | 203 | 284 | 8 | 63 | 99 | 561 | 9 | 117 |  | 147 | 1117 | 167 | 200 | 287 | 8 | 63 | 99 | 572 | 9 | 116 |  | 147 | 1123 | 164 | 202 | 280 | 8 | 62 | 104 | 535 | 9 | 31
| 148 | 1092 | 162 | 203 | 279 | 8 | 60 | 106 | 528 | 9 | 25 |  | 148 | 1094 | 163 | 204 | 279 | 8 | 61 | 106 | 519 | 9 | 49 |  | 148 | 1111 | 167 | 203 | 284 | 8 | 63 | 99 | 561 | 9 | 120 |  | 148 | 1110 | 166 | 199 | 287 | 8 | 63 | 99 | 571 | 9 | 119 |  | 148 | 1116 | 163 | 201 | 280 | 8 | 62 | 104 | 534 | 9 | 35
| 149 | 1085 | 161 | 202 | 279 | 8 | 60 | 106 | 528 | 9 | 28 |  | 149 | 1088 | 162 | 204 | 279 | 8 | 61 | 106 | 519 | 9 | 52 |  | 149 | 1105 | 166 | 201 | 284 | 8 | 63 | 99 | 561 | 9 | 123 |  | 149 | 1103 | 165 | 198 | 286 | 8 | 63 | 99 | 571 | 9 | 122 |  | 149 | 1109 | 162 | 201 | 280 | 8 | 62 | 104 | 534 | 9 | 38
| 150 | 1079 | 160 | 201 | 279 | 8 | 60 | 106 | 528 | 9 | 32 |  | 150 | 1082 | 160 | 203 | 279 | 8 | 61 | 106 | 518 | 9 | 55 |  | 150 | 1098 | 164 | 201 | 283 | 8 | 63 | 99 | 561 | 9 | 126 |  | 150 | 1097 | 164 | 197 | 286 | 8 | 63 | 99 | 571 | 9 | 125 |  | 150 | 1102 | 161 | 200 | 279 | 8 | 62 | 104 | 534 | 9 | 41
| 151 | 1072 | 159 | 200 | 279 | 8 | 60 | 106 | 527 | 9 | 35 |  | 151 | 1075 | 159 | 202 | 279 | 8 | 60 | 106 | 518 | 9 | 58 |  | 151 | 1092 | 163 | 199 | 283 | 8 | 63 | 99 | 561 | 9 | 129 |  | 151 | 1090 | 163 | 196 | 286 | 8 | 63 | 99 | 571 | 9 | 128 |  | 151 | 1096 | 160 | 198 | 279 | 8 | 62 | 104 | 534 | 9 | 45
| 152 | 1066 | 157 | 199 | 278 | 8 | 60 | 106 | 527 | 9 | 39 |  | 152 | 1069 | 158 | 200 | 278 | 8 | 60 | 106 | 518 | 9 | 61 |  | 152 | 1085 | 162 | 199 | 283 | 8 | 63 | 99 | 560 | 9 | 132 |  | 152 | 1083 | 162 | 196 | 286 | 8 | 63 | 99 | 571 | 9 | 131 |  | 152 | 1088 | 158 | 198 | 279 | 8 | 62 | 104 | 534 | 9 | 48
| 153 | 1059 | 156 | 198 | 278 | 8 | 60 | 106 | 527 | 9 | 42 |  | 153 | 1062 | 157 | 200 | 278 | 8 | 60 | 106 | 517 | 9 | 64 |  | 153 | 1078 | 161 | 198 | 283 | 8 | 63 | 99 | 560 | 9 | 135 |  | 153 | 1076 | 161 | 195 | 285 | 8 | 63 | 99 | 571 | 9 | 134 |  | 153 | 1081 | 158 | 197 | 279 | 8 | 62 | 104 | 533 | 9 | 51
| 154 | 1052 | 156 | 198 | 278 | 8 | 60 | 106 | 527 | 9 | 46 |  | 154 | 1055 | 156 | 199 | 278 | 8 | 60 | 106 | 517 | 9 | 67 |  | 154 | 1070 | 161 | 198 | 282 | 8 | 63 | 99 | 560 | 9 | 138 |  | 154 | 1069 | 160 | 195 | 285 | 8 | 63 | 99 | 570 | 9 | 137 |  | 154 | 1073 | 157 | 196 | 278 | 8 | 61 | 104 | 533 | 9 | 54
| 155 | 1045 | 155 | 197 | 278 | 8 | 60 | 106 | 526 | 9 | 49 |  | 155 | 1047 | 156 | 199 | 278 | 8 | 60 | 106 | 517 | 9 | 70 |  | 155 | 1062 | 160 | 198 | 282 | 8 | 63 | 99 | 560 | 9 | 141 |  | 155 | 1061 | 159 | 194 | 285 | 8 | 63 | 99 | 570 | 9 | 140 |  | 155 | 1066 | 157 | 196 | 278 | 8 | 61 | 103 | 533 | 9 | 58
| 156 | 1037 | 155 | 197 | 277 | 8 | 60 | 106 | 526 | 9 | 53 |  | 156 | 1039 | 155 | 198 | 277 | 8 | 60 | 106 | 516 | 9 | 73 |  | 156 | 1055 | 159 | 197 | 282 | 8 | 63 | 99 | 559 | 9 | 144 |  | 156 | 1054 | 158 | 194 | 285 | 8 | 63 | 99 | 570 | 9 | 143 |  | 156 | 1058 | 156 | 195 | 278 | 8 | 61 | 103 | 532 | 9 | 61
| 157 | 1030 | 154 | 196 | 277 | 8 | 60 | 106 | 526 | 9 | 56 |  | 157 | 1032 | 154 | 198 | 277 | 8 | 60 | 106 | 516 | 9 | 76 |  | 157 | 1048 | 158 | 197 | 282 | 8 | 63 | 99 | 559 | 9 | 147 |  | 157 | 1047 | 157 | 193 | 284 | 8 | 63 | 99 | 570 | 9 | 146 |  | 157 | 1051 | 155 | 195 | 278 | 8 | 61 | 103 | 532 | 9 | 64
| 158 | 1023 | 152 | 196 | 277 | 8 | 60 | 106 | 525 | 9 | 60 |  | 158 | 1026 | 153 | 197 | 277 | 8 | 60 | 106 | 516 | 9 | 80 |  | 158 | 1041 | 157 | 196 | 281 | 8 | 62 | 99 | 559 | 9 | 150 |  | 158 | 1040 | 156 | 192 | 284 | 8 | 63 | 98 | 570 | 9 | 149 |  | 158 | 1044 | 154 | 193 | 277 | 8 | 61 | 103 | 532 | 9 | 68
| 159 | 1016 | 152 | 195 | 277 | 8 | 60 | 105 | 525 | 9 | 63 |  | 159 | 1018 | 152 | 197 | 277 | 8 | 60 | 106 | 515 | 9 | 83 |  | 159 | 1034 | 156 | 195 | 281 | 8 | 62 | 99 | 559 | 9 | 153 |  | 159 | 1033 | 155 | 192 | 284 | 8 | 63 | 98 | 569 | 9 | 152 |  | 159 | 1036 | 153 | 193 | 277 | 8 | 61 | 103 | 532 | 9 | 71
| 160 | 1009 | 151 | 194 | 276 | 8 | 60 | 105 | 525 | 9 | 67 |  | 160 | 1012 | 151 | 196 | 276 | 8 | 60 | 105 | 515 | 9 | 86 |  | 160 | 1027 | 155 | 194 | 281 | 8 | 62 | 98 | 558 | 9 | 156 |  | 160 | 1026 | 155 | 191 | 284 | 8 | 63 | 98 | 569 | 9 | 155 |  | 160 | 1030 | 152 | 192 | 277 | 8 | 61 | 103 | 531 | 9 | 74
| 161 | 1002 | 150 | 193 | 276 | 8 | 60 | 105 | 524 | 9 | 70 |  | 161 | 1004 | 151 | 195 | 276 | 8 | 60 | 105 | 515 | 9 | 89 |  | 161 | 1020 | 154 | 193 | 281 | 8 | 62 | 98 | 558 | 9 | 159 |  | 161 | 1019 | 154 | 190 | 284 | 8 | 62 | 98 | 569 | 9 | 158 |  | 161 | 1022 | 151 | 192 | 277 | 8 | 61 | 103 | 531 | 9 | 78
| 162 | 995 | 149 | 193 | 276 | 8 | 60 | 105 | 524 | 9 | 74 |  | 162 | 998 | 150 | 194 | 276 | 8 | 60 | 105 | 514 | 9 | 92 |  | 162 | 1013 | 153 | 192 | 280 | 8 | 62 | 98 | 558 | 9 | 162 |  | 162 | 1012 | 153 | 189 | 283 | 8 | 62 | 98 | 569 | 9 | 161 |  | 162 | 1014 | 151 | 191 | 276 | 8 | 61 | 103 | 531 | 9 | 81
| 163 | 989 | 148 | 191 | 276 | 8 | 60 | 105 | 524 | 9 | 77 |  | 163 | 991 | 149 | 193 | 275 | 8 | 60 | 105 | 514 | 9 | 95 |  | 163 | 1006 | 152 | 191 | 280 | 8 | 62 | 98 | 557 | 9 | 165 |  | 163 | 1005 | 152 | 188 | 283 | 8 | 62 | 98 | 569 | 9 | 164 |  | 163 | 1007 | 150 | 190 | 276 | 8 | 61 | 103 | 530 | 9 | 84
| 164 | 982 | 147 | 190 | 275 | 8 | 60 | 105 | 523 | 9 | 81 |  | 164 | 984 | 148 | 192 | 275 | 8 | 60 | 105 | 513 | 9 | 98 |  | 164 | 1000 | 151 | 190 | 280 | 8 | 62 | 98 | 557 | 9 | 168 |  | 164 | 998 | 151 | 187 | 283 | 8 | 62 | 98 | 568 | 9 | 167 |  | 164 | 1000 | 149 | 189 | 276 | 8 | 61 | 103 | 530 | 9 | 88
| 165 | 975 | 147 | 190 | 275 | 8 | 60 | 105 | 523 | 9 | 84 |  | 165 | 977 | 147 | 191 | 275 | 8 | 60 | 105 | 513 | 9 | 101 |  | 165 | 992 | 151 | 190 | 280 | 8 | 62 | 98 | 557 | 9 | 171 |  | 165 | 990 | 150 | 186 | 283 | 8 | 62 | 98 | 568 | 9 | 170 |  | 165 | 992 | 148 | 189 | 276 | 8 | 61 | 103 | 529 | 9 | 91
| 166 | 967 | 146 | 189 | 275 | 8 | 60 | 105 | 522 | 9 | 88 |  | 166 | 970 | 147 | 191 | 275 | 8 | 60 | 105 | 512 | 9 | 104 |  | 166 | 985 | 150 | 189 | 280 | 8 | 62 | 98 | 556 | 9 | 174 |  | 166 | 983 | 150 | 186 | 282 | 8 | 62 | 98 | 568 | 9 | 173 |  | 166 | 985 | 147 | 188 | 276 | 8 | 61 | 103 | 529 | 9 | 94
| 167 | 959 | 146 | 189 | 275 | 8 | 60 | 105 | 522 | 9 | 91 |  | 167 | 962 | 146 | 190 | 275 | 8 | 60 | 105 | 512 | 9 | 107 |  | 167 | 976 | 150 | 189 | 279 | 8 | 62 | 98 | 556 | 9 | 177 |  | 167 | 975 | 150 | 186 | 282 | 8 | 62 | 98 | 568 | 9 | 176 |  | 167 | 977 | 147 | 187 | 275 | 8 | 61 | 103 | 529 | 9 | 98
| 168 | 952 | 145 | 188 | 274 | 8 | 60 | 105 | 521 | 9 | 95 |  | 168 | 954 | 146 | 190 | 274 | 8 | 60 | 105 | 511 | 9 | 110 |  | 168 | 969 | 149 | 188 | 279 | 8 | 62 | 98 | 556 | 9 | 181 |  | 168 | 967 | 149 | 186 | 282 | 8 | 62 | 98 | 567 | 9 | 179 |  | 168 | 970 | 146 | 187 | 275 | 8 | 61 | 103 | 528 | 9 | 101
| 169 | 945 | 144 | 188 | 274 | 8 | 60 | 105 | 521 | 9 | 98 |  | 169 | 947 | 145 | 189 | 274 | 8 | 60 | 105 | 511 | 9 | 113 |  | 169 | 961 | 149 | 188 | 279 | 8 | 62 | 98 | 555 | 9 | 184 |  | 169 | 959 | 148 | 185 | 282 | 8 | 62 | 98 | 567 | 9 | 182 |  | 169 | 962 | 146 | 186 | 275 | 8 | 61 | 103 | 528 | 9 | 104
| 170 | 938 | 144 | 187 | 274 | 8 | 60 | 105 | 521 | 9 | 102 |  | 170 | 940 | 144 | 188 | 274 | 8 | 60 | 105 | 510 | 9 | 116 |  | 170 | 954 | 148 | 187 | 279 | 8 | 62 | 98 | 555 | 9 | 187 |  | 170 | 952 | 148 | 184 | 281 | 8 | 62 | 98 | 567 | 9 | 185 |  | 170 | 954 | 145 | 186 | 275 | 8 | 61 | 102 | 527 | 9 | 108
| 171 | 930 | 143 | 186 | 274 | 8 | 59 | 105 | 520 | 9 | 105 |  | 171 | 933 | 143 | 188 | 274 | 8 | 60 | 105 | 510 | 9 | 119 |  | 171 | 946 | 148 | 186 | 278 | 8 | 62 | 98 | 555 | 9 | 190 |  | 171 | 945 | 147 | 183 | 281 | 8 | 62 | 98 | 567 | 9 | 188 |  | 171 | 947 | 144 | 185 | 274 | 8 | 61 | 102 | 527 | 9 | 111
| 172 | 923 | 142 | 186 | 274 | 8 | 59 | 105 | 520 | 9 | 109 |  | 172 | 926 | 142 | 187 | 273 | 8 | 60 | 105 | 509 | 9 | 123 |  | 172 | 939 | 146 | 186 | 278 | 8 | 62 | 98 | 554 | 9 | 193 |  | 172 | 938 | 146 | 183 | 281 | 8 | 62 | 98 | 566 | 9 | 191 |  | 172 | 940 | 143 | 185 | 274 | 8 | 61 | 102 | 526 | 9 | 115
| 173 | 916 | 141 | 185 | 273 | 8 | 59 | 105 | 519 | 9 | 112 |  | 173 | 918 | 142 | 187 | 273 | 8 | 60 | 105 | 509 | 9 | 126 |  | 173 | 932 | 145 | 185 | 278 | 8 | 62 | 98 | 554 | 9 | 196 |  | 173 | 931 | 145 | 182 | 281 | 8 | 62 | 97 | 566 | 9 | 194 |  | 173 | 932 | 142 | 184 | 274 | 8 | 61 | 102 | 526 | 9 | 118
| 174 | 909 | 140 | 184 | 273 | 8 | 59 | 105 | 518 | 9 | 116 |  | 174 | 911 | 141 | 186 | 273 | 8 | 60 | 105 | 508 | 9 | 129 |  | 174 | 925 | 144 | 184 | 278 | 8 | 62 | 98 | 553 | 9 | 199 |  | 174 | 924 | 144 | 181 | 281 | 8 | 62 | 97 | 566 | 9 | 197 |  | 174 | 925 | 141 | 183 | 274 | 8 | 61 | 102 | 525 | 9 | 121
| 175 | 901 | 140 | 184 | 273 | 8 | 59 | 104 | 518 | 9 | 119 |  | 175 | 904 | 140 | 185 | 273 | 8 | 60 | 105 | 508 | 9 | 132 |  | 175 | 918 | 143 | 184 | 278 | 8 | 62 | 97 | 553 | 9 | 202 |  | 175 | 917 | 143 | 181 | 281 | 8 | 62 | 97 | 566 | 9 | 200 |  | 175 | 917 | 141 | 183 | 274 | 8 | 61 | 102 | 525 | 9 | 125
| 176 | 894 | 139 | 183 | 273 | 8 | 59 | 104 | 517 | 9 | 123 |  | 176 | 897 | 140 | 185 | 273 | 8 | 60 | 105 | 507 | 9 | 135 |  | 176 | 911 | 143 | 183 | 278 | 8 | 62 | 97 | 552 | 9 | 205 |  | 176 | 910 | 143 | 180 | 280 | 8 | 62 | 97 | 565 | 9 | 203 |  | 176 | 909 | 140 | 182 | 274 | 8 | 61 | 102 | 524 | 9 | 128
| 177 | 888 | 138 | 183 | 273 | 8 | 59 | 104 | 517 | 9 | 126 |  | 177 | 890 | 139 | 184 | 273 | 8 | 60 | 104 | 506 | 9 | 138 |  | 177 | 904 | 142 | 183 | 278 | 8 | 62 | 97 | 552 | 9 | 208 |  | 177 | 902 | 142 | 180 | 280 | 8 | 62 | 97 | 565 | 9 | 206 |  | 177 | 903 | 140 | 182 | 273 | 8 | 61 | 102 | 524 | 9 | 131
| 178 | 880 | 138 | 183 | 273 | 8 | 59 | 104 | 516 | 9 | 130 |  | 178 | 883 | 138 | 184 | 272 | 8 | 60 | 104 | 506 | 9 | 141 |  | 178 | 896 | 142 | 183 | 277 | 8 | 62 | 97 | 552 | 9 | 211 |  | 178 | 895 | 142 | 180 | 280 | 8 | 62 | 97 | 565 | 9 | 209 |  | 178 | 895 | 139 | 182 | 273 | 8 | 61 | 102 | 523 | 9 | 134
| 179 | 874 | 137 | 182 | 272 | 8 | 59 | 104 | 516 | 9 | 133 |  | 179 | 876 | 138 | 184 | 272 | 8 | 60 | 104 | 505 | 9 | 144 |  | 179 | 889 | 142 | 182 | 277 | 8 | 62 | 97 | 551 | 9 | 214 |  | 179 | 888 | 142 | 179 | 280 | 8 | 62 | 97 | 565 | 9 | 212 |  | 179 | 888 | 139 | 181 | 273 | 8 | 61 | 102 | 523 | 9 | 138
| 180 | 867 | 137 | 181 | 272 | 8 | 59 | 104 | 515 | 9 | 137 |  | 180 | 869 | 137 | 183 | 272 | 8 | 59 | 104 | 504 | 9 | 147 |  | 180 | 882 | 142 | 182 | 277 | 8 | 62 | 97 | 551 | 9 | 216 |  | 180 | 881 | 141 | 178 | 280 | 8 | 62 | 97 | 564 | 9 | 215 |  | 180 | 881 | 138 | 181 | 273 | 8 | 61 | 102 | 522 | 9 | 141
| 181 | 860 | 136 | 181 | 272 | 8 | 59 | 104 | 514 | 9 | 140 |  | 181 | 862 | 137 | 183 | 272 | 8 | 59 | 104 | 503 | 9 | 150 |  | 181 | 875 | 141 | 181 | 277 | 8 | 62 | 97 | 550 | 9 | 219 |  | 181 | 873 | 141 | 178 | 280 | 8 | 62 | 97 | 564 | 9 | 218 |  | 181 | 874 | 137 | 180 | 273 | 8 | 61 | 102 | 521 | 9 | 144
| 182 | 854 | 135 | 180 | 272 | 8 | 59 | 104 | 514 | 9 | 144 |  | 182 | 856 | 136 | 182 | 272 | 8 | 59 | 104 | 503 | 9 | 153 |  | 182 | 868 | 140 | 180 | 277 | 8 | 62 | 97 | 550 | 9 | 222 |  | 182 | 867 | 139 | 177 | 280 | 8 | 62 | 97 | 564 | 9 | 221 |  | 182 | 867 | 137 | 179 | 273 | 8 | 61 | 102 | 521 | 9 | 148
| 183 | 847 | 135 | 180 | 272 | 8 | 59 | 104 | 513 | 9 | 147 |  | 183 | 849 | 135 | 181 | 272 | 8 | 59 | 104 | 502 | 9 | 156 |  | 183 | 862 | 139 | 180 | 277 | 8 | 62 | 97 | 549 | 9 | 225 |  | 183 | 861 | 139 | 177 | 279 | 8 | 62 | 97 | 563 | 9 | 224 |  | 183 | 861 | 136 | 179 | 272 | 8 | 60 | 102 | 520 | 9 | 151
| 184 | 841 | 134 | 179 | 272 | 8 | 59 | 104 | 512 | 9 | 151 |  | 184 | 843 | 134 | 180 | 272 | 8 | 59 | 104 | 501 | 9 | 159 |  | 184 | 855 | 138 | 179 | 276 | 8 | 62 | 97 | 548 | 9 | 228 |  | 184 | 854 | 138 | 176 | 279 | 8 | 62 | 97 | 563 | 9 | 227 |  | 184 | 854 | 135 | 178 | 272 | 8 | 60 | 102 | 519 | 9 | 154
| 185 | 834 | 133 | 178 | 272 | 8 | 59 | 104 | 511 | 9 | 154 |  | 185 | 837 | 133 | 180 | 271 | 8 | 59 | 104 | 500 | 9 | 162 |  | 185 | 849 | 138 | 178 | 276 | 8 | 62 | 97 | 548 | 9 | 231 |  | 185 | 848 | 137 | 175 | 279 | 8 | 62 | 97 | 563 | 9 | 230 |  | 185 | 848 | 134 | 178 | 272 | 8 | 60 | 101 | 519 | 9 | 158
| 186 | 828 | 132 | 178 | 271 | 8 | 59 | 104 | 511 | 9 | 158 |  | 186 | 830 | 133 | 179 | 271 | 8 | 59 | 104 | 499 | 9 | 165 |  | 186 | 842 | 137 | 178 | 276 | 8 | 62 | 97 | 547 | 9 | 234 |  | 186 | 841 | 136 | 175 | 279 | 8 | 62 | 97 | 563 | 9 | 232 |  | 186 | 840 | 133 | 177 | 272 | 8 | 60 | 101 | 518 | 9 | 161
| 187 | 821 | 132 | 178 | 271 | 8 | 59 | 104 | 510 | 9 | 161 |  | 187 | 823 | 132 | 179 | 271 | 8 | 59 | 104 | 498 | 9 | 168 |  | 187 | 835 | 136 | 178 | 276 | 8 | 62 | 97 | 547 | 9 | 237 |  | 187 | 834 | 136 | 175 | 279 | 8 | 62 | 97 | 562 | 9 | 235 |  | 187 | 833 | 133 | 177 | 272 | 8 | 60 | 101 | 517 | 9 | 164
| 188 | 814 | 131 | 177 | 271 | 8 | 59 | 104 | 509 | 9 | 165 |  | 188 | 816 | 131 | 179 | 271 | 8 | 59 | 104 | 498 | 9 | 171 |  | 188 | 828 | 135 | 177 | 276 | 8 | 62 | 97 | 546 | 9 | 240 |  | 188 | 827 | 135 | 174 | 279 | 8 | 62 | 96 | 562 | 9 | 238 |  | 188 | 826 | 132 | 176 | 272 | 8 | 60 | 101 | 517 | 9 | 168
| 189 | 808 | 130 | 177 | 271 | 8 | 59 | 104 | 508 | 9 | 168 |  | 189 | 810 | 131 | 178 | 271 | 8 | 59 | 104 | 497 | 9 | 174 |  | 189 | 821 | 135 | 177 | 276 | 8 | 62 | 97 | 545 | 9 | 243 |  | 189 | 820 | 134 | 174 | 278 | 8 | 62 | 96 | 562 | 9 | 241 |  | 189 | 819 | 131 | 176 | 271 | 8 | 60 | 101 | 516 | 9 | 171
| 190 | 801 | 129 | 176 | 271 | 8 | 59 | 104 | 507 | 9 | 171 |  | 190 | 803 | 130 | 178 | 270 | 8 | 59 | 104 | 496 | 9 | 177 |  | 190 | 815 | 134 | 176 | 275 | 8 | 61 | 96 | 545 | 9 | 246 |  | 190 | 813 | 134 | 173 | 278 | 8 | 62 | 96 | 561 | 9 | 244 |  | 190 | 812 | 130 | 175 | 271 | 8 | 60 | 101 | 515 | 9 | 174
| 191 | 794 | 129 | 176 | 270 | 8 | 59 | 104 | 506 | 9 | 175 |  | 191 | 796 | 129 | 177 | 270 | 8 | 59 | 104 | 495 | 9 | 180 |  | 191 | 809 | 132 | 176 | 275 | 8 | 61 | 96 | 544 | 9 | 249 |  | 191 | 807 | 132 | 173 | 278 | 8 | 62 | 96 | 561 | 9 | 247 |  | 191 | 805 | 129 | 175 | 271 | 8 | 60 | 101 | 514 | 9 | 177
| 192 | 788 | 128 | 175 | 270 | 8 | 59 | 104 | 506 | 9 | 178 |  | 192 | 789 | 128 | 177 | 270 | 8 | 59 | 104 | 494 | 9 | 183 |  | 192 | 802 | 131 | 175 | 275 | 8 | 61 | 96 | 543 | 9 | 252 |  | 192 | 801 | 131 | 172 | 278 | 8 | 62 | 96 | 561 | 9 | 250 |  | 192 | 798 | 129 | 175 | 271 | 8 | 60 | 101 | 513 | 9 | 181
| 193 | 780 | 127 | 175 | 270 | 8 | 59 | 103 | 505 | 9 | 182 |  | 193 | 782 | 128 | 177 | 270 | 8 | 59 | 104 | 493 | 9 | 186 |  | 193 | 795 | 131 | 175 | 275 | 8 | 61 | 96 | 543 | 9 | 254 |  | 193 | 794 | 131 | 172 | 278 | 8 | 62 | 96 | 560 | 9 | 253 |  | 193 | 792 | 128 | 174 | 271 | 8 | 60 | 101 | 513 | 9 | 184
| 194 | 773 | 126 | 175 | 270 | 8 | 59 | 103 | 504 | 9 | 185 |  | 194 | 776 | 127 | 176 | 270 | 8 | 59 | 103 | 492 | 9 | 189 |  | 194 | 788 | 130 | 174 | 275 | 8 | 61 | 96 | 542 | 9 | 257 |  | 194 | 787 | 130 | 172 | 278 | 8 | 62 | 96 | 560 | 9 | 255 |  | 194 | 785 | 127 | 174 | 271 | 8 | 60 | 101 | 512 | 9 | 187
| 195 | 767 | 126 | 174 | 270 | 8 | 59 | 103 | 503 | 9 | 189 |  | 195 | 769 | 126 | 175 | 270 | 8 | 59 | 103 | 491 | 9 | 192 |  | 195 | 781 | 130 | 174 | 275 | 8 | 61 | 96 | 541 | 9 | 260 |  | 195 | 780 | 129 | 171 | 278 | 8 | 61 | 96 | 559 | 9 | 258 |  | 195 | 778 | 126 | 173 | 271 | 8 | 60 | 101 | 511 | 9 | 190
| 196 | 761 | 125 | 173 | 270 | 8 | 59 | 103 | 502 | 9 | 192 |  | 196 | 763 | 125 | 175 | 270 | 8 | 59 | 103 | 490 | 9 | 195 |  | 196 | 774 | 129 | 173 | 275 | 8 | 61 | 96 | 541 | 9 | 263 |  | 196 | 773 | 129 | 170 | 278 | 8 | 61 | 96 | 559 | 9 | 261 |  | 196 | 772 | 125 | 172 | 271 | 8 | 60 | 101 | 510 | 9 | 194
| 197 | 754 | 124 | 173 | 270 | 8 | 59 | 103 | 501 | 9 | 195 |  | 197 | 756 | 124 | 174 | 269 | 8 | 59 | 103 | 489 | 9 | 198 |  | 197 | 768 | 128 | 172 | 275 | 8 | 61 | 96 | 540 | 9 | 266 |  | 197 | 767 | 128 | 169 | 277 | 8 | 61 | 96 | 559 | 9 | 264 |  | 197 | 765 | 124 | 171 | 270 | 8 | 60 | 101 | 509 | 9 | 197
| 198 | 748 | 123 | 172 | 270 | 8 | 59 | 103 | 500 | 9 | 199 |  | 198 | 749 | 124 | 174 | 269 | 8 | 59 | 103 | 488 | 9 | 201 |  | 198 | 761 | 127 | 172 | 274 | 8 | 61 | 96 | 539 | 9 | 269 |  | 198 | 760 | 127 | 169 | 277 | 8 | 61 | 96 | 558 | 9 | 267 |  | 198 | 759 | 123 | 171 | 270 | 8 | 60 | 101 | 508 | 9 | 200
| 199 | 741 | 122 | 172 | 269 | 8 | 59 | 103 | 499 | 9 | 202 |  | 199 | 743 | 122 | 173 | 269 | 8 | 59 | 103 | 487 | 9 | 204 |  | 199 | 754 | 126 | 172 | 274 | 8 | 61 | 96 | 539 | 9 | 271 |  | 199 | 754 | 126 | 168 | 277 | 8 | 61 | 96 | 558 | 9 | 270 |  | 199 | 752 | 122 | 170 | 270 | 8 | 60 | 101 | 507 | 9 | 203
| 200 | 735 | 121 | 171 | 269 | 8 | 59 | 103 | 498 | 9 | 205 |  | 200 | 737 | 122 | 172 | 269 | 8 | 59 | 103 | 485 | 9 | 207 |  | 200 | 748 | 126 | 171 | 274 | 8 | 61 | 96 | 538 | 9 | 274 |  | 200 | 747 | 125 | 168 | 277 | 8 | 61 | 96 | 558 | 9 | 272 |  | 200 | 745 | 122 | 170 | 270 | 8 | 60 | 100 | 506 | 9 | 206
| 201 | 728 | 121 | 170 | 269 | 8 | 58 | 103 | 497 | 9 | 209 |  | 201 | 730 | 121 | 172 | 269 | 8 | 59 | 103 | 484 | 9 | 210 |  | 201 | 741 | 125 | 170 | 274 | 8 | 61 | 96 | 537 | 9 | 277 |  | 201 | 740 | 124 | 168 | 277 | 8 | 61 | 96 | 557 | 9 | 275 |  | 201 | 738 | 121 | 169 | 270 | 8 | 60 | 100 | 506 | 9 | 209
| 202 | 722 | 120 | 170 | 269 | 8 | 58 | 103 | 496 | 9 | 212 |  | 202 | 724 | 120 | 171 | 269 | 8 | 59 | 103 | 483 | 9 | 212 |  | 202 | 735 | 124 | 170 | 274 | 8 | 61 | 96 | 536 | 9 | 280 |  | 202 | 734 | 123 | 166 | 277 | 8 | 61 | 96 | 557 | 9 | 278 |  | 202 | 732 | 120 | 168 | 270 | 8 | 60 | 100 | 505 | 9 | 213
| 203 | 715 | 119 | 169 | 269 | 8 | 58 | 103 | 495 | 9 | 216 |  | 203 | 717 | 120 | 170 | 269 | 8 | 59 | 103 | 482 | 9 | 215 |  | 203 | 728 | 123 | 169 | 274 | 8 | 61 | 96 | 536 | 9 | 282 |  | 203 | 727 | 123 | 166 | 277 | 8 | 61 | 96 | 556 | 9 | 281 |  | 203 | 725 | 119 | 167 | 270 | 8 | 60 | 100 | 504 | 9 | 216
| 204 | 708 | 119 | 169 | 269 | 8 | 58 | 103 | 494 | 9 | 219 |  | 204 | 710 | 119 | 170 | 269 | 8 | 59 | 103 | 481 | 9 | 218 |  | 204 | 722 | 122 | 168 | 274 | 8 | 61 | 96 | 535 | 9 | 285 |  | 204 | 720 | 122 | 166 | 277 | 8 | 61 | 95 | 556 | 9 | 283 |  | 204 | 718 | 119 | 167 | 270 | 8 | 60 | 100 | 503 | 9 | 219
| 205 | 702 | 118 | 168 | 268 | 8 | 58 | 103 | 493 | 9 | 222 |  | 205 | 703 | 118 | 170 | 268 | 8 | 59 | 103 | 480 | 9 | 221 |  | 205 | 715 | 121 | 168 | 273 | 8 | 61 | 95 | 534 | 9 | 288 |  | 205 | 714 | 121 | 165 | 277 | 8 | 61 | 95 | 556 | 9 | 286 |  | 205 | 711 | 118 | 166 | 269 | 8 | 60 | 100 | 502 | 9 | 222
| 206 | 695 | 117 | 167 | 268 | 8 | 58 | 103 | 492 | 9 | 225 |  | 206 | 697 | 118 | 169 | 268 | 8 | 59 | 103 | 479 | 9 | 224 |  | 206 | 708 | 120 | 167 | 273 | 8 | 61 | 95 | 533 | 9 | 291 |  | 206 | 707 | 120 | 164 | 276 | 8 | 61 | 95 | 555 | 9 | 289 |  | 206 | 704 | 117 | 165 | 269 | 8 | 60 | 100 | 501 | 9 | 225
| 207 | 689 | 116 | 167 | 268 | 8 | 58 | 103 | 491 | 9 | 229 |  | 207 | 690 | 117 | 168 | 268 | 8 | 59 | 103 | 478 | 9 | 227 |  | 207 | 702 | 120 | 167 | 273 | 8 | 61 | 95 | 532 | 9 | 293 |  | 207 | 700 | 120 | 164 | 276 | 8 | 61 | 95 | 555 | 9 | 291 |  | 207 | 697 | 116 | 165 | 269 | 8 | 60 | 100 | 500 | 9 | 228
| 208 | 682 | 116 | 167 | 268 | 8 | 58 | 103 | 490 | 9 | 232 |  | 208 | 683 | 116 | 168 | 268 | 8 | 59 | 103 | 476 | 9 | 230 |  | 208 | 694 | 119 | 166 | 273 | 8 | 61 | 95 | 532 | 9 | 296 |  | 208 | 693 | 119 | 163 | 276 | 8 | 61 | 95 | 555 | 9 | 294 |  | 208 | 690 | 116 | 165 | 269 | 8 | 60 | 100 | 499 | 9 | 231
| 209 | 674 | 116 | 166 | 268 | 8 | 58 | 103 | 489 | 9 | 235 |  | 209 | 676 | 116 | 168 | 267 | 8 | 59 | 103 | 475 | 9 | 232 |  | 209 | 687 | 119 | 166 | 273 | 8 | 61 | 95 | 531 | 9 | 299 |  | 209 | 686 | 119 | 163 | 276 | 8 | 61 | 95 | 554 | 9 | 297 |  | 209 | 683 | 116 | 164 | 269 | 8 | 60 | 100 | 498 | 9 | 235
| 210 | 667 | 115 | 166 | 268 | 8 | 58 | 103 | 488 | 9 | 239 |  | 210 | 669 | 115 | 167 | 267 | 8 | 59 | 103 | 474 | 9 | 235 |  | 210 | 680 | 119 | 165 | 273 | 8 | 61 | 95 | 530 | 9 | 301 |  | 210 | 679 | 118 | 163 | 276 | 8 | 61 | 95 | 554 | 9 | 299 |  | 210 | 676 | 115 | 163 | 269 | 8 | 60 | 100 | 497 | 9 | 238
| 211 | 661 | 114 | 165 | 267 | 8 | 58 | 103 | 487 | 9 | 242 |  | 211 | 663 | 115 | 167 | 267 | 8 | 59 | 103 | 473 | 9 | 238 |  | 211 | 673 | 118 | 165 | 273 | 8 | 61 | 95 | 529 | 9 | 304 |  | 211 | 672 | 118 | 162 | 276 | 8 | 61 | 95 | 553 | 9 | 302 |  | 211 | 669 | 114 | 163 | 268 | 8 | 60 | 100 | 496 | 9 | 241
| 212 | 655 | 113 | 165 | 267 | 8 | 58 | 102 | 486 | 9 | 245 |  | 212 | 656 | 114 | 166 | 267 | 8 | 59 | 102 | 472 | 9 | 241 |  | 212 | 667 | 117 | 164 | 272 | 8 | 61 | 95 | 528 | 9 | 307 |  | 212 | 666 | 117 | 161 | 275 | 8 | 61 | 95 | 553 | 9 | 305 |  | 212 | 662 | 113 | 163 | 268 | 8 | 60 | 100 | 495 | 9 | 244
| 213 | 648 | 113 | 164 | 267 | 8 | 58 | 102 | 485 | 9 | 248 |  | 213 | 650 | 113 | 165 | 267 | 8 | 58 | 102 | 470 | 9 | 244 |  | 213 | 660 | 117 | 164 | 272 | 8 | 61 | 95 | 528 | 9 | 309 |  | 213 | 659 | 116 | 161 | 275 | 8 | 61 | 95 | 553 | 9 | 307 |  | 213 | 655 | 113 | 162 | 268 | 8 | 60 | 100 | 494 | 9 | 247
| 214 | 642 | 112 | 163 | 267 | 8 | 58 | 102 | 484 | 9 | 251 |  | 214 | 644 | 112 | 165 | 266 | 8 | 58 | 102 | 469 | 9 | 246 |  | 214 | 654 | 116 | 163 | 272 | 8 | 61 | 95 | 527 | 9 | 312 |  | 214 | 652 | 116 | 160 | 275 | 8 | 61 | 95 | 552 | 9 | 310 |  | 214 | 648 | 112 | 162 | 268 | 8 | 60 | 100 | 493 | 9 | 250
| 215 | 635 | 111 | 162 | 267 | 8 | 58 | 102 | 482 | 9 | 255 |  | 215 | 637 | 112 | 164 | 266 | 8 | 58 | 102 | 468 | 9 | 249 |  | 215 | 647 | 115 | 162 | 272 | 8 | 61 | 95 | 526 | 9 | 315 |  | 215 | 647 | 114 | 159 | 275 | 8 | 61 | 95 | 552 | 9 | 312 |  | 215 | 642 | 111 | 161 | 268 | 8 | 60 | 100 | 492 | 9 | 253
| 216 | 629 | 110 | 162 | 266 | 8 | 58 | 102 | 481 | 9 | 258 |  | 216 | 631 | 110 | 163 | 266 | 8 | 58 | 102 | 467 | 9 | 252 |  | 216 | 641 | 113 | 162 | 272 | 8 | 61 | 95 | 525 | 9 | 317 |  | 216 | 641 | 113 | 158 | 275 | 8 | 61 | 95 | 551 | 9 | 315 |  | 216 | 636 | 110 | 160 | 267 | 8 | 60 | 100 | 491 | 9 | 256
| 217 | 623 | 109 | 161 | 266 | 8 | 58 | 102 | 480 | 9 | 261 |  | 217 | 625 | 109 | 163 | 266 | 8 | 58 | 102 | 466 | 9 | 254 |  | 217 | 636 | 112 | 161 | 272 | 8 | 61 | 95 | 524 | 9 | 320 |  | 217 | 635 | 112 | 158 | 275 | 8 | 61 | 95 | 551 | 9 | 318 |  | 217 | 629 | 109 | 159 | 267 | 8 | 60 | 99 | 490 | 9 | 259
| 218 | 618 | 107 | 160 | 266 | 8 | 58 | 102 | 479 | 9 | 264 |  | 218 | 619 | 108 | 162 | 266 | 8 | 58 | 102 | 464 | 9 | 257 |  | 218 | 630 | 110 | 160 | 271 | 8 | 61 | 95 | 524 | 9 | 322 |  | 218 | 629 | 110 | 157 | 275 | 8 | 61 | 95 | 551 | 9 | 320 |  | 218 | 623 | 107 | 158 | 267 | 8 | 59 | 99 | 489 | 9 | 262
| 219 | 611 | 106 | 159 | 266 | 8 | 58 | 102 | 478 | 9 | 267 |  | 219 | 613 | 107 | 161 | 266 | 8 | 58 | 102 | 463 | 9 | 260 |  | 219 | 623 | 109 | 159 | 271 | 8 | 61 | 95 | 523 | 9 | 325 |  | 219 | 622 | 109 | 156 | 274 | 8 | 61 | 95 | 550 | 9 | 323 |  | 219 | 617 | 106 | 157 | 267 | 8 | 59 | 99 | 488 | 9 | 265
| 220 | 605 | 106 | 159 | 266 | 8 | 58 | 102 | 477 | 9 | 270 |  | 220 | 607 | 106 | 160 | 266 | 8 | 58 | 102 | 462 | 9 | 263 |  | 220 | 617 | 108 | 159 | 271 | 8 | 61 | 94 | 522 | 9 | 327 |  | 220 | 616 | 108 | 156 | 274 | 8 | 61 | 94 | 550 | 9 | 325 |  | 220 | 610 | 106 | 157 | 267 | 8 | 59 | 99 | 487 | 9 | 268
| 221 | 599 | 105 | 157 | 266 | 8 | 58 | 102 | 476 | 9 | 273 |  | 221 | 601 | 105 | 159 | 265 | 8 | 58 | 102 | 461 | 9 | 265 |  | 221 | 611 | 108 | 158 | 271 | 8 | 61 | 94 | 521 | 9 | 330 |  | 221 | 610 | 107 | 154 | 274 | 8 | 61 | 94 | 549 | 9 | 328 |  | 221 | 604 | 105 | 155 | 267 | 8 | 59 | 99 | 486 | 9 | 271
| 222 | 593 | 104 | 157 | 266 | 8 | 58 | 102 | 475 | 9 | 276 |  | 222 | 594 | 104 | 158 | 265 | 8 | 58 | 102 | 459 | 9 | 268 |  | 222 | 605 | 107 | 156 | 271 | 8 | 61 | 94 | 520 | 9 | 332 |  | 222 | 604 | 107 | 154 | 274 | 8 | 61 | 94 | 549 | 9 | 330 |  | 222 | 597 | 104 | 155 | 267 | 8 | 59 | 99 | 485 | 9 | 273
| 223 | 587 | 103 | 156 | 265 | 8 | 58 | 102 | 474 | 9 | 280 |  | 223 | 588 | 104 | 157 | 265 | 8 | 58 | 102 | 458 | 9 | 270 |  | 223 | 598 | 106 | 156 | 271 | 8 | 61 | 94 | 519 | 9 | 335 |  | 223 | 598 | 106 | 153 | 274 | 8 | 61 | 94 | 549 | 9 | 332 |  | 223 | 591 | 103 | 154 | 267 | 8 | 59 | 99 | 484 | 9 | 276
| 224 | 580 | 102 | 155 | 265 | 8 | 58 | 102 | 473 | 9 | 283 |  | 224 | 582 | 102 | 157 | 265 | 8 | 58 | 102 | 457 | 9 | 273 |  | 224 | 592 | 105 | 155 | 271 | 8 | 61 | 94 | 519 | 9 | 337 |  | 224 | 591 | 105 | 152 | 274 | 8 | 61 | 94 | 548 | 9 | 335 |  | 224 | 584 | 102 | 153 | 267 | 8 | 59 | 99 | 483 | 9 | 279
| 225 | 574 | 101 | 155 | 265 | 8 | 58 | 102 | 471 | 9 | 286 |  | 225 | 576 | 102 | 156 | 265 | 8 | 58 | 102 | 456 | 9 | 276 |  | 225 | 586 | 104 | 154 | 270 | 8 | 61 | 94 | 518 | 9 | 339 |  | 225 | 585 | 104 | 151 | 273 | 8 | 61 | 94 | 548 | 9 | 337 |  | 225 | 578 | 101 | 153 | 266 | 8 | 59 | 99 | 482 | 9 | 282
| 226 | 569 | 100 | 154 | 265 | 8 | 58 | 102 | 470 | 9 | 289 |  | 226 | 570 | 101 | 155 | 264 | 8 | 58 | 102 | 455 | 9 | 278 |  | 226 | 580 | 104 | 154 | 270 | 8 | 61 | 94 | 517 | 9 | 342 |  | 226 | 580 | 103 | 151 | 273 | 8 | 61 | 94 | 547 | 9 | 340 |  | 226 | 573 | 100 | 152 | 266 | 8 | 59 | 99 | 481 | 9 | 285
| 227 | 564 | 100 | 154 | 264 | 8 | 58 | 102 | 469 | 9 | 292 |  | 227 | 566 | 100 | 155 | 264 | 8 | 58 | 102 | 453 | 9 | 281 |  | 227 | 576 | 103 | 154 | 270 | 8 | 61 | 94 | 516 | 9 | 344 |  | 227 | 575 | 103 | 151 | 273 | 8 | 61 | 94 | 547 | 9 | 342 |  | 227 | 568 | 100 | 152 | 266 | 8 | 59 | 99 | 480 | 9 | 288
| 228 | 560 | 99 | 154 | 264 | 8 | 58 | 102 | 468 | 9 | 295 |  | 228 | 561 | 100 | 155 | 264 | 8 | 58 | 102 | 452 | 9 | 283 |  | 228 | 571 | 103 | 153 | 269 | 8 | 61 | 94 | 515 | 9 | 347 |  | 228 | 570 | 103 | 150 | 272 | 8 | 61 | 94 | 547 | 9 | 344 |  | 228 | 563 | 100 | 152 | 265 | 8 | 59 | 99 | 479 | 9 | 291
| 229 | 556 | 99 | 153 | 264 | 8 | 58 | 102 | 467 | 9 | 298 |  | 229 | 557 | 99 | 154 | 263 | 8 | 58 | 102 | 451 | 9 | 286 |  | 229 | 567 | 102 | 153 | 269 | 8 | 61 | 94 | 515 | 9 | 349 |  | 229 | 566 | 102 | 150 | 272 | 8 | 61 | 94 | 546 | 9 | 347 |  | 229 | 559 | 99 | 151 | 265 | 8 | 59 | 99 | 478 | 9 | 293
| 230 | 551 | 98 | 153 | 263 | 8 | 58 | 102 | 466 | 9 | 301 |  | 230 | 553 | 99 | 154 | 263 | 8 | 58 | 102 | 450 | 9 | 288 |  | 230 | 562 | 102 | 152 | 269 | 8 | 61 | 94 | 514 | 9 | 351 |  | 230 | 562 | 102 | 149 | 272 | 8 | 61 | 94 | 546 | 9 | 349 |  | 230 | 555 | 99 | 151 | 265 | 8 | 59 | 99 | 477 | 9 | 296
| 231 | 547 | 98 | 152 | 263 | 8 | 58 | 102 | 465 | 9 | 303 |  | 231 | 548 | 98 | 154 | 263 | 8 | 58 | 102 | 449 | 9 | 291 |  | 231 | 558 | 101 | 152 | 268 | 8 | 61 | 94 | 513 | 9 | 354 |  | 231 | 557 | 101 | 149 | 272 | 8 | 61 | 94 | 546 | 9 | 351 |  | 231 | 550 | 98 | 150 | 264 | 8 | 59 | 99 | 476 | 9 | 299
| 232 | 542 | 97 | 152 | 263 | 8 | 58 | 102 | 464 | 9 | 306 |  | 232 | 544 | 98 | 153 | 263 | 8 | 58 | 102 | 447 | 9 | 293 |  | 232 | 554 | 101 | 151 | 268 | 8 | 61 | 94 | 512 | 9 | 356 |  | 232 | 553 | 100 | 148 | 271 | 8 | 61 | 94 | 545 | 9 | 354 |  | 232 | 546 | 97 | 150 | 264 | 8 | 59 | 99 | 475 | 9 | 302
| 233 | 538 | 96 | 151 | 263 | 8 | 58 | 102 | 463 | 9 | 309 |  | 233 | 540 | 97 | 153 | 262 | 8 | 58 | 102 | 446 | 9 | 296 |  | 233 | 549 | 100 | 151 | 268 | 8 | 61 | 94 | 511 | 9 | 358 |  | 233 | 549 | 99 | 148 | 271 | 8 | 61 | 94 | 545 | 9 | 356 |  | 233 | 541 | 96 | 149 | 264 | 8 | 59 | 99 | 474 | 9 | 304
| 234 | 534 | 95 | 151 | 263 | 8 | 58 | 102 | 462 | 9 | 312 |  | 234 | 536 | 96 | 152 | 262 | 8 | 58 | 102 | 445 | 9 | 298 |  | 234 | 545 | 99 | 150 | 268 | 8 | 61 | 94 | 511 | 9 | 360 |  | 234 | 545 | 99 | 147 | 271 | 8 | 61 | 94 | 545 | 9 | 358 |  | 234 | 537 | 96 | 149 | 264 | 8 | 59 | 99 | 473 | 9 | 307
| 235 | 530 | 95 | 150 | 262 | 8 | 58 | 102 | 461 | 9 | 315 |  | 235 | 531 | 95 | 152 | 262 | 8 | 58 | 102 | 444 | 9 | 301 |  | 235 | 541 | 98 | 150 | 268 | 8 | 61 | 94 | 510 | 9 | 363 |  | 235 | 540 | 98 | 147 | 271 | 8 | 61 | 94 | 544 | 9 | 360 |  | 235 | 533 | 95 | 148 | 264 | 8 | 59 | 99 | 472 | 9 | 310
| 236 | 526 | 94 | 150 | 262 | 8 | 57 | 102 | 460 | 9 | 318 |  | 236 | 527 | 94 | 151 | 262 | 8 | 58 | 102 | 443 | 9 | 303 |  | 236 | 536 | 97 | 150 | 268 | 8 | 61 | 94 | 509 | 9 | 365 |  | 236 | 536 | 97 | 146 | 271 | 8 | 61 | 94 | 544 | 9 | 362 |  | 236 | 528 | 94 | 148 | 263 | 8 | 59 | 99 | 471 | 9 | 313
| 237 | 521 | 94 | 149 | 262 | 8 | 57 | 102 | 459 | 9 | 321 |  | 237 | 523 | 94 | 151 | 262 | 8 | 58 | 101 | 442 | 9 | 305 |  | 237 | 532 | 97 | 149 | 267 | 8 | 61 | 94 | 508 | 9 | 367 |  | 237 | 532 | 96 | 146 | 271 | 8 | 61 | 94 | 544 | 9 | 365 |  | 237 | 524 | 94 | 147 | 263 | 8 | 59 | 99 | 470 | 9 | 315
| 238 | 517 | 93 | 149 | 261 | 8 | 57 | 102 | 458 | 9 | 323 |  | 238 | 518 | 93 | 150 | 261 | 8 | 58 | 101 | 440 | 9 | 308 |  | 238 | 528 | 96 | 148 | 267 | 8 | 61 | 94 | 508 | 9 | 369 |  | 238 | 528 | 96 | 145 | 270 | 8 | 61 | 94 | 543 | 9 | 367 |  | 238 | 520 | 93 | 147 | 263 | 8 | 59 | 99 | 469 | 9 | 318
| 239 | 513 | 92 | 149 | 261 | 8 | 57 | 101 | 457 | 9 | 326 |  | 239 | 514 | 92 | 150 | 261 | 8 | 58 | 101 | 439 | 9 | 310 |  | 239 | 524 | 95 | 148 | 267 | 8 | 60 | 94 | 507 | 9 | 371 |  | 239 | 523 | 95 | 145 | 270 | 8 | 61 | 94 | 543 | 9 | 369 |  | 239 | 516 | 92 | 146 | 262 | 8 | 59 | 99 | 468 | 9 | 320
| 240 | 509 | 91 | 148 | 261 | 8 | 57 | 101 | 456 | 9 | 329 |  | 240 | 510 | 92 | 150 | 261 | 8 | 58 | 101 | 438 | 9 | 313 |  | 240 | 520 | 94 | 148 | 266 | 8 | 60 | 93 | 506 | 9 | 373 |  | 240 | 519 | 94 | 144 | 270 | 8 | 61 | 94 | 543 | 9 | 371 |  | 240 | 511 | 91 | 146 | 262 | 8 | 59 | 98 | 467 | 9 | 323
| 241 | 505 | 91 | 148 | 261 | 8 | 57 | 101 | 455 | 9 | 332 |  | 241 | 506 | 91 | 149 | 260 | 8 | 58 | 101 | 437 | 9 | 315 |  | 241 | 515 | 94 | 147 | 266 | 8 | 60 | 93 | 505 | 9 | 376 |  | 241 | 515 | 94 | 144 | 269 | 8 | 61 | 94 | 542 | 9 | 373 |  | 241 | 506 | 91 | 146 | 262 | 8 | 59 | 98 | 466 | 9 | 326
| 242 | 500 | 90 | 147 | 260 | 8 | 57 | 101 | 454 | 9 | 334 |  | 242 | 501 | 91 | 149 | 260 | 8 | 58 | 101 | 436 | 9 | 317 |  | 242 | 510 | 93 | 147 | 266 | 8 | 60 | 93 | 505 | 9 | 378 |  | 242 | 510 | 93 | 144 | 269 | 8 | 61 | 94 | 542 | 9 | 375 |  | 242 | 502 | 91 | 145 | 261 | 8 | 59 | 98 | 465 | 9 | 328
| 243 | 496 | 90 | 147 | 260 | 8 | 57 | 101 | 453 | 9 | 337 |  | 243 | 497 | 90 | 149 | 260 | 8 | 58 | 101 | 435 | 9 | 319 |  | 243 | 506 | 93 | 147 | 265 | 8 | 60 | 93 | 504 | 9 | 380 |  | 243 | 506 | 93 | 143 | 269 | 8 | 61 | 93 | 542 | 9 | 377 |  | 243 | 497 | 90 | 145 | 261 | 8 | 59 | 98 | 464 | 9 | 331
| 244 | 491 | 89 | 147 | 259 | 8 | 57 | 101 | 452 | 9 | 340 |  | 244 | 493 | 90 | 148 | 259 | 8 | 58 | 101 | 434 | 9 | 322 |  | 244 | 502 | 92 | 146 | 265 | 8 | 60 | 93 | 503 | 9 | 382 |  | 244 | 501 | 92 | 143 | 268 | 8 | 61 | 93 | 541 | 9 | 379 |  | 244 | 493 | 89 | 145 | 261 | 8 | 59 | 98 | 463 | 9 | 333
| 245 | 487 | 89 | 146 | 259 | 8 | 57 | 101 | 451 | 9 | 342 |  | 245 | 488 | 89 | 148 | 259 | 8 | 58 | 101 | 433 | 9 | 324 |  | 245 | 497 | 92 | 146 | 265 | 8 | 60 | 93 | 502 | 9 | 384 |  | 245 | 497 | 92 | 143 | 268 | 8 | 61 | 93 | 541 | 9 | 381 |  | 245 | 488 | 89 | 145 | 260 | 8 | 59 | 98 | 462 | 9 | 336
| 246 | 482 | 88 | 146 | 259 | 8 | 57 | 101 | 450 | 9 | 345 |  | 246 | 483 | 89 | 148 | 258 | 8 | 58 | 101 | 432 | 9 | 326 |  | 246 | 492 | 91 | 146 | 264 | 8 | 60 | 93 | 502 | 9 | 386 |  | 246 | 492 | 91 | 143 | 268 | 8 | 61 | 93 | 541 | 9 | 383 |  | 246 | 483 | 88 | 144 | 260 | 8 | 59 | 98 | 462 | 9 | 338
| 247 | 477 | 88 | 146 | 259 | 8 | 57 | 101 | 449 | 9 | 348 |  | 247 | 478 | 88 | 148 | 258 | 8 | 58 | 101 | 431 | 9 | 328 |  | 247 | 487 | 91 | 146 | 264 | 8 | 60 | 93 | 501 | 9 | 388 |  | 247 | 487 | 91 | 143 | 267 | 8 | 61 | 93 | 540 | 9 | 385 |  | 247 | 478 | 88 | 144 | 260 | 8 | 59 | 98 | 461 | 9 | 341
| 248 | 473 | 88 | 146 | 258 | 8 | 57 | 101 | 448 | 9 | 350 |  | 248 | 474 | 88 | 147 | 258 | 8 | 58 | 101 | 430 | 9 | 330 |  | 248 | 482 | 91 | 145 | 264 | 8 | 60 | 93 | 500 | 9 | 390 |  | 248 | 482 | 91 | 142 | 267 | 8 | 61 | 93 | 540 | 9 | 387 |  | 248 | 474 | 87 | 144 | 260 | 8 | 59 | 98 | 460 | 9 | 343
| 249 | 468 | 87 | 146 | 258 | 8 | 57 | 101 | 447 | 9 | 353 |  | 249 | 469 | 88 | 147 | 258 | 8 | 58 | 101 | 429 | 9 | 333 |  | 249 | 478 | 90 | 145 | 264 | 8 | 60 | 93 | 500 | 9 | 392 |  | 249 | 477 | 90 | 142 | 267 | 8 | 61 | 93 | 540 | 9 | 389 |  | 249 | 469 | 87 | 144 | 259 | 8 | 59 | 98 | 459 | 9 | 345
| 250 | 463 | 87 | 145 | 258 | 8 | 57 | 101 | 446 | 9 | 355 |  | 250 | 464 | 87 | 147 | 257 | 8 | 58 | 101 | 428 | 9 | 335 |  | 250 | 473 | 90 | 145 | 264 | 8 | 60 | 93 | 499 | 9 | 393 |  | 250 | 473 | 90 | 141 | 267 | 8 | 61 | 93 | 540 | 9 | 391 |  | 250 | 464 | 86 | 143 | 259 | 8 | 59 | 98 | 458 | 9 | 348
| 251 | 459 | 86 | 145 | 258 | 8 | 57 | 101 | 446 | 9 | 358 |  | 251 | 460 | 87 | 146 | 257 | 8 | 58 | 101 | 427 | 9 | 337 |  | 251 | 468 | 89 | 144 | 263 | 8 | 60 | 93 | 499 | 9 | 395 |  | 251 | 468 | 89 | 141 | 267 | 8 | 61 | 93 | 539 | 9 | 393 |  | 251 | 460 | 86 | 143 | 259 | 8 | 59 | 98 | 457 | 9 | 350
| 252 | 454 | 86 | 144 | 257 | 8 | 57 | 101 | 445 | 9 | 360 |  | 252 | 455 | 86 | 146 | 257 | 8 | 58 | 101 | 426 | 9 | 339 |  | 252 | 464 | 88 | 144 | 263 | 8 | 60 | 93 | 498 | 9 | 397 |  | 252 | 464 | 88 | 141 | 266 | 8 | 61 | 93 | 539 | 9 | 395 |  | 252 | 455 | 86 | 142 | 259 | 8 | 59 | 98 | 457 | 9 | 353
| 253 | 450 | 85 | 144 | 257 | 8 | 57 | 101 | 444 | 9 | 363 |  | 253 | 451 | 85 | 146 | 257 | 8 | 58 | 101 | 425 | 9 | 341 |  | 253 | 460 | 88 | 144 | 263 | 8 | 60 | 93 | 497 | 9 | 399 |  | 253 | 460 | 88 | 140 | 266 | 8 | 61 | 93 | 539 | 9 | 396 |  | 253 | 450 | 85 | 142 | 258 | 8 | 59 | 98 | 456 | 9 | 355
| 254 | 446 | 84 | 144 | 256 | 8 | 57 | 101 | 443 | 9 | 365 |  | 254 | 447 | 85 | 146 | 256 | 8 | 58 | 101 | 424 | 9 | 343 |  | 254 | 455 | 87 | 143 | 262 | 8 | 60 | 93 | 497 | 9 | 401 |  | 254 | 455 | 87 | 140 | 266 | 8 | 61 | 93 | 539 | 9 | 398 |  | 254 | 445 | 85 | 142 | 258 | 8 | 59 | 98 | 455 | 9 | 357
| 255 | 441 | 84 | 144 | 256 | 8 | 57 | 101 | 442 | 9 | 368 |  | 255 | 442 | 84 | 145 | 256 | 8 | 58 | 101 | 423 | 9 | 345 |  | 255 | 451 | 87 | 143 | 262 | 8 | 60 | 93 | 496 | 9 | 403 |  | 255 | 451 | 87 | 140 | 265 | 8 | 61 | 93 | 538 | 9 | 400 |  | 255 | 441 | 84 | 142 | 258 | 8 | 59 | 98 | 454 | 9 | 359
| 256 | 437 | 83 | 143 | 256 | 8 | 57 | 101 | 442 | 9 | 370 |  | 256 | 438 | 84 | 145 | 256 | 8 | 58 | 101 | 423 | 9 | 347 |  | 256 | 446 | 86 | 143 | 262 | 8 | 60 | 93 | 496 | 9 | 404 |  | 256 | 446 | 86 | 139 | 265 | 8 | 61 | 93 | 538 | 9 | 402 |  | 256 | 436 | 83 | 141 | 257 | 8 | 59 | 98 | 454 | 9 | 362
| 257 | 433 | 83 | 143 | 255 | 8 | 57 | 101 | 441 | 9 | 372 |  | 257 | 434 | 83 | 144 | 255 | 8 | 58 | 101 | 422 | 9 | 349 |  | 257 | 442 | 86 | 142 | 261 | 8 | 60 | 93 | 495 | 9 | 406 |  | 257 | 442 | 86 | 139 | 265 | 8 | 61 | 93 | 538 | 9 | 403 |  | 257 | 432 | 83 | 141 | 257 | 8 | 59 | 98 | 453 | 9 | 364
| 258 | 428 | 82 | 142 | 255 | 8 | 57 | 101 | 440 | 9 | 375 |  | 258 | 429 | 83 | 144 | 255 | 8 | 57 | 101 | 421 | 9 | 351 |  | 258 | 438 | 85 | 142 | 261 | 8 | 60 | 93 | 494 | 9 | 408 |  | 258 | 437 | 85 | 139 | 265 | 8 | 61 | 93 | 538 | 9 | 405 |  | 258 | 427 | 82 | 140 | 257 | 8 | 59 | 98 | 452 | 9 | 366
| 259 | 424 | 81 | 142 | 255 | 8 | 57 | 101 | 439 | 9 | 377 |  | 259 | 425 | 82 | 143 | 255 | 8 | 57 | 101 | 420 | 9 | 353 |  | 259 | 433 | 85 | 141 | 261 | 8 | 60 | 93 | 494 | 9 | 409 |  | 259 | 433 | 84 | 138 | 264 | 8 | 60 | 93 | 538 | 9 | 407 |  | 259 | 423 | 81 | 140 | 256 | 8 | 59 | 98 | 451 | 9 | 368
| 260 | 420 | 81 | 141 | 255 | 8 | 57 | 101 | 439 | 9 | 379 |  | 260 | 421 | 81 | 143 | 254 | 8 | 57 | 101 | 419 | 9 | 355 |  | 260 | 429 | 84 | 141 | 261 | 8 | 60 | 93 | 493 | 9 | 411 |  | 260 | 428 | 84 | 138 | 264 | 8 | 60 | 93 | 537 | 9 | 409 |  | 260 | 419 | 81 | 139 | 256 | 8 | 59 | 98 | 451 | 9 | 370
| 261 | 415 | 81 | 141 | 255 | 8 | 57 | 101 | 438 | 9 | 382 |  | 261 | 416 | 81 | 142 | 254 | 8 | 57 | 101 | 419 | 9 | 357 |  | 261 | 424 | 84 | 140 | 261 | 8 | 60 | 93 | 493 | 9 | 413 |  | 261 | 424 | 83 | 137 | 264 | 8 | 60 | 93 | 537 | 9 | 410 |  | 261 | 414 | 80 | 139 | 256 | 8 | 59 | 98 | 450 | 9 | 373
| 262 | 411 | 80 | 140 | 254 | 8 | 57 | 101 | 438 | 9 | 384 |  | 262 | 412 | 80 | 142 | 254 | 8 | 57 | 101 | 418 | 9 | 359 |  | 262 | 420 | 83 | 140 | 260 | 8 | 60 | 93 | 493 | 9 | 414 |  | 262 | 419 | 83 | 137 | 264 | 8 | 60 | 93 | 537 | 9 | 412 |  | 262 | 410 | 80 | 138 | 256 | 8 | 59 | 98 | 450 | 9 | 375
| 263 | 407 | 79 | 140 | 254 | 8 | 57 | 101 | 437 | 9 | 386 |  | 263 | 408 | 80 | 141 | 253 | 8 | 57 | 101 | 417 | 9 | 360 |  | 263 | 416 | 82 | 139 | 260 | 8 | 60 | 93 | 492 | 9 | 416 |  | 263 | 415 | 82 | 136 | 263 | 8 | 60 | 93 | 537 | 9 | 413 |  | 263 | 405 | 79 | 138 | 255 | 8 | 59 | 98 | 449 | 9 | 377
| 264 | 403 | 79 | 140 | 253 | 8 | 57 | 101 | 436 | 9 | 388 |  | 264 | 404 | 79 | 141 | 253 | 8 | 57 | 101 | 417 | 9 | 362 |  | 264 | 411 | 82 | 139 | 259 | 8 | 60 | 93 | 492 | 9 | 417 |  | 264 | 411 | 82 | 136 | 263 | 8 | 60 | 93 | 537 | 9 | 415 |  | 264 | 401 | 79 | 137 | 255 | 8 | 59 | 98 | 448 | 9 | 379
| 265 | 398 | 78 | 139 | 253 | 8 | 57 | 101 | 436 | 9 | 391 |  | 265 | 399 | 79 | 141 | 253 | 8 | 57 | 101 | 416 | 9 | 364 |  | 265 | 407 | 81 | 139 | 259 | 8 | 60 | 93 | 491 | 9 | 419 |  | 265 | 407 | 81 | 136 | 262 | 8 | 60 | 93 | 537 | 9 | 416 |  | 265 | 397 | 78 | 137 | 255 | 8 | 59 | 98 | 448 | 9 | 381
| 266 | 394 | 78 | 139 | 253 | 8 | 57 | 101 | 435 | 9 | 393 |  | 266 | 395 | 78 | 140 | 253 | 8 | 57 | 101 | 415 | 9 | 366 |  | 266 | 402 | 81 | 138 | 259 | 8 | 60 | 93 | 491 | 9 | 421 |  | 266 | 402 | 80 | 135 | 262 | 8 | 60 | 93 | 537 | 9 | 418 |  | 266 | 392 | 77 | 137 | 254 | 8 | 59 | 98 | 447 | 9 | 383
| 267 | 389 | 77 | 138 | 253 | 8 | 57 | 101 | 435 | 9 | 395 |  | 267 | 390 | 78 | 140 | 252 | 8 | 57 | 101 | 415 | 9 | 368 |  | 267 | 398 | 80 | 138 | 259 | 8 | 60 | 93 | 490 | 9 | 422 |  | 267 | 398 | 80 | 135 | 262 | 8 | 60 | 93 | 537 | 9 | 419 |  | 267 | 387 | 77 | 136 | 254 | 8 | 59 | 98 | 447 | 9 | 385
| 268 | 385 | 77 | 138 | 252 | 8 | 57 | 101 | 434 | 9 | 397 |  | 268 | 386 | 77 | 139 | 252 | 8 | 57 | 101 | 414 | 9 | 369 |  | 268 | 393 | 79 | 137 | 258 | 8 | 60 | 93 | 490 | 9 | 423 |  | 268 | 393 | 79 | 134 | 262 | 8 | 60 | 93 | 537 | 9 | 421 |  | 268 | 383 | 76 | 136 | 254 | 8 | 59 | 98 | 446 | 9 | 387
| 269 | 381 | 76 | 137 | 252 | 8 | 57 | 101 | 434 | 9 | 399 |  | 269 | 382 | 76 | 139 | 252 | 8 | 57 | 101 | 414 | 9 | 371 |  | 269 | 389 | 79 | 137 | 258 | 8 | 60 | 93 | 490 | 9 | 425 |  | 269 | 389 | 79 | 134 | 262 | 8 | 60 | 93 | 537 | 9 | 422 |  | 269 | 378 | 76 | 135 | 254 | 8 | 59 | 98 | 446 | 9 | 389
| 270 | 376 | 76 | 137 | 252 | 8 | 57 | 102 | 434 | 9 | 401 |  | 270 | 377 | 76 | 138 | 252 | 8 | 57 | 101 | 413 | 9 | 373 |  | 270 | 385 | 78 | 136 | 258 | 8 | 60 | 93 | 489 | 9 | 426 |  | 270 | 384 | 78 | 133 | 261 | 8 | 60 | 93 | 536 | 9 | 424 |  | 270 | 373 | 75 | 135 | 253 | 8 | 59 | 98 | 445 | 9 | 391
| 271 | 372 | 75 | 136 | 252 | 8 | 57 | 102 | 433 | 9 | 403 |  | 271 | 373 | 75 | 138 | 251 | 8 | 57 | 101 | 413 | 9 | 374 |  | 271 | 380 | 78 | 136 | 258 | 8 | 60 | 93 | 489 | 9 | 428 |  | 271 | 380 | 77 | 133 | 261 | 8 | 60 | 93 | 536 | 9 | 425 |  | 271 | 369 | 75 | 134 | 253 | 8 | 59 | 98 | 445 | 9 | 392
| 272 | 368 | 74 | 136 | 251 | 8 | 57 | 102 | 433 | 9 | 405 |  | 272 | 369 | 75 | 137 | 251 | 8 | 57 | 101 | 413 | 9 | 376 |  | 272 | 376 | 77 | 135 | 258 | 8 | 60 | 93 | 489 | 9 | 428 |  | 272 | 376 | 77 | 132 | 261 | 8 | 60 | 93 | 536 | 9 | 425 |  | 272 | 365 | 74 | 134 | 253 | 8 | 59 | 98 | 445 | 9 | 394
| 273 | 364 | 74 | 135 | 251 | 8 | 57 | 102 | 432 | 9 | 407 |  | 273 | 365 | 74 | 137 | 251 | 8 | 57 | 102 | 412 | 9 | 378 |  | 273 | 372 | 76 | 135 | 257 | 8 | 60 | 93 | 489 | 9 | 429 |  | 273 | 372 | 76 | 132 | 261 | 8 | 60 | 93 | 536 | 9 | 426 |  | 273 | 361 | 73 | 133 | 253 | 8 | 59 | 98 | 444 | 9 | 396
| 274 | 360 | 73 | 135 | 251 | 8 | 57 | 102 | 432 | 9 | 409 |  | 274 | 360 | 73 | 136 | 250 | 8 | 57 | 102 | 412 | 9 | 379 |  | 274 | 368 | 76 | 134 | 257 | 8 | 60 | 93 | 488 | 9 | 429 |  | 274 | 367 | 76 | 131 | 260 | 8 | 60 | 93 | 536 | 9 | 426 |  | 274 | 356 | 73 | 133 | 252 | 8 | 59 | 98 | 444 | 9 | 398
| 275 | 356 | 73 | 134 | 250 | 8 | 57 | 102 | 432 | 9 | 411 |  | 275 | 356 | 73 | 136 | 250 | 8 | 57 | 102 | 411 | 9 | 381 |  | 275 | 363 | 75 | 134 | 256 | 8 | 60 | 93 | 488 | 9 | 430 |  | 275 | 363 | 75 | 131 | 260 | 8 | 60 | 93 | 536 | 9 | 428 |  | 275 | 352 | 72 | 132 | 252 | 8 | 59 | 98 | 444 | 9 | 400
| 276 | 351 | 72 | 134 | 250 | 8 | 57 | 102 | 432 | 9 | 413 |  | 276 | 352 | 72 | 135 | 250 | 8 | 57 | 102 | 411 | 9 | 382 |  | 276 | 359 | 75 | 133 | 256 | 8 | 60 | 93 | 488 | 9 | 430 |  | 276 | 359 | 75 | 130 | 259 | 8 | 60 | 93 | 536 | 9 | 428 |  | 276 | 348 | 72 | 132 | 252 | 8 | 59 | 99 | 443 | 9 | 401
| 277 | 347 | 72 | 133 | 250 | 8 | 57 | 102 | 431 | 9 | 415 |  | 277 | 348 | 72 | 135 | 249 | 8 | 57 | 102 | 411 | 9 | 384 |  | 277 | 355 | 74 | 133 | 256 | 8 | 60 | 93 | 488 | 9 | 432 |  | 277 | 355 | 74 | 130 | 259 | 8 | 60 | 93 | 536 | 9 | 429 |  | 277 | 344 | 71 | 131 | 251 | 8 | 59 | 99 | 443 | 9 | 403
| 278 | 344 | 71 | 133 | 249 | 8 | 57 | 102 | 431 | 9 | 416 |  | 278 | 345 | 72 | 134 | 249 | 8 | 57 | 102 | 411 | 9 | 385 |  | 278 | 352 | 74 | 132 | 255 | 8 | 60 | 93 | 488 | 9 | 432 |  | 278 | 352 | 74 | 130 | 259 | 8 | 60 | 93 | 536 | 9 | 429 |  | 278 | 341 | 71 | 131 | 251 | 8 | 59 | 99 | 443 | 9 | 405
| 279 | 341 | 71 | 133 | 249 | 8 | 57 | 102 | 431 | 9 | 418 |  | 279 | 342 | 71 | 134 | 248 | 8 | 57 | 102 | 410 | 9 | 387 |  | 279 | 349 | 73 | 132 | 255 | 8 | 60 | 93 | 488 | 9 | 433 |  | 279 | 349 | 73 | 129 | 258 | 8 | 60 | 93 | 536 | 9 | 430 |  | 279 | 338 | 70 | 131 | 250 | 8 | 58 | 99 | 443 | 9 | 407
| 280 | 339 | 70 | 132 | 248 | 8 | 57 | 102 | 431 | 9 | 420 |  | 280 | 339 | 71 | 134 | 248 | 8 | 57 | 102 | 410 | 9 | 388 |  | 280 | 346 | 73 | 132 | 255 | 8 | 60 | 93 | 487 | 9 | 433 |  | 280 | 346 | 73 | 129 | 258 | 8 | 60 | 93 | 536 | 9 | 430 |  | 280 | 335 | 70 | 130 | 250 | 8 | 58 | 99 | 442 | 9 | 408
| 281 | 336 | 70 | 132 | 248 | 8 | 57 | 102 | 431 | 9 | 422 |  | 281 | 336 | 70 | 133 | 248 | 8 | 57 | 102 | 410 | 9 | 389 |  | 281 | 343 | 73 | 132 | 254 | 8 | 60 | 93 | 487 | 9 | 434 |  | 281 | 343 | 73 | 129 | 258 | 8 | 60 | 93 | 537 | 9 | 431 |  | 281 | 332 | 70 | 130 | 250 | 8 | 58 | 99 | 442 | 9 | 410
| 282 | 333 | 70 | 132 | 248 | 8 | 57 | 102 | 430 | 9 | 424 |  | 282 | 333 | 70 | 133 | 248 | 8 | 57 | 102 | 410 | 9 | 391 |  | 282 | 340 | 72 | 131 | 254 | 8 | 60 | 93 | 487 | 9 | 434 |  | 282 | 340 | 72 | 128 | 258 | 8 | 60 | 93 | 537 | 9 | 431 |  | 282 | 328 | 69 | 130 | 250 | 8 | 58 | 99 | 442 | 9 | 411
| 283 | 330 | 69 | 131 | 248 | 8 | 57 | 102 | 430 | 9 | 425 |  | 283 | 331 | 69 | 133 | 247 | 8 | 57 | 102 | 410 | 9 | 392 |  | 283 | 337 | 72 | 131 | 254 | 8 | 60 | 93 | 487 | 9 | 435 |  | 283 | 337 | 72 | 128 | 257 | 8 | 60 | 93 | 537 | 9 | 433 |  | 283 | 325 | 69 | 129 | 249 | 8 | 58 | 99 | 442 | 9 | 413
| 284 | 327 | 69 | 131 | 248 | 8 | 57 | 102 | 430 | 9 | 427 |  | 284 | 328 | 69 | 132 | 247 | 8 | 57 | 102 | 410 | 9 | 393 |  | 284 | 334 | 71 | 130 | 254 | 8 | 60 | 93 | 487 | 9 | 435 |  | 284 | 334 | 71 | 128 | 257 | 8 | 60 | 94 | 537 | 9 | 433 |  | 284 | 322 | 68 | 129 | 249 | 8 | 58 | 99 | 442 | 9 | 414
| 285 | 324 | 68 | 130 | 247 | 8 | 57 | 102 | 430 | 9 | 428 |  | 285 | 325 | 69 | 132 | 247 | 8 | 57 | 102 | 409 | 9 | 395 |  | 285 | 331 | 71 | 130 | 254 | 8 | 60 | 93 | 487 | 9 | 436 |  | 285 | 331 | 71 | 127 | 257 | 8 | 60 | 94 | 537 | 9 | 434 |  | 285 | 319 | 68 | 129 | 249 | 8 | 59 | 99 | 442 | 9 | 416
| 286 | 321 | 68 | 130 | 247 | 8 | 57 | 102 | 430 | 9 | 430 |  | 286 | 322 | 68 | 132 | 247 | 8 | 57 | 102 | 409 | 9 | 396 |  | 286 | 328 | 70 | 130 | 253 | 8 | 60 | 94 | 487 | 9 | 436 |  | 286 | 328 | 70 | 127 | 257 | 8 | 60 | 94 | 537 | 9 | 434 |  | 286 | 316 | 68 | 128 | 249 | 8 | 59 | 99 | 441 | 9 | 417
| 287 | 318 | 67 | 130 | 247 | 8 | 57 | 102 | 430 | 9 | 432 |  | 287 | 319 | 68 | 131 | 246 | 8 | 57 | 102 | 409 | 9 | 397 |  | 287 | 325 | 70 | 129 | 253 | 8 | 60 | 94 | 487 | 9 | 438 |  | 287 | 325 | 70 | 126 | 256 | 8 | 60 | 94 | 537 | 9 | 435 |  | 287 | 313 | 67 | 128 | 248 | 8 | 59 | 99 | 441 | 9 | 419
| 288 | 315 | 67 | 129 | 246 | 8 | 57 | 102 | 430 | 9 | 433 |  | 288 | 316 | 67 | 131 | 246 | 8 | 57 | 102 | 409 | 9 | 398 |  | 288 | 323 | 70 | 129 | 253 | 8 | 60 | 94 | 487 | 9 | 438 |  | 288 | 323 | 69 | 126 | 256 | 8 | 60 | 94 | 537 | 9 | 435 |  | 288 | 310 | 67 | 128 | 248 | 8 | 59 | 99 | 441 | 9 | 420
| 289 | 313 | 67 | 129 | 246 | 8 | 57 | 102 | 430 | 9 | 435 |  | 289 | 313 | 67 | 130 | 246 | 8 | 57 | 102 | 409 | 9 | 400 |  | 289 | 320 | 69 | 128 | 252 | 8 | 60 | 94 | 487 | 9 | 439 |  | 289 | 320 | 69 | 126 | 256 | 8 | 60 | 94 | 537 | 9 | 436 |  | 289 | 307 | 66 | 127 | 248 | 8 | 59 | 99 | 441 | 9 | 422
| 290 | 310 | 66 | 128 | 246 | 8 | 57 | 102 | 430 | 9 | 436 |  | 290 | 311 | 66 | 130 | 245 | 8 | 57 | 102 | 409 | 9 | 401 |  | 290 | 317 | 69 | 128 | 252 | 8 | 60 | 94 | 486 | 9 | 439 |  | 290 | 317 | 69 | 125 | 256 | 8 | 60 | 94 | 537 | 9 | 436 |  | 290 | 304 | 66 | 127 | 247 | 8 | 59 | 99 | 441 | 9 | 423
| 291 | 307 | 66 | 128 | 245 | 8 | 57 | 102 | 430 | 9 | 438 |  | 291 | 308 | 66 | 129 | 245 | 8 | 57 | 102 | 409 | 9 | 402 |  | 291 | 314 | 68 | 128 | 252 | 8 | 60 | 94 | 486 | 9 | 440 |  | 291 | 314 | 68 | 125 | 255 | 8 | 60 | 94 | 537 | 9 | 437 |  | 291 | 301 | 65 | 126 | 247 | 8 | 59 | 99 | 441 | 9 | 424
| 292 | 304 | 65 | 128 | 245 | 8 | 57 | 102 | 429 | 9 | 439 |  | 292 | 305 | 65 | 129 | 245 | 8 | 57 | 102 | 409 | 9 | 403 |  | 292 | 311 | 68 | 127 | 251 | 8 | 60 | 94 | 486 | 9 | 440 |  | 292 | 311 | 68 | 124 | 255 | 8 | 60 | 94 | 537 | 9 | 437 |  | 292 | 299 | 65 | 126 | 247 | 8 | 59 | 99 | 441 | 9 | 426
| 293 | 301 | 65 | 127 | 245 | 8 | 57 | 102 | 429 | 9 | 440 |  | 293 | 302 | 65 | 129 | 245 | 8 | 57 | 102 | 409 | 9 | 404 |  | 293 | 308 | 67 | 127 | 251 | 8 | 60 | 94 | 486 | 9 | 441 |  | 293 | 308 | 67 | 124 | 255 | 8 | 60 | 94 | 537 | 9 | 438 |  | 293 | 296 | 64 | 125 | 247 | 8 | 59 | 99 | 440 | 9 | 427
| 294 | 298 | 64 | 127 | 244 | 8 | 57 | 102 | 429 | 9 | 442 |  | 294 | 299 | 65 | 128 | 244 | 8 | 57 | 102 | 409 | 9 | 405 |  | 294 | 306 | 67 | 126 | 251 | 8 | 60 | 94 | 486 | 9 | 441 |  | 294 | 305 | 67 | 124 | 254 | 8 | 60 | 94 | 536 | 9 | 438 |  | 294 | 293 | 64 | 125 | 246 | 8 | 59 | 99 | 440 | 9 | 428
| 295 | 295 | 64 | 127 | 244 | 8 | 57 | 102 | 429 | 9 | 443 |  | 295 | 296 | 64 | 128 | 244 | 8 | 57 | 102 | 409 | 9 | 406 |  | 295 | 303 | 66 | 126 | 250 | 8 | 60 | 94 | 486 | 9 | 442 |  | 295 | 303 | 66 | 123 | 254 | 8 | 60 | 94 | 536 | 9 | 439 |  | 295 | 290 | 63 | 125 | 246 | 8 | 59 | 99 | 440 | 9 | 429
| 296 | 293 | 63 | 127 | 243 | 8 | 57 | 102 | 429 | 9 | 444 |  | 296 | 293 | 64 | 128 | 243 | 8 | 57 | 102 | 409 | 9 | 406 |  | 296 | 300 | 66 | 126 | 250 | 8 | 60 | 94 | 486 | 9 | 442 |  | 296 | 300 | 66 | 123 | 253 | 8 | 60 | 94 | 536 | 9 | 439 |  | 296 | 287 | 63 | 125 | 245 | 8 | 59 | 99 | 440 | 9 | 431
| 297 | 290 | 63 | 126 | 243 | 8 | 57 | 102 | 429 | 9 | 446 |  | 297 | 291 | 63 | 128 | 243 | 8 | 57 | 102 | 409 | 9 | 407 |  | 297 | 297 | 65 | 125 | 249 | 8 | 60 | 94 | 486 | 9 | 443 |  | 297 | 297 | 65 | 123 | 253 | 8 | 60 | 94 | 536 | 9 | 440 |  | 297 | 284 | 63 | 124 | 245 | 8 | 59 | 99 | 440 | 9 | 432
| 298 | 287 | 63 | 126 | 243 | 8 | 57 | 102 | 429 | 9 | 447 |  | 298 | 288 | 63 | 127 | 242 | 8 | 57 | 102 | 408 | 9 | 407 |  | 298 | 294 | 65 | 125 | 249 | 8 | 60 | 94 | 485 | 9 | 443 |  | 298 | 294 | 65 | 122 | 252 | 8 | 60 | 94 | 536 | 9 | 440 |  | 298 | 281 | 62 | 124 | 244 | 8 | 59 | 99 | 440 | 9 | 433
| 299 | 284 | 62 | 125 | 242 | 8 | 57 | 102 | 429 | 9 | 448 |  | 299 | 285 | 62 | 127 | 242 | 8 | 57 | 102 | 408 | 9 | 408 |  | 299 | 291 | 65 | 125 | 249 | 8 | 60 | 94 | 485 | 9 | 444 |  | 299 | 291 | 65 | 122 | 252 | 8 | 60 | 94 | 536 | 9 | 441 |  | 299 | 278 | 62 | 123 | 244 | 8 | 59 | 99 | 440 | 9 | 434
| 300 | 281 | 62 | 125 | 242 | 8 | 57 | 102 | 429 | 9 | 449 |  | 300 | 282 | 62 | 127 | 242 | 8 | 57 | 102 | 408 | 9 | 408 |  | 300 | 288 | 64 | 124 | 248 | 8 | 60 | 94 | 485 | 9 | 444 |  | 300 | 288 | 64 | 122 | 252 | 8 | 60 | 94 | 535 | 9 | 441 |  | 300 | 275 | 62 | 123 | 244 | 8 | 59 | 99 | 439 | 9 | 435
| 301 | 279 | 61 | 125 | 241 | 8 | 57 | 102 | 428 | 9 | 450 |  | 301 | 279 | 62 | 126 | 241 | 8 | 57 | 102 | 408 | 9 | 409 |  | 301 | 286 | 64 | 124 | 248 | 8 | 60 | 94 | 485 | 9 | 445 |  | 301 | 285 | 64 | 121 | 251 | 8 | 60 | 94 | 535 | 9 | 442 |  | 301 | 272 | 61 | 123 | 243 | 8 | 59 | 99 | 439 | 9 | 436
| 302 | 276 | 61 | 124 | 241 | 8 | 57 | 102 | 428 | 9 | 452 |  | 302 | 276 | 61 | 126 | 241 | 8 | 57 | 102 | 408 | 9 | 409 |  | 302 | 283 | 63 | 124 | 248 | 8 | 60 | 94 | 485 | 9 | 445 |  | 302 | 282 | 63 | 121 | 251 | 8 | 60 | 94 | 535 | 9 | 442 |  | 302 | 269 | 61 | 122 | 243 | 8 | 59 | 99 | 439 | 9 | 437
| 303 | 273 | 61 | 124 | 241 | 8 | 57 | 102 | 428 | 9 | 453 |  | 303 | 274 | 61 | 125 | 240 | 8 | 57 | 102 | 408 | 9 | 410 |  | 303 | 280 | 63 | 124 | 247 | 8 | 60 | 94 | 484 | 9 | 446 |  | 303 | 280 | 63 | 121 | 250 | 8 | 60 | 94 | 535 | 9 | 443 |  | 303 | 266 | 60 | 122 | 242 | 8 | 59 | 99 | 439 | 9 | 438
| 304 | 270 | 60 | 124 | 240 | 8 | 57 | 102 | 428 | 9 | 454 |  | 304 | 271 | 61 | 125 | 240 | 8 | 57 | 102 | 408 | 9 | 410 |  | 304 | 277 | 63 | 123 | 247 | 8 | 60 | 94 | 484 | 9 | 446 |  | 304 | 276 | 63 | 120 | 250 | 8 | 60 | 94 | 534 | 9 | 443 |  | 304 | 263 | 60 | 122 | 242 | 8 | 58 | 99 | 438 | 9 | 438
| 305 | 267 | 60 | 123 | 240 | 8 | 57 | 102 | 428 | 9 | 455 |  | 305 | 268 | 60 | 125 | 240 | 8 | 57 | 102 | 407 | 9 | 411 |  | 305 | 274 | 62 | 123 | 246 | 8 | 60 | 94 | 484 | 9 | 447 |  | 305 | 274 | 62 | 120 | 250 | 8 | 60 | 94 | 534 | 9 | 444 |  | 305 | 261 | 59 | 121 | 242 | 8 | 58 | 99 | 438 | 9 | 439
| 306 | 264 | 59 | 123 | 240 | 8 | 57 | 102 | 427 | 9 | 456 |  | 306 | 265 | 60 | 124 | 239 | 8 | 57 | 102 | 407 | 9 | 411 |  | 306 | 271 | 62 | 122 | 246 | 8 | 60 | 94 | 483 | 9 | 447 |  | 306 | 271 | 62 | 120 | 250 | 8 | 60 | 94 | 533 | 9 | 444 |  | 306 | 258 | 59 | 120 | 241 | 8 | 58 | 99 | 438 | 9 | 439
| 307 | 262 | 59 | 122 | 239 | 8 | 57 | 102 | 427 | 9 | 457 |  | 307 | 262 | 59 | 124 | 239 | 8 | 57 | 102 | 407 | 9 | 412 |  | 307 | 268 | 61 | 122 | 246 | 8 | 60 | 94 | 483 | 9 | 448 |  | 307 | 268 | 61 | 119 | 249 | 8 | 60 | 94 | 533 | 9 | 445 |  | 307 | 255 | 59 | 120 | 241 | 8 | 58 | 99 | 437 | 9 | 440
| 308 | 259 | 59 | 122 | 239 | 8 | 57 | 102 | 427 | 9 | 457 |  | 308 | 260 | 59 | 123 | 239 | 8 | 57 | 102 | 407 | 9 | 412 |  | 308 | 265 | 61 | 121 | 245 | 8 | 60 | 94 | 482 | 9 | 448 |  | 308 | 265 | 61 | 119 | 249 | 8 | 60 | 94 | 532 | 9 | 445 |  | 308 | 252 | 58 | 119 | 241 | 8 | 58 | 99 | 437 | 9 | 440
| 309 | 256 | 58 | 122 | 238 | 8 | 57 | 102 | 426 | 9 | 458 |  | 309 | 257 | 58 | 123 | 238 | 8 | 57 | 102 | 406 | 9 | 413 |  | 309 | 263 | 60 | 121 | 245 | 8 | 60 | 94 | 482 | 9 | 448 |  | 309 | 263 | 60 | 118 | 248 | 8 | 60 | 94 | 532 | 9 | 446 |  | 309 | 250 | 58 | 119 | 240 | 8 | 58 | 99 | 437 | 9 | 441
| 310 | 254 | 58 | 121 | 238 | 8 | 57 | 102 | 426 | 9 | 458 |  | 310 | 254 | 58 | 122 | 238 | 8 | 57 | 102 | 406 | 9 | 413 |  | 310 | 260 | 60 | 120 | 245 | 8 | 60 | 94 | 481 | 9 | 448 |  | 310 | 260 | 60 | 118 | 248 | 8 | 60 | 94 | 531 | 9 | 446 |  | 310 | 246 | 58 | 119 | 240 | 8 | 58 | 99 | 436 | 9 | 441
| 311 | 251 | 57 | 120 | 238 | 8 | 57 | 102 | 425 | 9 | 458 |  | 311 | 252 | 58 | 122 | 237 | 8 | 57 | 102 | 406 | 9 | 413 |  | 311 | 257 | 60 | 120 | 244 | 8 | 60 | 94 | 481 | 9 | 449 |  | 311 | 257 | 60 | 117 | 248 | 8 | 60 | 94 | 531 | 9 | 446 |  | 311 | 244 | 57 | 118 | 240 | 8 | 58 | 99 | 436 | 9 | 442
| 312 | 248 | 57 | 120 | 237 | 8 | 57 | 102 | 425 | 9 | 458 |  | 312 | 249 | 57 | 121 | 237 | 8 | 57 | 102 | 405 | 9 | 413 |  | 312 | 254 | 59 | 120 | 244 | 8 | 60 | 94 | 480 | 9 | 449 |  | 312 | 254 | 59 | 117 | 247 | 8 | 60 | 93 | 530 | 9 | 446 |  | 312 | 241 | 57 | 117 | 239 | 8 | 58 | 99 | 435 | 9 | 442
| 313 | 246 | 57 | 119 | 237 | 8 | 57 | 102 | 425 | 9 | 459 |  | 313 | 246 | 57 | 121 | 237 | 8 | 57 | 102 | 405 | 9 | 414 |  | 313 | 252 | 59 | 119 | 243 | 8 | 60 | 94 | 480 | 9 | 450 |  | 313 | 252 | 59 | 116 | 247 | 8 | 60 | 93 | 529 | 9 | 447 |  | 313 | 239 | 56 | 117 | 239 | 8 | 58 | 99 | 435 | 9 | 442
| 314 | 243 | 56 | 119 | 236 | 8 | 57 | 102 | 424 | 9 | 459 |  | 314 | 244 | 57 | 120 | 236 | 8 | 57 | 102 | 404 | 9 | 414 |  | 314 | 249 | 58 | 119 | 243 | 8 | 60 | 93 | 479 | 9 | 450 |  | 314 | 249 | 58 | 116 | 246 | 8 | 60 | 93 | 528 | 9 | 447 |  | 314 | 236 | 56 | 116 | 238 | 8 | 58 | 99 | 434 | 9 | 442
| 315 | 240 | 56 | 118 | 236 | 8 | 57 | 102 | 423 | 9 | 460 |  | 315 | 241 | 56 | 120 | 236 | 8 | 57 | 102 | 404 | 9 | 415 |  | 315 | 246 | 58 | 118 | 243 | 8 | 60 | 93 | 478 | 9 | 451 |  | 315 | 246 | 58 | 115 | 246 | 8 | 60 | 93 | 528 | 9 | 448 |  | 315 | 233 | 56 | 116 | 238 | 8 | 58 | 99 | 433 | 9 | 443
| 316 | 238 | 56 | 118 | 235 | 8 | 57 | 102 | 423 | 9 | 460 |  | 316 | 239 | 56 | 119 | 235 | 8 | 57 | 102 | 403 | 9 | 415 |  | 316 | 244 | 58 | 117 | 242 | 8 | 60 | 93 | 478 | 9 | 451 |  | 316 | 244 | 58 | 115 | 245 | 8 | 60 | 93 | 527 | 9 | 448 |  | 316 | 231 | 55 | 115 | 238 | 8 | 58 | 99 | 433 | 9 | 443
| 317 | 236 | 55 | 117 | 235 | 8 | 57 | 102 | 422 | 9 | 461 |  | 317 | 236 | 56 | 118 | 235 | 8 | 57 | 102 | 403 | 9 | 416 |  | 317 | 241 | 57 | 116 | 242 | 8 | 60 | 93 | 477 | 9 | 452 |  | 317 | 241 | 57 | 114 | 245 | 8 | 60 | 93 | 526 | 9 | 449 |  | 317 | 228 | 55 | 114 | 237 | 8 | 58 | 99 | 432 | 9 | 444
| 318 | 233 | 55 | 116 | 235 | 8 | 57 | 102 | 422 | 9 | 461 |  | 318 | 234 | 55 | 117 | 234 | 8 | 57 | 102 | 402 | 9 | 416 |  | 318 | 239 | 57 | 116 | 241 | 8 | 60 | 93 | 476 | 9 | 452 |  | 318 | 239 | 57 | 113 | 245 | 8 | 60 | 93 | 525 | 9 | 449 |  | 318 | 225 | 55 | 113 | 237 | 8 | 58 | 99 | 431 | 9 | 444
| 319 | 231 | 55 | 115 | 234 | 8 | 57 | 101 | 421 | 9 | 462 |  | 319 | 231 | 55 | 116 | 234 | 8 | 57 | 102 | 401 | 9 | 416 |  | 319 | 236 | 57 | 115 | 241 | 8 | 60 | 93 | 475 | 9 | 452 |  | 319 | 236 | 57 | 112 | 244 | 8 | 60 | 93 | 524 | 9 | 449 |  | 319 | 222 | 54 | 113 | 236 | 8 | 58 | 99 | 430 | 9 | 445
| 320 | 228 | 54 | 115 | 234 | 8 | 57 | 101 | 420 | 9 | 462 |  | 320 | 229 | 55 | 116 | 234 | 8 | 57 | 101 | 401 | 9 | 416 |  | 320 | 234 | 56 | 114 | 241 | 8 | 60 | 93 | 474 | 9 | 452 |  | 320 | 233 | 56 | 112 | 244 | 8 | 60 | 93 | 523 | 9 | 449 |  | 320 | 220 | 54 | 112 | 236 | 8 | 58 | 98 | 429 | 9 | 445
| 321 | 226 | 54 | 114 | 233 | 8 | 57 | 101 | 419 | 9 | 462 |  | 321 | 226 | 54 | 115 | 233 | 8 | 57 | 101 | 400 | 9 | 417 |  | 321 | 231 | 56 | 114 | 240 | 8 | 60 | 93 | 473 | 9 | 453 |  | 321 | 231 | 56 | 111 | 243 | 8 | 60 | 93 | 521 | 9 | 450 |  | 321 | 218 | 54 | 111 | 236 | 8 | 58 | 98 | 429 | 9 | 445
| 322 | 224 | 54 | 113 | 233 | 8 | 57 | 101 | 418 | 9 | 462 |  | 322 | 225 | 54 | 114 | 233 | 8 | 57 | 101 | 399 | 9 | 417 |  | 322 | 229 | 56 | 113 | 240 | 8 | 60 | 93 | 472 | 9 | 453 |  | 322 | 229 | 56 | 111 | 243 | 8 | 60 | 92 | 520 | 9 | 450 |  | 322 | 216 | 54 | 111 | 235 | 8 | 58 | 98 | 428 | 9 | 445
| 323 | 222 | 53 | 113 | 232 | 8 | 57 | 101 | 417 | 9 | 463 |  | 323 | 223 | 54 | 114 | 232 | 8 | 57 | 101 | 398 | 9 | 418 |  | 323 | 228 | 56 | 112 | 239 | 8 | 60 | 92 | 471 | 9 | 454 |  | 323 | 227 | 55 | 110 | 243 | 8 | 60 | 92 | 519 | 9 | 451 |  | 323 | 214 | 53 | 110 | 235 | 8 | 58 | 98 | 427 | 9 | 446
| 324 | 220 | 53 | 112 | 232 | 8 | 57 | 101 | 416 | 9 | 463 |  | 324 | 221 | 53 | 114 | 232 | 8 | 57 | 101 | 397 | 9 | 418 |  | 324 | 226 | 55 | 112 | 239 | 8 | 60 | 92 | 470 | 9 | 454 |  | 324 | 225 | 55 | 109 | 242 | 8 | 60 | 92 | 518 | 9 | 451 |  | 324 | 212 | 53 | 110 | 234 | 8 | 58 | 98 | 426 | 9 | 446
| 325 | 218 | 53 | 112 | 231 | 8 | 57 | 101 | 415 | 9 | 464 |  | 325 | 219 | 53 | 113 | 231 | 8 | 57 | 101 | 396 | 9 | 418 |  | 325 | 223 | 55 | 111 | 238 | 8 | 60 | 92 | 468 | 9 | 454 |  | 325 | 223 | 55 | 109 | 241 | 8 | 60 | 92 | 516 | 9 | 451 |  | 325 | 210 | 53 | 109 | 233 | 8 | 58 | 98 | 424 | 9 | 447
| 326 | 216 | 53 | 111 | 231 | 8 | 57 | 100 | 414 | 9 | 464 |  | 326 | 217 | 53 | 112 | 231 | 8 | 57 | 100 | 395 | 9 | 418 |  | 326 | 222 | 55 | 111 | 238 | 8 | 60 | 92 | 467 | 9 | 454 |  | 326 | 221 | 55 | 108 | 241 | 8 | 60 | 92 | 515 | 9 | 451 |  | 326 | 208 | 53 | 108 | 233 | 8 | 58 | 97 | 423 | 9 | 447
| 327 | 214 | 53 | 111 | 230 | 8 | 57 | 100 | 413 | 9 | 464 |  | 327 | 215 | 53 | 112 | 230 | 8 | 57 | 100 | 394 | 9 | 419 |  | 327 | 220 | 54 | 110 | 237 | 8 | 60 | 92 | 466 | 9 | 455 |  | 327 | 219 | 54 | 108 | 240 | 8 | 60 | 92 | 513 | 9 | 452 |  | 327 | 207 | 52 | 107 | 233 | 8 | 58 | 97 | 422 | 9 | 447
| 328 | 212 | 52 | 110 | 230 | 8 | 57 | 100 | 412 | 9 | 464 |  | 328 | 213 | 53 | 111 | 230 | 8 | 57 | 100 | 393 | 9 | 419 |  | 328 | 218 | 54 | 109 | 237 | 8 | 60 | 92 | 464 | 9 | 455 |  | 328 | 217 | 54 | 107 | 240 | 8 | 60 | 91 | 511 | 9 | 452 |  | 328 | 205 | 52 | 106 | 232 | 8 | 58 | 97 | 421 | 9 | 447
| 329 | 210 | 52 | 109 | 229 | 8 | 57 | 100 | 410 | 9 | 465 |  | 329 | 211 | 52 | 110 | 229 | 8 | 57 | 100 | 392 | 9 | 419 |  | 329 | 216 | 54 | 108 | 236 | 8 | 60 | 91 | 463 | 9 | 455 |  | 329 | 215 | 54 | 106 | 240 | 8 | 60 | 91 | 510 | 9 | 452 |  | 329 | 203 | 52 | 106 | 232 | 8 | 58 | 97 | 419 | 9 | 448
| 330 | 209 | 52 | 108 | 229 | 8 | 57 | 100 | 409 | 9 | 465 |  | 330 | 209 | 52 | 109 | 229 | 8 | 57 | 100 | 391 | 9 | 419 |  | 330 | 214 | 54 | 108 | 236 | 8 | 60 | 91 | 461 | 9 | 455 |  | 330 | 213 | 54 | 106 | 239 | 8 | 60 | 91 | 508 | 9 | 452 |  | 330 | 201 | 52 | 105 | 231 | 8 | 58 | 97 | 418 | 9 | 448
| 331 | 207 | 52 | 108 | 228 | 8 | 56 | 99 | 408 | 9 | 466 |  | 331 | 207 | 52 | 109 | 228 | 8 | 57 | 99 | 389 | 9 | 420 |  | 331 | 212 | 54 | 107 | 235 | 8 | 60 | 91 | 459 | 9 | 456 |  | 331 | 211 | 54 | 105 | 239 | 8 | 60 | 91 | 506 | 9 | 453 |  | 331 | 199 | 51 | 104 | 231 | 8 | 58 | 96 | 416 | 9 | 449
| 332 | 205 | 51 | 106 | 228 | 8 | 56 | 99 | 406 | 9 | 466 |  | 332 | 206 | 52 | 108 | 228 | 8 | 57 | 99 | 388 | 9 | 420 |  | 332 | 210 | 53 | 106 | 235 | 8 | 60 | 91 | 457 | 9 | 456 |  | 332 | 210 | 53 | 104 | 238 | 8 | 60 | 91 | 504 | 9 | 453 |  | 332 | 198 | 51 | 103 | 230 | 8 | 58 | 96 | 415 | 9 | 449
| 333 | 204 | 51 | 105 | 227 | 8 | 56 | 99 | 404 | 9 | 466 |  | 333 | 205 | 51 | 106 | 227 | 8 | 57 | 99 | 386 | 9 | 420 |  | 333 | 209 | 53 | 104 | 234 | 8 | 60 | 91 | 456 | 9 | 456 |  | 333 | 209 | 53 | 102 | 238 | 8 | 60 | 90 | 502 | 9 | 453 |  | 333 | 196 | 51 | 102 | 230 | 8 | 58 | 96 | 413 | 9 | 449
| 334 | 204 | 51 | 103 | 227 | 8 | 56 | 99 | 403 | 9 | 466 |  | 334 | 204 | 51 | 104 | 227 | 8 | 57 | 99 | 385 | 9 | 420 |  | 334 | 208 | 53 | 103 | 234 | 8 | 60 | 90 | 454 | 9 | 456 |  | 334 | 208 | 53 | 100 | 237 | 8 | 60 | 90 | 500 | 9 | 453 |  | 334 | 195 | 51 | 100 | 229 | 8 | 58 | 96 | 411 | 9 | 449
| 335 | 202 | 50 | 102 | 227 | 8 | 56 | 98 | 401 | 9 | 467 |  | 335 | 203 | 51 | 103 | 226 | 8 | 57 | 98 | 383 | 9 | 421 |  | 335 | 207 | 52 | 101 | 233 | 8 | 60 | 90 | 452 | 9 | 457 |  | 335 | 207 | 52 | 99 | 237 | 8 | 60 | 90 | 498 | 9 | 454 |  | 335 | 194 | 50 | 99 | 229 | 8 | 58 | 95 | 410 | 9 | 450
| 336 | 201 | 50 | 100 | 226 | 8 | 56 | 98 | 399 | 9 | 467 |  | 336 | 202 | 50 | 101 | 226 | 8 | 57 | 98 | 381 | 9 | 421 |  | 336 | 206 | 52 | 100 | 233 | 8 | 60 | 90 | 450 | 9 | 457 |  | 336 | 206 | 52 | 98 | 236 | 8 | 60 | 90 | 495 | 9 | 454 |  | 336 | 193 | 50 | 97 | 228 | 8 | 58 | 95 | 408 | 9 | 450
| 337 | 200 | 49 | 99 | 226 | 8 | 56 | 98 | 397 | 9 | 467 |  | 337 | 201 | 50 | 101 | 225 | 8 | 57 | 98 | 380 | 9 | 421 |  | 337 | 205 | 51 | 99 | 233 | 8 | 59 | 89 | 448 | 9 | 457 |  | 337 | 204 | 51 | 97 | 236 | 8 | 60 | 89 | 493 | 9 | 454 |  | 337 | 192 | 50 | 96 | 228 | 8 | 58 | 95 | 406 | 9 | 450
| 338 | 199 | 49 | 98 | 225 | 8 | 56 | 97 | 395 | 9 | 467 |  | 338 | 199 | 49 | 99 | 225 | 8 | 57 | 97 | 378 | 9 | 421 |  | 338 | 203 | 51 | 98 | 232 | 8 | 59 | 89 | 445 | 9 | 457 |  | 338 | 203 | 51 | 96 | 235 | 8 | 60 | 89 | 491 | 9 | 454 |  | 338 | 190 | 49 | 95 | 227 | 8 | 58 | 95 | 404 | 9 | 450
| 339 | 197 | 49 | 97 | 225 | 8 | 56 | 97 | 393 | 9 | 468 |  | 339 | 198 | 49 | 99 | 224 | 8 | 57 | 97 | 376 | 9 | 421 |  | 339 | 202 | 51 | 97 | 232 | 8 | 59 | 89 | 443 | 9 | 458 |  | 339 | 201 | 50 | 95 | 235 | 8 | 60 | 89 | 488 | 9 | 455 |  | 339 | 188 | 49 | 95 | 227 | 8 | 58 | 94 | 402 | 9 | 450
| 340 | 195 | 48 | 97 | 224 | 8 | 56 | 97 | 391 | 9 | 468 |  | 340 | 196 | 49 | 98 | 224 | 8 | 57 | 97 | 374 | 9 | 421 |  | 340 | 200 | 50 | 96 | 231 | 8 | 59 | 89 | 441 | 9 | 458 |  | 340 | 199 | 50 | 94 | 234 | 8 | 60 | 88 | 485 | 9 | 455 |  | 340 | 187 | 48 | 94 | 226 | 8 | 58 | 94 | 399 | 9 | 450
| 341 | 194 | 48 | 96 | 224 | 8 | 56 | 96 | 389 | 9 | 468 |  | 341 | 195 | 48 | 97 | 223 | 8 | 57 | 96 | 372 | 9 | 422 |  | 341 | 199 | 49 | 96 | 231 | 8 | 59 | 88 | 438 | 9 | 458 |  | 341 | 198 | 49 | 93 | 234 | 8 | 59 | 88 | 483 | 9 | 455 |  | 341 | 185 | 48 | 93 | 226 | 8 | 58 | 94 | 397 | 9 | 451
| 342 | 193 | 47 | 95 | 223 | 8 | 56 | 96 | 387 | 9 | 468 |  | 342 | 194 | 47 | 96 | 223 | 8 | 57 | 96 | 370 | 9 | 422 |  | 342 | 197 | 49 | 95 | 230 | 8 | 59 | 88 | 435 | 9 | 458 |  | 342 | 197 | 48 | 92 | 234 | 8 | 59 | 88 | 480 | 9 | 455 |  | 342 | 184 | 47 | 92 | 226 | 8 | 58 | 93 | 395 | 9 | 451
| 343 | 192 | 46 | 94 | 223 | 8 | 56 | 96 | 384 | 9 | 468 |  | 343 | 193 | 46 | 95 | 223 | 8 | 57 | 96 | 367 | 9 | 422 |  | 343 | 196 | 48 | 94 | 230 | 8 | 59 | 87 | 433 | 9 | 458 |  | 343 | 196 | 48 | 91 | 233 | 8 | 59 | 87 | 477 | 9 | 455 |  | 343 | 183 | 46 | 91 | 225 | 8 | 58 | 93 | 392 | 9 | 451
| 344 | 191 | 45 | 93 | 222 | 8 | 56 | 95 | 382 | 9 | 468 |  | 344 | 192 | 45 | 94 | 222 | 8 | 56 | 95 | 365 | 9 | 422 |  | 344 | 195 | 47 | 93 | 229 | 8 | 59 | 87 | 430 | 9 | 458 |  | 344 | 195 | 47 | 90 | 233 | 8 | 59 | 87 | 474 | 9 | 455 |  | 344 | 182 | 45 | 91 | 225 | 8 | 58 | 92 | 390 | 9 | 451
| 345 | 191 | 44 | 92 | 222 | 8 | 56 | 95 | 379 | 9 | 469 |  | 345 | 191 | 44 | 93 | 222 | 8 | 56 | 95 | 362 | 9 | 422 |  | 345 | 195 | 46 | 92 | 229 | 8 | 59 | 87 | 427 | 9 | 459 |  | 345 | 194 | 45 | 89 | 232 | 8 | 59 | 86 | 471 | 9 | 456 |  | 345 | 181 | 44 | 90 | 224 | 8 | 57 | 92 | 387 | 9 | 451
| 346 | 189 | 43 | 91 | 221 | 8 | 56 | 94 | 376 | 9 | 469 |  | 346 | 190 | 43 | 92 | 221 | 8 | 56 | 94 | 360 | 9 | 422 |  | 346 | 194 | 44 | 91 | 228 | 8 | 59 | 86 | 424 | 9 | 459 |  | 346 | 193 | 44 | 89 | 232 | 8 | 59 | 86 | 468 | 9 | 456 |  | 346 | 180 | 43 | 89 | 224 | 8 | 57 | 92 | 385 | 9 | 451
| 347 | 189 | 42 | 90 | 221 | 8 | 56 | 94 | 374 | 9 | 469 |  | 347 | 189 | 42 | 91 | 221 | 8 | 56 | 94 | 357 | 9 | 423 |  | 347 | 193 | 43 | 90 | 228 | 8 | 59 | 86 | 421 | 9 | 459 |  | 347 | 192 | 43 | 88 | 231 | 8 | 59 | 86 | 464 | 9 | 456 |  | 347 | 179 | 42 | 88 | 223 | 8 | 57 | 91 | 382 | 9 | 452
| 348 | 188 | 41 | 89 | 220 | 8 | 56 | 93 | 371 | 9 | 469 |  | 348 | 188 | 41 | 90 | 220 | 8 | 56 | 93 | 354 | 9 | 423 |  | 348 | 192 | 42 | 89 | 227 | 8 | 59 | 85 | 418 | 9 | 459 |  | 348 | 191 | 42 | 87 | 231 | 8 | 59 | 85 | 461 | 9 | 456 |  | 348 | 178 | 41 | 87 | 223 | 8 | 57 | 91 | 379 | 9 | 452
| 349 | 187 | 40 | 89 | 220 | 8 | 56 | 93 | 368 | 9 | 469 |  | 349 | 187 | 40 | 90 | 220 | 8 | 56 | 93 | 352 | 9 | 423 |  | 349 | 191 | 41 | 89 | 227 | 8 | 59 | 85 | 415 | 9 | 459 |  | 349 | 190 | 41 | 86 | 230 | 8 | 59 | 85 | 457 | 9 | 456 |  | 349 | 177 | 40 | 86 | 222 | 8 | 57 | 90 | 376 | 9 | 452
| 350 | 185 | 39 | 88 | 219 | 8 | 56 | 92 | 365 | 9 | 469 |  | 350 | 186 | 39 | 89 | 219 | 8 | 56 | 92 | 349 | 9 | 423 |  | 350 | 189 | 40 | 88 | 227 | 8 | 59 | 85 | 411 | 9 | 459 |  | 350 | 189 | 40 | 86 | 230 | 8 | 59 | 84 | 454 | 9 | 456 |  | 350 | 176 | 39 | 85 | 222 | 8 | 57 | 90 | 373 | 9 | 452
| 351 | 184 | 38 | 87 | 219 | 8 | 56 | 92 | 361 | 9 | 470 |  | 351 | 185 | 38 | 88 | 219 | 8 | 56 | 92 | 346 | 9 | 423 |  | 351 | 188 | 40 | 87 | 226 | 8 | 59 | 84 | 408 | 9 | 459 |  | 351 | 187 | 39 | 85 | 229 | 8 | 59 | 84 | 450 | 9 | 457 |  | 351 | 174 | 39 | 84 | 221 | 8 | 57 | 89 | 370 | 9 | 452
| 352 | 183 | 37 | 86 | 218 | 8 | 56 | 91 | 358 | 9 | 470 |  | 352 | 184 | 37 | 87 | 218 | 8 | 56 | 91 | 342 | 9 | 423 |  | 352 | 187 | 39 | 86 | 226 | 8 | 59 | 84 | 404 | 9 | 459 |  | 352 | 186 | 39 | 84 | 229 | 8 | 59 | 83 | 446 | 9 | 457 |  | 352 | 173 | 38 | 84 | 221 | 8 | 57 | 89 | 366 | 9 | 452
| 353 | 181 | 36 | 86 | 218 | 8 | 55 | 91 | 355 | 9 | 470 |  | 353 | 182 | 37 | 87 | 218 | 8 | 56 | 91 | 339 | 9 | 423 |  | 353 | 185 | 38 | 85 | 225 | 8 | 59 | 83 | 400 | 9 | 460 |  | 353 | 185 | 38 | 83 | 229 | 8 | 59 | 83 | 442 | 9 | 457 |  | 353 | 172 | 37 | 83 | 220 | 8 | 57 | 88 | 363 | 9 | 452
| 354 | 180 | 36 | 85 | 217 | 8 | 55 | 90 | 351 | 9 | 470 |  | 354 | 180 | 36 | 86 | 217 | 8 | 56 | 90 | 336 | 9 | 423 |  | 354 | 184 | 37 | 85 | 225 | 8 | 58 | 82 | 397 | 9 | 460 |  | 354 | 183 | 37 | 83 | 228 | 8 | 59 | 82 | 438 | 9 | 457 |  | 354 | 170 | 37 | 83 | 220 | 8 | 57 | 88 | 359 | 9 | 452
| 355 | 178 | 35 | 85 | 217 | 8 | 55 | 90 | 348 | 9 | 470 |  | 355 | 178 | 36 | 86 | 217 | 8 | 56 | 90 | 332 | 9 | 424 |  | 355 | 182 | 37 | 85 | 224 | 8 | 58 | 82 | 393 | 9 | 460 |  | 355 | 181 | 37 | 83 | 228 | 8 | 59 | 82 | 434 | 9 | 457 |  | 355 | 168 | 36 | 82 | 219 | 8 | 57 | 87 | 356 | 9 | 453
| 356 | 175 | 35 | 84 | 216 | 8 | 55 | 89 | 344 | 9 | 470 |  | 356 | 176 | 35 | 85 | 216 | 8 | 56 | 89 | 329 | 9 | 424 |  | 356 | 179 | 37 | 84 | 224 | 8 | 58 | 81 | 389 | 9 | 460 |  | 356 | 178 | 36 | 82 | 227 | 8 | 58 | 81 | 429 | 9 | 457 |  | 356 | 166 | 36 | 82 | 219 | 8 | 57 | 86 | 352 | 9 | 453
| 357 | 173 | 35 | 84 | 216 | 8 | 55 | 88 | 340 | 9 | 470 |  | 357 | 174 | 35 | 85 | 216 | 8 | 56 | 89 | 325 | 9 | 424 |  | 357 | 177 | 36 | 84 | 223 | 8 | 58 | 81 | 385 | 9 | 460 |  | 357 | 176 | 36 | 82 | 227 | 8 | 58 | 81 | 425 | 9 | 457 |  | 357 | 164 | 35 | 82 | 218 | 8 | 57 | 86 | 348 | 9 | 453
| 358 | 171 | 35 | 84 | 216 | 8 | 55 | 88 | 336 | 9 | 470 |  | 358 | 172 | 35 | 85 | 215 | 8 | 56 | 88 | 321 | 9 | 424 |  | 358 | 175 | 36 | 83 | 223 | 8 | 58 | 80 | 380 | 9 | 460 |  | 358 | 174 | 36 | 81 | 226 | 8 | 58 | 80 | 420 | 9 | 457 |  | 358 | 162 | 35 | 81 | 218 | 8 | 56 | 85 | 344 | 9 | 453
| 359 | 169 | 34 | 83 | 215 | 8 | 55 | 87 | 332 | 9 | 470 |  | 359 | 170 | 34 | 84 | 215 | 8 | 55 | 87 | 318 | 9 | 424 |  | 359 | 173 | 36 | 83 | 222 | 8 | 58 | 80 | 376 | 9 | 460 |  | 359 | 172 | 35 | 81 | 226 | 8 | 58 | 79 | 416 | 9 | 457 |  | 359 | 160 | 35 | 81 | 217 | 8 | 56 | 84 | 340 | 9 | 453
| 360 | 167 | 34 | 83 | 215 | 8 | 55 | 87 | 328 | 9 | 470 |  | 360 | 168 | 34 | 84 | 214 | 8 | 55 | 87 | 314 | 9 | 424 |  | 360 | 171 | 35 | 82 | 222 | 8 | 58 | 79 | 371 | 9 | 460 |  | 360 | 170 | 35 | 80 | 225 | 8 | 58 | 79 | 411 | 9 | 457 |  | 360 | 158 | 34 | 80 | 217 | 8 | 56 | 84 | 336 | 9 | 453
| 361 | 165 | 34 | 82 | 214 | 8 | 55 | 86 | 324 | 9 | 470 |  | 361 | 166 | 34 | 83 | 214 | 8 | 55 | 86 | 309 | 9 | 424 |  | 361 | 169 | 35 | 82 | 221 | 8 | 58 | 78 | 367 | 9 | 460 |  | 361 | 168 | 35 | 80 | 225 | 8 | 58 | 78 | 406 | 9 | 457 |  | 361 | 156 | 34 | 80 | 216 | 8 | 56 | 83 | 332 | 9 | 453
| 362 | 163 | 33 | 82 | 214 | 8 | 55 | 85 | 319 | 9 | 470 |  | 362 | 164 | 33 | 83 | 213 | 8 | 55 | 85 | 305 | 9 | 424 |  | 362 | 167 | 35 | 82 | 221 | 8 | 58 | 78 | 362 | 9 | 460 |  | 362 | 166 | 34 | 80 | 224 | 8 | 58 | 78 | 401 | 9 | 457 |  | 362 | 154 | 33 | 79 | 216 | 8 | 56 | 82 | 327 | 9 | 453
| 363 | 161 | 33 | 82 | 213 | 8 | 55 | 84 | 315 | 9 | 470 |  | 363 | 162 | 33 | 83 | 213 | 8 | 55 | 84 | 301 | 9 | 424 |  | 363 | 165 | 34 | 81 | 220 | 8 | 58 | 77 | 357 | 9 | 460 |  | 363 | 164 | 34 | 79 | 224 | 8 | 58 | 77 | 396 | 9 | 457 |  | 363 | 152 | 33 | 79 | 215 | 8 | 56 | 82 | 323 | 9 | 453
| 364 | 159 | 32 | 81 | 213 | 8 | 55 | 84 | 310 | 9 | 470 |  | 364 | 160 | 33 | 82 | 212 | 8 | 55 | 84 | 296 | 9 | 424 |  | 364 | 162 | 34 | 81 | 220 | 8 | 58 | 76 | 352 | 9 | 460 |  | 364 | 162 | 34 | 79 | 223 | 8 | 58 | 76 | 391 | 9 | 457 |  | 364 | 149 | 33 | 79 | 215 | 8 | 56 | 81 | 318 | 9 | 453
| 365 | 157 | 32 | 81 | 212 | 8 | 54 | 83 | 306 | 9 | 470 |  | 365 | 157 | 32 | 82 | 212 | 8 | 55 | 83 | 292 | 9 | 424 |  | 365 | 160 | 33 | 81 | 219 | 8 | 57 | 75 | 347 | 9 | 460 |  | 365 | 159 | 33 | 79 | 223 | 8 | 58 | 75 | 385 | 9 | 457 |  | 365 | 147 | 32 | 78 | 214 | 8 | 56 | 80 | 313 | 9 | 453

## 2026-27 Severe Load Curve
A5.1U - 2026/27 Load curve (1-in-50) - Community Renewables | [11 empty] | A5.1V - 2026/27 Load curve (1-in-50) - Two Degrees | [11 empty] | A5.1W - 2026/27 Load curve (1-in-50) - Steady Progression | [11 empty] | A5.1X - 2026/27 Load curve (1-in-50) - Consumer Evolution
Source: National Grid | [11 empty] | Source: National Grid | [11 empty] | Source: National Grid | [11 empty] | Source: National Grid
| Day number | NDM 0 - 73.2 MWh | NDM 73.2-732 MWh | NDM > 732 MWh | Total DM | LDZ Shrinkage | NTS Industrial | Exports to Ireland | NTS Power | NTS Shrinkage | IUK |  | Day number | NDM 0 - 73.2 MWh | NDM 73.2-732 MWh | NDM > 732 MWh | Total DM | LDZ Shrinkage | NTS Industrial | Exports to Ireland | NTS Power | NTS Shrinkage | IUK |  | Day number | NDM 0 - 73.2 MWh | NDM 73.2-732 MWh | NDM > 732 MWh | Total DM | LDZ Shrinkage | NTS Industrial | Exports to Ireland | NTS Power | NTS Shrinkage | IUK |  | Day number | NDM 0 - 73.2 MWh | NDM 73.2-732 MWh | NDM > 732 MWh | Total DM | LDZ Shrinkage | NTS Industrial | Exports to Ireland | NTS Power | NTS Shrinkage | IUK
| 1 | 2264 | 352 | 474 | 356 | 7 | 52 | 262 | 293 | 7 | 0 |  | 1 | 2290 | 380 | 478 | 376 | 7 | 59 | 262 | 245 | 7 | 0 |  | 1 | 2702 | 436 | 492 | 375 | 7 | 58 | 230 | 451 | 8 | 0 |  | 1 | 2661 | 424 | 469 | 382 | 7 | 58 | 229 | 510 | 8 | 0
| 2 | 2203 | 344 | 465 | 343 | 7 | 52 | 261 | 292 | 7 | 0 |  | 2 | 2228 | 371 | 469 | 363 | 7 | 59 | 261 | 244 | 7 | 0 |  | 2 | 2630 | 426 | 484 | 362 | 7 | 58 | 229 | 449 | 8 | 0 |  | 2 | 2591 | 414 | 460 | 369 | 7 | 58 | 229 | 508 | 8 | 0
| 3 | 2146 | 337 | 458 | 333 | 7 | 52 | 260 | 291 | 7 | 0 |  | 3 | 2172 | 363 | 461 | 353 | 7 | 58 | 260 | 243 | 7 | 0 |  | 3 | 2565 | 417 | 475 | 352 | 7 | 58 | 228 | 447 | 8 | 0 |  | 3 | 2528 | 404 | 452 | 358 | 7 | 58 | 228 | 506 | 8 | 0
| 4 | 2100 | 329 | 448 | 324 | 7 | 52 | 259 | 290 | 7 | 0 |  | 4 | 2124 | 355 | 452 | 343 | 7 | 58 | 259 | 242 | 7 | 0 |  | 4 | 2507 | 409 | 466 | 343 | 7 | 58 | 227 | 446 | 8 | 0 |  | 4 | 2470 | 397 | 444 | 348 | 7 | 58 | 227 | 504 | 8 | 0
| 5 | 2056 | 323 | 441 | 316 | 7 | 52 | 258 | 289 | 7 | 0 |  | 5 | 2079 | 348 | 444 | 336 | 7 | 58 | 258 | 241 | 7 | 0 |  | 5 | 2455 | 400 | 459 | 335 | 7 | 58 | 226 | 444 | 8 | 0 |  | 5 | 2419 | 388 | 437 | 340 | 7 | 58 | 226 | 502 | 8 | 0
| 6 | 2015 | 317 | 435 | 309 | 7 | 52 | 257 | 287 | 7 | 0 |  | 6 | 2037 | 343 | 438 | 329 | 7 | 58 | 257 | 240 | 7 | 0 |  | 6 | 2409 | 392 | 451 | 329 | 7 | 58 | 226 | 442 | 8 | 0 |  | 6 | 2373 | 381 | 430 | 333 | 7 | 58 | 225 | 500 | 8 | 0
| 7 | 1980 | 312 | 429 | 304 | 7 | 52 | 256 | 286 | 7 | 0 |  | 7 | 2000 | 338 | 433 | 324 | 7 | 58 | 257 | 238 | 7 | 0 |  | 7 | 2366 | 385 | 446 | 323 | 7 | 58 | 225 | 440 | 8 | 0 |  | 7 | 2331 | 375 | 425 | 328 | 7 | 58 | 225 | 498 | 8 | 0
| 8 | 1950 | 306 | 423 | 300 | 7 | 52 | 256 | 285 | 7 | 0 |  | 8 | 1972 | 330 | 426 | 320 | 7 | 58 | 256 | 237 | 7 | 0 |  | 8 | 2329 | 379 | 439 | 319 | 7 | 58 | 224 | 438 | 8 | 0 |  | 8 | 2294 | 369 | 419 | 323 | 7 | 58 | 224 | 496 | 8 | 0
| 9 | 1919 | 303 | 419 | 296 | 7 | 52 | 255 | 284 | 7 | 0 |  | 9 | 1940 | 327 | 423 | 317 | 7 | 58 | 255 | 236 | 7 | 0 |  | 9 | 2293 | 375 | 435 | 316 | 7 | 58 | 223 | 436 | 8 | 0 |  | 9 | 2259 | 365 | 415 | 320 | 7 | 57 | 223 | 494 | 8 | 0
| 10 | 1897 | 299 | 413 | 293 | 7 | 52 | 254 | 283 | 7 | 0 |  | 10 | 1915 | 323 | 417 | 315 | 7 | 58 | 254 | 235 | 7 | 0 |  | 10 | 2262 | 371 | 430 | 314 | 7 | 58 | 222 | 434 | 8 | 0 |  | 10 | 2229 | 360 | 410 | 317 | 7 | 57 | 222 | 492 | 8 | 0
| 11 | 1872 | 296 | 411 | 292 | 7 | 51 | 253 | 282 | 7 | 0 |  | 11 | 1890 | 320 | 415 | 313 | 7 | 58 | 253 | 234 | 7 | 0 |  | 11 | 2233 | 368 | 427 | 312 | 7 | 57 | 222 | 433 | 8 | 0 |  | 11 | 2201 | 357 | 407 | 316 | 7 | 57 | 222 | 491 | 8 | 0
| 12 | 1850 | 295 | 408 | 290 | 7 | 51 | 252 | 281 | 7 | 0 |  | 12 | 1870 | 317 | 411 | 312 | 7 | 58 | 252 | 233 | 7 | 0 |  | 12 | 2207 | 365 | 425 | 311 | 7 | 57 | 221 | 431 | 8 | 0 |  | 12 | 2176 | 355 | 405 | 315 | 7 | 57 | 221 | 489 | 8 | 0
| 13 | 1830 | 293 | 407 | 290 | 7 | 51 | 251 | 280 | 7 | 0 |  | 13 | 1850 | 315 | 409 | 311 | 7 | 58 | 251 | 232 | 7 | 0 |  | 13 | 2183 | 363 | 423 | 311 | 7 | 57 | 220 | 429 | 8 | 0 |  | 13 | 2152 | 353 | 403 | 314 | 7 | 57 | 220 | 487 | 8 | 0
| 14 | 1814 | 290 | 404 | 289 | 7 | 51 | 250 | 279 | 7 | 0 |  | 14 | 1834 | 313 | 407 | 311 | 7 | 58 | 250 | 231 | 7 | 0 |  | 14 | 2163 | 360 | 420 | 311 | 7 | 57 | 219 | 428 | 8 | 0 |  | 14 | 2133 | 350 | 401 | 314 | 7 | 57 | 219 | 485 | 8 | 0
| 15 | 1800 | 289 | 402 | 289 | 7 | 51 | 249 | 278 | 7 | 0 |  | 15 | 1819 | 311 | 404 | 311 | 7 | 58 | 249 | 230 | 7 | 0 |  | 15 | 2145 | 358 | 419 | 311 | 7 | 57 | 218 | 426 | 8 | 0 |  | 15 | 2115 | 348 | 399 | 314 | 7 | 57 | 219 | 484 | 8 | 0
| 16 | 1786 | 287 | 400 | 290 | 7 | 51 | 249 | 277 | 7 | 0 |  | 16 | 1805 | 309 | 403 | 312 | 7 | 58 | 249 | 229 | 7 | 0 |  | 16 | 2130 | 356 | 416 | 311 | 7 | 57 | 218 | 424 | 8 | 0 |  | 16 | 2101 | 346 | 397 | 314 | 7 | 57 | 218 | 482 | 8 | 0
| 17 | 1773 | 286 | 399 | 290 | 7 | 51 | 248 | 276 | 7 | 0 |  | 17 | 1793 | 308 | 401 | 312 | 7 | 57 | 248 | 229 | 7 | 0 |  | 17 | 2116 | 354 | 414 | 311 | 7 | 57 | 217 | 423 | 8 | 0 |  | 17 | 2087 | 344 | 395 | 314 | 7 | 57 | 217 | 480 | 8 | 0
| 18 | 1762 | 284 | 397 | 291 | 7 | 51 | 247 | 275 | 7 | 0 |  | 18 | 1782 | 306 | 399 | 312 | 7 | 57 | 247 | 228 | 7 | 0 |  | 18 | 2103 | 352 | 413 | 311 | 7 | 57 | 216 | 421 | 8 | 0 |  | 18 | 2074 | 342 | 393 | 314 | 7 | 57 | 216 | 479 | 8 | 0
| 19 | 1751 | 282 | 395 | 291 | 7 | 51 | 246 | 274 | 7 | 0 |  | 19 | 1771 | 304 | 398 | 312 | 7 | 57 | 246 | 227 | 7 | 0 |  | 19 | 2091 | 350 | 411 | 311 | 7 | 57 | 216 | 420 | 8 | 0 |  | 19 | 2062 | 340 | 391 | 314 | 7 | 57 | 216 | 477 | 8 | 0
| 20 | 1741 | 281 | 393 | 291 | 7 | 51 | 245 | 273 | 7 | 0 |  | 20 | 1760 | 303 | 396 | 311 | 7 | 57 | 245 | 226 | 7 | 0 |  | 20 | 2078 | 348 | 409 | 310 | 7 | 57 | 215 | 418 | 8 | 0 |  | 20 | 2050 | 338 | 390 | 313 | 7 | 57 | 215 | 475 | 8 | 0
| 21 | 1730 | 279 | 392 | 290 | 7 | 51 | 245 | 272 | 7 | 0 |  | 21 | 1749 | 301 | 395 | 310 | 7 | 57 | 244 | 225 | 7 | 0 |  | 21 | 2066 | 346 | 408 | 309 | 7 | 57 | 214 | 416 | 8 | 0 |  | 21 | 2038 | 336 | 388 | 313 | 7 | 57 | 214 | 474 | 8 | 0
| 22 | 1720 | 278 | 390 | 289 | 7 | 51 | 244 | 271 | 7 | 0 |  | 22 | 1739 | 300 | 393 | 309 | 7 | 57 | 244 | 224 | 7 | 0 |  | 22 | 2054 | 344 | 406 | 308 | 7 | 57 | 213 | 415 | 8 | 0 |  | 22 | 2027 | 334 | 387 | 312 | 7 | 57 | 214 | 472 | 8 | 0
| 23 | 1712 | 276 | 389 | 287 | 7 | 51 | 243 | 270 | 7 | 0 |  | 23 | 1730 | 298 | 392 | 308 | 7 | 57 | 243 | 223 | 7 | 0 |  | 23 | 2045 | 342 | 404 | 307 | 7 | 57 | 213 | 414 | 8 | 0 |  | 23 | 2017 | 333 | 385 | 310 | 7 | 57 | 213 | 471 | 8 | 0
| 24 | 1704 | 275 | 387 | 287 | 7 | 51 | 242 | 270 | 7 | 0 |  | 24 | 1722 | 297 | 390 | 307 | 7 | 57 | 242 | 223 | 7 | 0 |  | 24 | 2035 | 341 | 403 | 306 | 7 | 57 | 212 | 412 | 8 | 0 |  | 24 | 2007 | 331 | 384 | 310 | 7 | 57 | 212 | 469 | 8 | 0
| 25 | 1696 | 273 | 385 | 286 | 7 | 51 | 241 | 269 | 7 | 0 |  | 25 | 1714 | 294 | 388 | 306 | 7 | 57 | 241 | 222 | 7 | 0 |  | 25 | 2026 | 339 | 401 | 305 | 7 | 57 | 211 | 411 | 8 | 0 |  | 25 | 1998 | 329 | 382 | 309 | 7 | 57 | 212 | 468 | 8 | 0
| 26 | 1688 | 272 | 383 | 285 | 7 | 51 | 241 | 268 | 7 | 0 |  | 26 | 1707 | 293 | 386 | 305 | 7 | 57 | 240 | 221 | 7 | 0 |  | 26 | 2016 | 337 | 399 | 305 | 7 | 57 | 211 | 409 | 8 | 0 |  | 26 | 1989 | 327 | 380 | 308 | 7 | 56 | 211 | 466 | 8 | 0
| 27 | 1682 | 270 | 380 | 284 | 7 | 51 | 240 | 267 | 7 | 0 |  | 27 | 1701 | 291 | 382 | 304 | 7 | 57 | 240 | 220 | 7 | 0 |  | 27 | 2009 | 334 | 396 | 304 | 7 | 57 | 210 | 408 | 8 | 0 |  | 27 | 1981 | 325 | 377 | 307 | 7 | 56 | 210 | 465 | 8 | 0
| 28 | 1677 | 267 | 378 | 283 | 7 | 51 | 239 | 266 | 7 | 0 |  | 28 | 1696 | 287 | 381 | 303 | 7 | 57 | 239 | 220 | 7 | 0 |  | 28 | 2002 | 331 | 394 | 303 | 7 | 56 | 209 | 407 | 8 | 0 |  | 28 | 1973 | 322 | 375 | 306 | 7 | 56 | 210 | 463 | 8 | 0
| 29 | 1671 | 265 | 376 | 282 | 7 | 51 | 239 | 266 | 7 | 0 |  | 29 | 1689 | 286 | 379 | 302 | 7 | 57 | 238 | 219 | 7 | 0 |  | 29 | 1995 | 329 | 391 | 302 | 7 | 56 | 209 | 405 | 8 | 0 |  | 29 | 1966 | 320 | 373 | 305 | 7 | 56 | 209 | 462 | 8 | 0
| 30 | 1663 | 264 | 374 | 281 | 7 | 51 | 238 | 265 | 7 | 0 |  | 30 | 1681 | 284 | 377 | 301 | 7 | 57 | 237 | 218 | 7 | 0 |  | 30 | 1986 | 327 | 390 | 301 | 7 | 56 | 208 | 404 | 8 | 0 |  | 30 | 1957 | 319 | 371 | 304 | 7 | 56 | 208 | 460 | 8 | 0
| 31 | 1656 | 263 | 372 | 280 | 7 | 50 | 237 | 264 | 7 | 0 |  | 31 | 1673 | 283 | 375 | 301 | 7 | 57 | 237 | 217 | 7 | 0 |  | 31 | 1977 | 326 | 388 | 300 | 7 | 56 | 207 | 403 | 8 | 0 |  | 31 | 1948 | 317 | 370 | 303 | 7 | 56 | 208 | 459 | 8 | 0
| 32 | 1647 | 262 | 371 | 279 | 7 | 50 | 236 | 263 | 7 | 0 |  | 32 | 1665 | 282 | 374 | 300 | 7 | 57 | 236 | 217 | 7 | 0 |  | 32 | 1967 | 325 | 387 | 299 | 7 | 56 | 207 | 401 | 8 | 0 |  | 32 | 1939 | 315 | 369 | 303 | 7 | 56 | 207 | 457 | 8 | 0
| 33 | 1639 | 261 | 370 | 278 | 7 | 50 | 236 | 263 | 7 | 0 |  | 33 | 1657 | 281 | 373 | 299 | 7 | 57 | 235 | 216 | 7 | 0 |  | 33 | 1959 | 323 | 384 | 298 | 7 | 56 | 206 | 400 | 8 | 0 |  | 33 | 1932 | 314 | 366 | 302 | 7 | 56 | 207 | 456 | 8 | 0
| 34 | 1632 | 260 | 367 | 278 | 7 | 50 | 235 | 262 | 7 | 0 |  | 34 | 1650 | 280 | 369 | 299 | 7 | 57 | 235 | 215 | 7 | 0 |  | 34 | 1951 | 321 | 381 | 298 | 7 | 56 | 206 | 399 | 8 | 0 |  | 34 | 1923 | 312 | 363 | 301 | 7 | 56 | 206 | 455 | 8 | 0
| 35 | 1627 | 257 | 364 | 277 | 7 | 50 | 234 | 261 | 7 | 0 |  | 35 | 1644 | 278 | 367 | 298 | 7 | 57 | 234 | 215 | 7 | 0 |  | 35 | 1944 | 319 | 377 | 297 | 7 | 56 | 205 | 398 | 8 | 0 |  | 35 | 1916 | 309 | 360 | 301 | 7 | 56 | 205 | 453 | 8 | 0
| 36 | 1622 | 254 | 361 | 276 | 7 | 50 | 234 | 261 | 7 | 0 |  | 36 | 1639 | 274 | 364 | 297 | 7 | 56 | 233 | 214 | 7 | 0 |  | 36 | 1938 | 315 | 374 | 297 | 7 | 56 | 204 | 396 | 8 | 0 |  | 36 | 1910 | 306 | 357 | 300 | 7 | 56 | 205 | 452 | 8 | 0
| 37 | 1615 | 253 | 359 | 276 | 7 | 50 | 233 | 260 | 7 | 0 |  | 37 | 1631 | 272 | 362 | 297 | 7 | 56 | 233 | 213 | 7 | 0 |  | 37 | 1929 | 312 | 372 | 296 | 7 | 56 | 204 | 395 | 8 | 0 |  | 37 | 1902 | 304 | 355 | 300 | 7 | 56 | 204 | 451 | 8 | 0
| 38 | 1606 | 252 | 358 | 275 | 7 | 50 | 232 | 259 | 7 | 0 |  | 38 | 1624 | 271 | 360 | 296 | 7 | 56 | 232 | 213 | 7 | 0 |  | 38 | 1921 | 310 | 370 | 296 | 7 | 56 | 203 | 394 | 8 | 0 |  | 38 | 1894 | 301 | 353 | 299 | 7 | 56 | 204 | 450 | 8 | 0
| 39 | 1598 | 250 | 356 | 275 | 7 | 50 | 232 | 259 | 7 | 0 |  | 39 | 1616 | 269 | 358 | 296 | 7 | 56 | 231 | 212 | 7 | 0 |  | 39 | 1912 | 308 | 368 | 295 | 7 | 56 | 203 | 393 | 8 | 0 |  | 39 | 1885 | 299 | 350 | 299 | 7 | 56 | 203 | 448 | 8 | 0
| 40 | 1592 | 249 | 353 | 274 | 7 | 50 | 231 | 258 | 7 | 0 |  | 40 | 1609 | 268 | 356 | 295 | 7 | 56 | 231 | 211 | 7 | 0 |  | 40 | 1903 | 306 | 366 | 294 | 7 | 56 | 202 | 392 | 8 | 0 |  | 40 | 1876 | 297 | 349 | 298 | 7 | 56 | 202 | 447 | 8 | 0
| 41 | 1584 | 247 | 351 | 274 | 7 | 50 | 230 | 257 | 7 | 0 |  | 41 | 1601 | 266 | 354 | 295 | 7 | 56 | 230 | 211 | 7 | 0 |  | 41 | 1894 | 304 | 364 | 294 | 7 | 56 | 201 | 390 | 8 | 0 |  | 41 | 1866 | 295 | 348 | 298 | 7 | 56 | 202 | 446 | 8 | 0
| 42 | 1576 | 245 | 350 | 273 | 7 | 50 | 230 | 257 | 7 | 0 |  | 42 | 1594 | 264 | 352 | 294 | 7 | 56 | 229 | 210 | 7 | 0 |  | 42 | 1883 | 302 | 363 | 293 | 7 | 56 | 201 | 389 | 8 | 0 |  | 42 | 1856 | 294 | 346 | 297 | 7 | 56 | 201 | 445 | 8 | 0
| 43 | 1569 | 243 | 348 | 273 | 7 | 50 | 229 | 256 | 7 | 0 |  | 43 | 1586 | 262 | 351 | 293 | 7 | 56 | 229 | 210 | 7 | 0 |  | 43 | 1874 | 300 | 361 | 293 | 7 | 56 | 200 | 388 | 8 | 0 |  | 43 | 1848 | 292 | 344 | 297 | 7 | 56 | 201 | 443 | 8 | 0
| 44 | 1562 | 241 | 346 | 272 | 7 | 50 | 228 | 255 | 7 | 0 |  | 44 | 1579 | 260 | 349 | 293 | 7 | 56 | 228 | 209 | 7 | 0 |  | 44 | 1865 | 298 | 359 | 293 | 7 | 56 | 200 | 387 | 8 | 0 |  | 44 | 1839 | 290 | 342 | 296 | 7 | 56 | 200 | 442 | 8 | 0
| 45 | 1554 | 240 | 344 | 272 | 7 | 50 | 228 | 255 | 7 | 0 |  | 45 | 1571 | 259 | 347 | 292 | 7 | 56 | 227 | 209 | 7 | 0 |  | 45 | 1857 | 296 | 357 | 292 | 7 | 56 | 199 | 386 | 8 | 0 |  | 45 | 1831 | 287 | 340 | 296 | 7 | 56 | 200 | 441 | 8 | 0
| 46 | 1547 | 238 | 342 | 271 | 7 | 50 | 227 | 254 | 7 | 0 |  | 46 | 1563 | 257 | 345 | 292 | 7 | 56 | 227 | 208 | 7 | 0 |  | 46 | 1848 | 293 | 355 | 292 | 7 | 56 | 199 | 385 | 8 | 0 |  | 46 | 1823 | 284 | 339 | 295 | 7 | 56 | 199 | 440 | 8 | 0
| 47 | 1540 | 236 | 340 | 271 | 7 | 50 | 227 | 254 | 7 | 0 |  | 47 | 1555 | 255 | 343 | 292 | 7 | 56 | 226 | 207 | 7 | 0 |  | 47 | 1839 | 291 | 353 | 291 | 7 | 56 | 198 | 384 | 8 | 0 |  | 47 | 1813 | 283 | 337 | 295 | 7 | 56 | 199 | 439 | 8 | 0
| 48 | 1532 | 234 | 338 | 271 | 7 | 50 | 226 | 253 | 7 | 0 |  | 48 | 1548 | 253 | 341 | 291 | 7 | 56 | 226 | 207 | 7 | 0 |  | 48 | 1830 | 288 | 351 | 291 | 7 | 56 | 198 | 383 | 8 | 0 |  | 48 | 1805 | 280 | 335 | 295 | 7 | 56 | 198 | 438 | 8 | 0
| 49 | 1524 | 232 | 337 | 270 | 7 | 50 | 225 | 252 | 7 | 0 |  | 49 | 1541 | 250 | 340 | 291 | 7 | 56 | 225 | 206 | 7 | 0 |  | 49 | 1822 | 285 | 350 | 291 | 7 | 56 | 197 | 382 | 8 | 0 |  | 49 | 1796 | 277 | 333 | 294 | 7 | 55 | 198 | 437 | 8 | 0
| 50 | 1517 | 230 | 336 | 270 | 7 | 50 | 225 | 252 | 7 | 0 |  | 50 | 1533 | 248 | 338 | 290 | 7 | 56 | 224 | 206 | 7 | 0 |  | 50 | 1813 | 284 | 348 | 290 | 7 | 56 | 197 | 381 | 8 | 0 |  | 50 | 1787 | 275 | 331 | 294 | 7 | 55 | 197 | 435 | 8 | 0
| 51 | 1512 | 229 | 333 | 269 | 7 | 50 | 224 | 251 | 7 | 0 |  | 51 | 1528 | 247 | 336 | 290 | 7 | 56 | 224 | 205 | 7 | 0 |  | 51 | 1807 | 281 | 344 | 290 | 7 | 56 | 196 | 380 | 8 | 0 |  | 51 | 1781 | 273 | 328 | 293 | 7 | 55 | 197 | 434 | 8 | 0
| 52 | 1506 | 228 | 331 | 269 | 7 | 50 | 224 | 251 | 7 | 0 |  | 52 | 1523 | 245 | 333 | 290 | 7 | 56 | 223 | 205 | 7 | 0 |  | 52 | 1799 | 280 | 343 | 289 | 7 | 55 | 196 | 379 | 8 | 0 |  | 52 | 1774 | 272 | 327 | 293 | 7 | 55 | 196 | 433 | 8 | 0
| 53 | 1501 | 225 | 329 | 268 | 7 | 50 | 223 | 250 | 7 | 0 |  | 53 | 1517 | 243 | 332 | 289 | 7 | 56 | 223 | 204 | 7 | 0 |  | 53 | 1793 | 277 | 342 | 289 | 7 | 55 | 195 | 378 | 8 | 0 |  | 53 | 1768 | 269 | 325 | 292 | 7 | 55 | 196 | 432 | 8 | 0
| 54 | 1496 | 223 | 328 | 268 | 7 | 50 | 223 | 250 | 7 | 0 |  | 54 | 1512 | 241 | 330 | 289 | 7 | 56 | 222 | 204 | 7 | 0 |  | 54 | 1786 | 275 | 340 | 288 | 7 | 55 | 195 | 377 | 8 | 0 |  | 54 | 1761 | 266 | 324 | 292 | 7 | 55 | 195 | 431 | 8 | 0
| 55 | 1489 | 222 | 327 | 267 | 7 | 50 | 222 | 249 | 7 | 0 |  | 55 | 1506 | 239 | 329 | 288 | 7 | 56 | 222 | 203 | 7 | 0 |  | 55 | 1778 | 273 | 339 | 288 | 7 | 55 | 194 | 376 | 8 | 0 |  | 55 | 1752 | 265 | 323 | 291 | 7 | 55 | 195 | 430 | 8 | 0
| 56 | 1483 | 220 | 325 | 267 | 7 | 50 | 221 | 249 | 7 | 0 |  | 56 | 1500 | 237 | 328 | 288 | 7 | 56 | 221 | 203 | 7 | 0 |  | 56 | 1770 | 272 | 338 | 288 | 7 | 55 | 194 | 375 | 8 | 0 |  | 56 | 1744 | 264 | 322 | 291 | 7 | 55 | 194 | 429 | 8 | 0
| 57 | 1476 | 219 | 324 | 267 | 7 | 50 | 221 | 248 | 7 | 0 |  | 57 | 1493 | 236 | 327 | 287 | 7 | 56 | 221 | 202 | 7 | 0 |  | 57 | 1761 | 271 | 337 | 287 | 7 | 55 | 193 | 374 | 8 | 0 |  | 57 | 1735 | 264 | 321 | 291 | 7 | 55 | 194 | 428 | 8 | 0
| 58 | 1470 | 218 | 323 | 266 | 7 | 50 | 220 | 248 | 7 | 0 |  | 58 | 1486 | 235 | 325 | 287 | 7 | 56 | 220 | 202 | 7 | 0 |  | 58 | 1752 | 270 | 336 | 287 | 7 | 55 | 193 | 373 | 8 | 0 |  | 58 | 1727 | 262 | 320 | 290 | 7 | 55 | 193 | 427 | 8 | 0
| 59 | 1463 | 216 | 322 | 266 | 7 | 50 | 220 | 247 | 7 | 0 |  | 59 | 1480 | 233 | 324 | 287 | 7 | 56 | 220 | 201 | 7 | 0 |  | 59 | 1745 | 269 | 334 | 286 | 7 | 55 | 192 | 373 | 8 | 0 |  | 59 | 1719 | 261 | 319 | 290 | 7 | 55 | 193 | 426 | 8 | 0
| 60 | 1456 | 215 | 321 | 265 | 7 | 49 | 219 | 247 | 7 | 0 |  | 60 | 1473 | 232 | 323 | 286 | 7 | 56 | 219 | 201 | 7 | 0 |  | 60 | 1737 | 268 | 332 | 286 | 7 | 55 | 192 | 372 | 8 | 0 |  | 60 | 1712 | 260 | 317 | 289 | 7 | 55 | 192 | 425 | 8 | 0
| 61 | 1449 | 215 | 319 | 265 | 7 | 49 | 219 | 246 | 7 | 0 |  | 61 | 1466 | 232 | 321 | 286 | 7 | 56 | 219 | 200 | 7 | 0 |  | 61 | 1730 | 266 | 331 | 285 | 7 | 55 | 192 | 371 | 8 | 0 |  | 61 | 1705 | 258 | 315 | 289 | 7 | 55 | 192 | 424 | 8 | 0
| 62 | 1444 | 214 | 316 | 264 | 7 | 49 | 218 | 246 | 7 | 0 |  | 62 | 1460 | 231 | 318 | 285 | 7 | 56 | 218 | 200 | 7 | 0 |  | 62 | 1723 | 264 | 328 | 285 | 7 | 55 | 191 | 370 | 8 | 0 |  | 62 | 1698 | 257 | 312 | 288 | 7 | 55 | 191 | 423 | 8 | 0
| 63 | 1438 | 213 | 314 | 264 | 7 | 49 | 218 | 245 | 7 | 0 |  | 63 | 1454 | 230 | 316 | 285 | 7 | 56 | 218 | 199 | 7 | 0 |  | 63 | 1716 | 263 | 326 | 284 | 7 | 55 | 191 | 369 | 8 | 0 |  | 63 | 1691 | 255 | 311 | 288 | 7 | 55 | 191 | 422 | 8 | 0
| 64 | 1433 | 210 | 313 | 264 | 7 | 49 | 217 | 245 | 7 | 0 |  | 64 | 1449 | 227 | 315 | 284 | 7 | 56 | 217 | 199 | 7 | 0 |  | 64 | 1710 | 260 | 325 | 284 | 7 | 55 | 190 | 368 | 8 | 0 |  | 64 | 1684 | 253 | 310 | 288 | 7 | 55 | 191 | 422 | 8 | 0
| 65 | 1426 | 209 | 312 | 263 | 7 | 49 | 217 | 244 | 7 | 0 |  | 65 | 1443 | 225 | 314 | 284 | 7 | 55 | 217 | 199 | 7 | 0 |  | 65 | 1701 | 259 | 324 | 284 | 7 | 55 | 190 | 367 | 8 | 0 |  | 65 | 1676 | 252 | 309 | 287 | 7 | 55 | 190 | 421 | 8 | 0
| 66 | 1419 | 208 | 311 | 263 | 7 | 49 | 216 | 244 | 7 | 0 |  | 66 | 1435 | 224 | 313 | 283 | 7 | 55 | 216 | 198 | 7 | 0 |  | 66 | 1693 | 257 | 323 | 283 | 7 | 55 | 189 | 366 | 8 | 0 |  | 66 | 1668 | 250 | 307 | 287 | 7 | 55 | 190 | 420 | 8 | 0
| 67 | 1413 | 207 | 309 | 262 | 7 | 49 | 216 | 243 | 7 | 0 |  | 67 | 1429 | 223 | 311 | 283 | 7 | 55 | 216 | 198 | 7 | 0 |  | 67 | 1686 | 256 | 321 | 283 | 7 | 55 | 189 | 366 | 8 | 0 |  | 67 | 1661 | 249 | 306 | 286 | 7 | 55 | 189 | 419 | 8 | 0
| 68 | 1406 | 206 | 308 | 262 | 7 | 49 | 215 | 243 | 7 | 0 |  | 68 | 1422 | 222 | 310 | 282 | 7 | 55 | 215 | 197 | 7 | 0 |  | 68 | 1677 | 255 | 320 | 282 | 7 | 55 | 189 | 365 | 8 | 0 |  | 68 | 1653 | 247 | 305 | 286 | 7 | 55 | 189 | 418 | 8 | 0
| 69 | 1399 | 205 | 307 | 261 | 7 | 49 | 215 | 242 | 7 | 0 |  | 69 | 1415 | 221 | 309 | 282 | 7 | 55 | 215 | 197 | 7 | 0 |  | 69 | 1669 | 254 | 319 | 282 | 7 | 55 | 188 | 364 | 8 | 0 |  | 69 | 1644 | 247 | 304 | 285 | 7 | 55 | 188 | 417 | 8 | 0
| 70 | 1392 | 204 | 306 | 261 | 7 | 49 | 215 | 242 | 7 | 0 |  | 70 | 1407 | 220 | 308 | 281 | 7 | 55 | 214 | 196 | 7 | 0 |  | 70 | 1659 | 253 | 318 | 281 | 7 | 55 | 188 | 363 | 8 | 0 |  | 70 | 1635 | 246 | 303 | 285 | 7 | 55 | 188 | 416 | 8 | 0
| 71 | 1384 | 204 | 305 | 261 | 7 | 49 | 214 | 241 | 7 | 0 |  | 71 | 1400 | 219 | 307 | 281 | 7 | 55 | 214 | 196 | 7 | 0 |  | 71 | 1650 | 252 | 317 | 281 | 7 | 55 | 187 | 362 | 8 | 0 |  | 71 | 1626 | 245 | 302 | 284 | 7 | 55 | 188 | 415 | 8 | 0
| 72 | 1377 | 203 | 304 | 260 | 7 | 49 | 214 | 241 | 7 | 0 |  | 72 | 1393 | 219 | 306 | 280 | 7 | 55 | 214 | 195 | 7 | 0 |  | 72 | 1641 | 252 | 317 | 280 | 7 | 55 | 187 | 362 | 8 | 0 |  | 72 | 1617 | 245 | 302 | 284 | 7 | 55 | 187 | 415 | 8 | 0
| 73 | 1369 | 202 | 303 | 260 | 7 | 49 | 213 | 240 | 7 | 0 |  | 73 | 1385 | 218 | 305 | 280 | 7 | 55 | 213 | 195 | 7 | 0 |  | 73 | 1632 | 251 | 315 | 280 | 7 | 55 | 187 | 361 | 8 | 0 |  | 73 | 1607 | 244 | 301 | 284 | 7 | 55 | 187 | 414 | 8 | 0
| 74 | 1361 | 201 | 302 | 259 | 7 | 49 | 213 | 240 | 7 | 0 |  | 74 | 1377 | 217 | 304 | 280 | 7 | 55 | 213 | 194 | 7 | 0 |  | 74 | 1623 | 250 | 315 | 280 | 7 | 55 | 186 | 360 | 8 | 0 |  | 74 | 1599 | 243 | 300 | 283 | 7 | 55 | 187 | 413 | 8 | 0
| 75 | 1354 | 201 | 301 | 259 | 7 | 49 | 212 | 239 | 7 | 0 |  | 75 | 1370 | 216 | 303 | 279 | 7 | 55 | 212 | 194 | 7 | 0 |  | 75 | 1615 | 249 | 313 | 279 | 7 | 55 | 186 | 359 | 8 | 0 |  | 75 | 1591 | 242 | 298 | 283 | 7 | 55 | 186 | 412 | 8 | 0
| 76 | 1347 | 200 | 300 | 259 | 7 | 49 | 212 | 239 | 7 | 0 |  | 76 | 1362 | 216 | 302 | 279 | 7 | 55 | 212 | 194 | 7 | 0 |  | 76 | 1606 | 248 | 312 | 279 | 7 | 55 | 186 | 358 | 8 | 0 |  | 76 | 1583 | 241 | 297 | 282 | 7 | 55 | 186 | 411 | 8 | 0
| 77 | 1340 | 199 | 299 | 258 | 7 | 49 | 212 | 238 | 7 | 0 |  | 77 | 1356 | 214 | 301 | 279 | 7 | 55 | 212 | 193 | 7 | 0 |  | 77 | 1597 | 247 | 311 | 279 | 7 | 55 | 185 | 358 | 8 | 0 |  | 77 | 1574 | 240 | 296 | 282 | 7 | 55 | 185 | 411 | 8 | 0
| 78 | 1334 | 198 | 297 | 258 | 7 | 49 | 211 | 238 | 7 | 0 |  | 78 | 1349 | 213 | 299 | 278 | 7 | 55 | 211 | 193 | 7 | 0 |  | 78 | 1590 | 246 | 309 | 278 | 7 | 55 | 185 | 357 | 8 | 0 |  | 78 | 1566 | 239 | 295 | 282 | 7 | 55 | 185 | 410 | 8 | 0
| 79 | 1327 | 197 | 296 | 258 | 7 | 49 | 211 | 237 | 7 | 0 |  | 79 | 1341 | 213 | 298 | 278 | 7 | 55 | 211 | 192 | 7 | 0 |  | 79 | 1581 | 245 | 308 | 278 | 7 | 55 | 185 | 356 | 8 | 0 |  | 79 | 1558 | 238 | 294 | 281 | 7 | 55 | 185 | 409 | 8 | 0
| 80 | 1319 | 197 | 295 | 257 | 7 | 49 | 210 | 237 | 7 | 0 |  | 80 | 1334 | 212 | 297 | 277 | 7 | 55 | 210 | 192 | 7 | 0 |  | 80 | 1572 | 244 | 307 | 277 | 7 | 55 | 184 | 355 | 8 | 0 |  | 80 | 1549 | 238 | 293 | 281 | 7 | 55 | 184 | 408 | 8 | 0
| 81 | 1312 | 196 | 293 | 257 | 7 | 49 | 210 | 236 | 7 | 0 |  | 81 | 1327 | 211 | 295 | 277 | 7 | 55 | 210 | 191 | 7 | 0 |  | 81 | 1563 | 244 | 306 | 277 | 7 | 55 | 184 | 355 | 8 | 0 |  | 81 | 1540 | 237 | 292 | 280 | 7 | 55 | 184 | 407 | 8 | 0
| 82 | 1305 | 195 | 292 | 256 | 7 | 49 | 210 | 236 | 7 | 0 |  | 82 | 1320 | 210 | 294 | 277 | 7 | 55 | 210 | 191 | 7 | 0 |  | 82 | 1555 | 243 | 304 | 277 | 7 | 55 | 184 | 354 | 8 | 0 |  | 82 | 1532 | 236 | 290 | 280 | 7 | 55 | 184 | 407 | 8 | 0
| 83 | 1298 | 194 | 291 | 256 | 7 | 49 | 209 | 235 | 7 | 0 |  | 83 | 1313 | 209 | 293 | 276 | 7 | 55 | 209 | 190 | 7 | 0 |  | 83 | 1547 | 241 | 303 | 276 | 7 | 55 | 183 | 353 | 8 | 0 |  | 83 | 1524 | 235 | 289 | 280 | 7 | 54 | 183 | 406 | 8 | 0
| 84 | 1292 | 193 | 289 | 256 | 7 | 49 | 209 | 235 | 7 | 0 |  | 84 | 1307 | 208 | 291 | 276 | 7 | 55 | 209 | 190 | 7 | 0 |  | 84 | 1538 | 240 | 302 | 276 | 7 | 55 | 183 | 352 | 8 | 0 |  | 84 | 1516 | 234 | 287 | 279 | 7 | 54 | 183 | 405 | 8 | 0
| 85 | 1285 | 192 | 288 | 255 | 7 | 49 | 208 | 234 | 7 | 0 |  | 85 | 1300 | 207 | 290 | 276 | 7 | 55 | 209 | 189 | 7 | 0 |  | 85 | 1531 | 239 | 300 | 275 | 7 | 55 | 183 | 351 | 8 | 0 |  | 85 | 1508 | 232 | 286 | 279 | 7 | 54 | 183 | 404 | 8 | 0
| 86 | 1277 | 191 | 287 | 255 | 7 | 49 | 208 | 234 | 7 | 0 |  | 86 | 1292 | 206 | 289 | 275 | 7 | 55 | 208 | 189 | 7 | 0 |  | 86 | 1523 | 237 | 298 | 275 | 7 | 55 | 182 | 351 | 8 | 0 |  | 86 | 1501 | 231 | 284 | 279 | 7 | 54 | 182 | 404 | 8 | 0
| 87 | 1271 | 190 | 285 | 255 | 7 | 49 | 208 | 233 | 7 | 0 |  | 87 | 1285 | 205 | 287 | 275 | 7 | 55 | 208 | 189 | 7 | 0 |  | 87 | 1515 | 236 | 297 | 275 | 7 | 55 | 182 | 350 | 8 | 0 |  | 87 | 1493 | 229 | 283 | 278 | 7 | 54 | 182 | 403 | 8 | 0
| 88 | 1265 | 190 | 284 | 255 | 7 | 49 | 207 | 233 | 7 | 0 |  | 88 | 1279 | 204 | 286 | 275 | 7 | 55 | 208 | 188 | 7 | 0 |  | 88 | 1508 | 235 | 295 | 275 | 7 | 54 | 182 | 349 | 8 | 0 |  | 88 | 1486 | 228 | 282 | 278 | 7 | 54 | 182 | 402 | 8 | 0
| 89 | 1259 | 189 | 283 | 254 | 7 | 49 | 207 | 232 | 7 | 0 |  | 89 | 1273 | 203 | 285 | 275 | 7 | 55 | 207 | 188 | 7 | 0 |  | 89 | 1501 | 234 | 294 | 274 | 7 | 54 | 181 | 348 | 8 | 0 |  | 89 | 1478 | 227 | 280 | 278 | 7 | 54 | 181 | 401 | 8 | 0
| 90 | 1253 | 187 | 281 | 254 | 7 | 49 | 207 | 232 | 7 | 0 |  | 90 | 1268 | 202 | 283 | 274 | 7 | 55 | 207 | 187 | 7 | 0 |  | 90 | 1493 | 233 | 293 | 274 | 7 | 54 | 181 | 348 | 8 | 0 |  | 90 | 1471 | 226 | 279 | 278 | 7 | 54 | 181 | 401 | 8 | 0
| 91 | 1248 | 187 | 280 | 254 | 7 | 49 | 206 | 231 | 7 | 0 |  | 91 | 1262 | 201 | 282 | 274 | 7 | 55 | 207 | 187 | 7 | 0 |  | 91 | 1486 | 232 | 291 | 274 | 7 | 54 | 181 | 347 | 8 | 0 |  | 91 | 1464 | 225 | 278 | 277 | 7 | 54 | 181 | 400 | 8 | 0
| 92 | 1241 | 186 | 278 | 254 | 7 | 49 | 206 | 230 | 7 | 0 |  | 92 | 1255 | 200 | 280 | 274 | 7 | 55 | 206 | 186 | 7 | 0 |  | 92 | 1479 | 230 | 290 | 274 | 7 | 54 | 181 | 346 | 8 | 0 |  | 92 | 1458 | 224 | 276 | 277 | 7 | 54 | 181 | 399 | 8 | 0
| 93 | 1235 | 185 | 277 | 253 | 7 | 49 | 206 | 230 | 7 | 0 |  | 93 | 1249 | 199 | 279 | 273 | 7 | 55 | 206 | 186 | 7 | 0 |  | 93 | 1472 | 229 | 289 | 273 | 7 | 54 | 180 | 345 | 8 | 0 |  | 93 | 1450 | 223 | 275 | 277 | 7 | 54 | 180 | 399 | 8 | 0
| 94 | 1229 | 184 | 276 | 253 | 7 | 49 | 205 | 229 | 7 | 0 |  | 94 | 1243 | 198 | 278 | 273 | 7 | 55 | 206 | 185 | 7 | 0 |  | 94 | 1464 | 228 | 288 | 273 | 7 | 54 | 180 | 345 | 8 | 0 |  | 94 | 1443 | 222 | 274 | 276 | 7 | 54 | 180 | 398 | 8 | 0
| 95 | 1223 | 183 | 276 | 253 | 7 | 49 | 205 | 229 | 7 | 0 |  | 95 | 1236 | 197 | 277 | 273 | 7 | 55 | 205 | 185 | 7 | 0 |  | 95 | 1456 | 227 | 287 | 273 | 7 | 54 | 180 | 344 | 8 | 0 |  | 95 | 1435 | 220 | 274 | 276 | 7 | 54 | 180 | 397 | 8 | 0
| 96 | 1216 | 182 | 275 | 252 | 7 | 49 | 205 | 228 | 7 | 0 |  | 96 | 1230 | 197 | 277 | 273 | 7 | 55 | 205 | 184 | 7 | 0 |  | 96 | 1449 | 226 | 286 | 272 | 7 | 54 | 180 | 343 | 8 | 0 |  | 96 | 1428 | 219 | 273 | 276 | 7 | 54 | 179 | 396 | 8 | 0
| 97 | 1209 | 182 | 274 | 252 | 7 | 49 | 205 | 228 | 7 | 0 |  | 97 | 1223 | 196 | 276 | 272 | 7 | 55 | 205 | 184 | 7 | 0 |  | 97 | 1440 | 225 | 285 | 272 | 7 | 54 | 179 | 342 | 8 | 0 |  | 97 | 1419 | 219 | 272 | 276 | 7 | 54 | 179 | 396 | 8 | 0
| 98 | 1203 | 181 | 273 | 252 | 7 | 49 | 204 | 227 | 7 | 0 |  | 98 | 1216 | 195 | 275 | 272 | 7 | 55 | 204 | 183 | 7 | 0 |  | 98 | 1433 | 224 | 284 | 272 | 7 | 54 | 179 | 342 | 8 | 0 |  | 98 | 1412 | 218 | 271 | 275 | 7 | 54 | 179 | 395 | 8 | 0
| 99 | 1196 | 180 | 272 | 252 | 7 | 49 | 204 | 227 | 7 | 0 |  | 99 | 1210 | 194 | 274 | 272 | 7 | 55 | 204 | 182 | 7 | 0 |  | 99 | 1425 | 223 | 283 | 272 | 7 | 54 | 179 | 341 | 8 | 0 |  | 99 | 1404 | 217 | 270 | 275 | 7 | 54 | 179 | 394 | 8 | 0
| 100 | 1190 | 179 | 271 | 252 | 7 | 49 | 204 | 226 | 7 | 0 |  | 100 | 1204 | 193 | 273 | 272 | 7 | 55 | 204 | 182 | 7 | 0 |  | 100 | 1417 | 222 | 282 | 271 | 7 | 54 | 179 | 340 | 8 | 0 |  | 100 | 1396 | 216 | 269 | 275 | 7 | 54 | 178 | 394 | 8 | 0
| 101 | 1183 | 178 | 270 | 251 | 7 | 48 | 203 | 225 | 7 | 0 |  | 101 | 1197 | 192 | 272 | 271 | 7 | 55 | 204 | 181 | 7 | 0 |  | 101 | 1409 | 222 | 281 | 271 | 7 | 54 | 178 | 339 | 8 | 0 |  | 101 | 1388 | 216 | 268 | 275 | 7 | 54 | 178 | 393 | 8 | 0
| 102 | 1177 | 178 | 269 | 251 | 7 | 48 | 203 | 225 | 7 | 0 |  | 102 | 1190 | 192 | 271 | 271 | 7 | 55 | 203 | 181 | 7 | 0 |  | 102 | 1402 | 220 | 280 | 271 | 7 | 54 | 178 | 338 | 8 | 0 |  | 102 | 1381 | 214 | 267 | 274 | 7 | 54 | 178 | 392 | 8 | 0
| 103 | 1171 | 177 | 268 | 251 | 7 | 48 | 203 | 224 | 7 | 0 |  | 103 | 1185 | 190 | 269 | 271 | 7 | 55 | 203 | 180 | 7 | 0 |  | 103 | 1395 | 219 | 279 | 271 | 7 | 54 | 178 | 338 | 8 | 2 |  | 103 | 1375 | 213 | 266 | 274 | 7 | 54 | 178 | 392 | 8 | 0
| 104 | 1165 | 175 | 267 | 251 | 7 | 48 | 203 | 224 | 7 | 0 |  | 104 | 1178 | 189 | 269 | 271 | 7 | 55 | 203 | 180 | 7 | 0 |  | 104 | 1388 | 217 | 278 | 270 | 7 | 54 | 178 | 337 | 8 | 5 |  | 104 | 1368 | 211 | 265 | 274 | 7 | 54 | 177 | 391 | 8 | 0
| 105 | 1159 | 174 | 265 | 250 | 7 | 48 | 202 | 223 | 7 | 0 |  | 105 | 1172 | 188 | 267 | 270 | 7 | 55 | 203 | 179 | 7 | 0 |  | 105 | 1381 | 216 | 276 | 270 | 7 | 54 | 177 | 336 | 8 | 8 |  | 105 | 1361 | 210 | 264 | 274 | 7 | 54 | 177 | 390 | 8 | 0
| 106 | 1153 | 173 | 264 | 250 | 7 | 48 | 202 | 222 | 7 | 0 |  | 106 | 1167 | 187 | 266 | 270 | 7 | 54 | 202 | 179 | 7 | 0 |  | 106 | 1373 | 215 | 275 | 270 | 7 | 54 | 177 | 335 | 8 | 11 |  | 106 | 1353 | 209 | 263 | 273 | 7 | 54 | 177 | 390 | 8 | 0
| 107 | 1147 | 173 | 263 | 250 | 7 | 48 | 202 | 222 | 7 | 0 |  | 107 | 1160 | 186 | 265 | 270 | 7 | 54 | 202 | 178 | 7 | 0 |  | 107 | 1365 | 214 | 274 | 270 | 7 | 54 | 177 | 334 | 8 | 14 |  | 107 | 1346 | 208 | 261 | 273 | 7 | 54 | 177 | 389 | 8 | 2
| 108 | 1140 | 172 | 262 | 250 | 7 | 48 | 202 | 221 | 7 | 0 |  | 108 | 1154 | 185 | 264 | 270 | 7 | 54 | 202 | 177 | 7 | 0 |  | 108 | 1358 | 213 | 273 | 269 | 7 | 54 | 177 | 334 | 8 | 16 |  | 108 | 1339 | 207 | 260 | 273 | 7 | 54 | 177 | 388 | 8 | 5
| 109 | 1135 | 171 | 260 | 249 | 7 | 48 | 201 | 220 | 7 | 0 |  | 109 | 1148 | 184 | 262 | 269 | 7 | 54 | 202 | 177 | 7 | 0 |  | 109 | 1351 | 212 | 272 | 269 | 7 | 54 | 176 | 333 | 8 | 19 |  | 109 | 1331 | 206 | 259 | 273 | 7 | 54 | 176 | 388 | 8 | 7
| 110 | 1129 | 170 | 259 | 249 | 7 | 48 | 201 | 220 | 7 | 0 |  | 110 | 1142 | 183 | 261 | 269 | 7 | 54 | 201 | 176 | 7 | 0 |  | 110 | 1344 | 211 | 271 | 269 | 7 | 54 | 176 | 332 | 8 | 22 |  | 110 | 1324 | 205 | 258 | 272 | 7 | 54 | 176 | 387 | 8 | 10
| 111 | 1123 | 168 | 258 | 249 | 7 | 48 | 201 | 219 | 7 | 0 |  | 111 | 1136 | 182 | 259 | 269 | 7 | 54 | 201 | 176 | 7 | 0 |  | 111 | 1336 | 210 | 269 | 269 | 7 | 54 | 176 | 331 | 8 | 26 |  | 111 | 1317 | 204 | 257 | 272 | 7 | 54 | 176 | 386 | 8 | 13
| 112 | 1117 | 168 | 257 | 249 | 7 | 48 | 201 | 218 | 7 | 0 |  | 112 | 1130 | 181 | 258 | 269 | 7 | 54 | 201 | 175 | 7 | 0 |  | 112 | 1329 | 208 | 268 | 268 | 7 | 54 | 176 | 331 | 8 | 29 |  | 112 | 1309 | 203 | 256 | 272 | 7 | 54 | 176 | 386 | 8 | 15
| 113 | 1110 | 167 | 256 | 248 | 7 | 48 | 200 | 218 | 7 | 0 |  | 113 | 1123 | 180 | 257 | 268 | 7 | 54 | 201 | 174 | 7 | 0 |  | 113 | 1321 | 207 | 267 | 268 | 7 | 54 | 176 | 330 | 8 | 32 |  | 113 | 1302 | 202 | 255 | 272 | 7 | 54 | 176 | 385 | 8 | 18
| 114 | 1103 | 166 | 255 | 248 | 7 | 48 | 200 | 217 | 7 | 0 |  | 114 | 1116 | 179 | 257 | 268 | 7 | 54 | 200 | 174 | 7 | 0 |  | 114 | 1314 | 206 | 266 | 268 | 7 | 54 | 175 | 329 | 8 | 35 |  | 114 | 1295 | 201 | 253 | 271 | 7 | 54 | 175 | 384 | 8 | 21
| 115 | 1097 | 166 | 254 | 248 | 7 | 48 | 200 | 216 | 7 | 0 |  | 115 | 1110 | 178 | 255 | 268 | 7 | 54 | 200 | 173 | 7 | 0 |  | 115 | 1307 | 205 | 264 | 268 | 7 | 54 | 175 | 328 | 8 | 38 |  | 115 | 1288 | 199 | 252 | 271 | 7 | 54 | 175 | 384 | 8 | 24
| 116 | 1091 | 164 | 253 | 248 | 7 | 48 | 200 | 216 | 7 | 0 |  | 116 | 1104 | 177 | 254 | 268 | 7 | 54 | 200 | 173 | 7 | 0 |  | 116 | 1299 | 204 | 263 | 267 | 7 | 54 | 175 | 327 | 8 | 41 |  | 116 | 1280 | 198 | 251 | 271 | 7 | 54 | 175 | 383 | 8 | 26
| 117 | 1085 | 163 | 252 | 248 | 7 | 48 | 200 | 215 | 7 | 0 |  | 117 | 1098 | 176 | 253 | 267 | 7 | 54 | 200 | 172 | 7 | 0 |  | 117 | 1292 | 202 | 262 | 267 | 7 | 54 | 175 | 326 | 8 | 44 |  | 117 | 1272 | 197 | 250 | 271 | 7 | 54 | 175 | 383 | 8 | 29
| 118 | 1079 | 162 | 251 | 247 | 7 | 48 | 199 | 214 | 7 | 0 |  | 118 | 1092 | 175 | 252 | 267 | 7 | 54 | 200 | 171 | 7 | 0 |  | 118 | 1285 | 201 | 261 | 267 | 7 | 54 | 175 | 326 | 8 | 47 |  | 118 | 1266 | 196 | 249 | 270 | 7 | 54 | 175 | 382 | 8 | 32
| 119 | 1073 | 162 | 250 | 247 | 7 | 48 | 199 | 214 | 7 | 0 |  | 119 | 1085 | 174 | 251 | 267 | 7 | 54 | 199 | 171 | 7 | 0 |  | 119 | 1277 | 200 | 260 | 267 | 7 | 54 | 175 | 325 | 8 | 50 |  | 119 | 1258 | 195 | 248 | 270 | 7 | 54 | 174 | 381 | 8 | 35
| 120 | 1067 | 160 | 248 | 247 | 7 | 48 | 199 | 213 | 7 | 0 |  | 120 | 1079 | 173 | 250 | 267 | 7 | 54 | 199 | 170 | 7 | 0 |  | 120 | 1270 | 199 | 259 | 267 | 7 | 54 | 174 | 324 | 8 | 53 |  | 120 | 1251 | 194 | 247 | 270 | 7 | 54 | 174 | 381 | 8 | 37
| 121 | 1061 | 159 | 247 | 247 | 7 | 48 | 199 | 212 | 7 | 0 |  | 121 | 1074 | 171 | 248 | 267 | 7 | 54 | 199 | 170 | 7 | 0 |  | 121 | 1263 | 198 | 257 | 266 | 7 | 54 | 174 | 323 | 8 | 57 |  | 121 | 1244 | 192 | 245 | 270 | 7 | 54 | 174 | 380 | 8 | 40
| 122 | 1055 | 158 | 246 | 246 | 7 | 48 | 199 | 212 | 7 | 0 |  | 122 | 1067 | 171 | 247 | 266 | 7 | 54 | 199 | 169 | 7 | 0 |  | 122 | 1256 | 197 | 256 | 266 | 7 | 54 | 174 | 322 | 8 | 60 |  | 122 | 1237 | 191 | 244 | 270 | 7 | 54 | 174 | 379 | 8 | 43
| 123 | 1049 | 157 | 245 | 246 | 7 | 48 | 198 | 211 | 7 | 0 |  | 123 | 1061 | 170 | 246 | 266 | 7 | 54 | 199 | 168 | 7 | 0 |  | 123 | 1249 | 195 | 255 | 266 | 7 | 54 | 174 | 322 | 8 | 63 |  | 123 | 1230 | 190 | 243 | 269 | 7 | 54 | 174 | 379 | 8 | 46
| 124 | 1043 | 156 | 243 | 246 | 7 | 48 | 198 | 210 | 7 | 0 |  | 124 | 1055 | 169 | 245 | 266 | 7 | 54 | 198 | 168 | 7 | 0 |  | 124 | 1241 | 194 | 254 | 266 | 7 | 54 | 174 | 321 | 8 | 66 |  | 124 | 1223 | 189 | 242 | 269 | 7 | 54 | 173 | 378 | 8 | 49
| 125 | 1036 | 156 | 243 | 246 | 7 | 48 | 198 | 209 | 7 | 0 |  | 125 | 1048 | 168 | 244 | 266 | 7 | 54 | 198 | 167 | 7 | 0 |  | 125 | 1233 | 193 | 252 | 265 | 7 | 54 | 173 | 320 | 8 | 69 |  | 125 | 1215 | 188 | 241 | 269 | 7 | 54 | 173 | 378 | 8 | 51
| 126 | 1030 | 154 | 242 | 246 | 7 | 48 | 198 | 209 | 7 | 0 |  | 126 | 1042 | 167 | 243 | 265 | 7 | 54 | 198 | 166 | 7 | 0 |  | 126 | 1226 | 192 | 252 | 265 | 7 | 54 | 173 | 319 | 8 | 73 |  | 126 | 1208 | 186 | 240 | 269 | 7 | 53 | 173 | 377 | 8 | 54
| 127 | 1023 | 154 | 241 | 245 | 7 | 48 | 198 | 208 | 7 | 0 |  | 127 | 1035 | 166 | 243 | 265 | 7 | 54 | 198 | 166 | 7 | 0 |  | 127 | 1218 | 191 | 251 | 265 | 7 | 54 | 173 | 318 | 8 | 76 |  | 127 | 1200 | 186 | 239 | 268 | 7 | 53 | 173 | 376 | 8 | 57
| 128 | 1017 | 153 | 240 | 245 | 7 | 48 | 197 | 207 | 7 | 0 |  | 128 | 1028 | 165 | 242 | 265 | 7 | 54 | 198 | 165 | 7 | 0 |  | 128 | 1211 | 190 | 249 | 265 | 7 | 54 | 173 | 317 | 8 | 79 |  | 128 | 1193 | 185 | 238 | 268 | 7 | 53 | 173 | 376 | 8 | 60
| 129 | 1010 | 153 | 239 | 245 | 7 | 48 | 197 | 206 | 7 | 0 |  | 129 | 1022 | 164 | 240 | 265 | 7 | 54 | 197 | 164 | 7 | 0 |  | 129 | 1204 | 189 | 248 | 264 | 7 | 54 | 173 | 317 | 8 | 82 |  | 129 | 1186 | 184 | 237 | 268 | 7 | 53 | 173 | 375 | 8 | 63
| 130 | 1005 | 152 | 238 | 245 | 7 | 48 | 197 | 206 | 7 | 0 |  | 130 | 1017 | 163 | 240 | 264 | 7 | 54 | 197 | 164 | 7 | 0 |  | 130 | 1197 | 188 | 247 | 264 | 7 | 54 | 173 | 316 | 8 | 86 |  | 130 | 1180 | 183 | 236 | 268 | 7 | 53 | 172 | 374 | 8 | 66
| 131 | 1000 | 151 | 237 | 244 | 7 | 48 | 197 | 205 | 7 | 0 |  | 131 | 1011 | 163 | 238 | 264 | 7 | 54 | 197 | 163 | 7 | 0 |  | 131 | 1191 | 187 | 246 | 264 | 7 | 53 | 173 | 315 | 8 | 89 |  | 131 | 1173 | 182 | 234 | 267 | 7 | 53 | 172 | 374 | 8 | 69
| 132 | 994 | 150 | 236 | 244 | 7 | 48 | 197 | 204 | 7 | 0 |  | 132 | 1006 | 162 | 237 | 264 | 7 | 54 | 197 | 162 | 7 | 0 |  | 132 | 1184 | 186 | 245 | 264 | 7 | 53 | 172 | 314 | 8 | 92 |  | 132 | 1167 | 181 | 234 | 267 | 7 | 53 | 172 | 373 | 8 | 72
| 133 | 989 | 149 | 235 | 244 | 7 | 48 | 197 | 203 | 7 | 0 |  | 133 | 1000 | 161 | 236 | 264 | 7 | 54 | 197 | 162 | 7 | 0 |  | 133 | 1178 | 185 | 244 | 263 | 7 | 53 | 172 | 313 | 8 | 95 |  | 133 | 1160 | 180 | 233 | 267 | 7 | 53 | 172 | 373 | 8 | 75
| 134 | 984 | 148 | 234 | 244 | 7 | 48 | 196 | 203 | 7 | 0 |  | 134 | 995 | 160 | 235 | 264 | 7 | 54 | 197 | 161 | 7 | 0 |  | 134 | 1170 | 184 | 244 | 263 | 7 | 53 | 172 | 312 | 8 | 99 |  | 134 | 1153 | 179 | 232 | 267 | 7 | 53 | 172 | 372 | 8 | 77
| 135 | 978 | 148 | 233 | 243 | 7 | 48 | 196 | 202 | 7 | 0 |  | 135 | 989 | 159 | 234 | 263 | 7 | 54 | 196 | 160 | 7 | 0 |  | 135 | 1163 | 184 | 243 | 263 | 7 | 53 | 172 | 312 | 8 | 102 |  | 135 | 1146 | 179 | 232 | 266 | 7 | 53 | 172 | 371 | 8 | 80
| 136 | 971 | 147 | 233 | 243 | 7 | 48 | 196 | 201 | 7 | 0 |  | 136 | 983 | 159 | 234 | 263 | 7 | 54 | 196 | 160 | 7 | 0 |  | 136 | 1156 | 183 | 242 | 263 | 7 | 53 | 172 | 311 | 8 | 105 |  | 136 | 1139 | 178 | 231 | 266 | 7 | 53 | 172 | 371 | 8 | 83
| 137 | 966 | 147 | 232 | 243 | 7 | 48 | 196 | 200 | 7 | 0 |  | 137 | 977 | 158 | 233 | 263 | 7 | 54 | 196 | 159 | 7 | 0 |  | 137 | 1148 | 182 | 242 | 262 | 7 | 53 | 172 | 310 | 8 | 109 |  | 137 | 1131 | 177 | 231 | 266 | 7 | 53 | 171 | 370 | 8 | 86
| 138 | 960 | 146 | 231 | 243 | 7 | 48 | 196 | 200 | 7 | 0 |  | 138 | 971 | 157 | 232 | 263 | 7 | 54 | 196 | 158 | 7 | 0 |  | 138 | 1141 | 181 | 241 | 262 | 7 | 53 | 171 | 309 | 8 | 112 |  | 138 | 1124 | 176 | 230 | 266 | 7 | 53 | 171 | 369 | 8 | 89
| 139 | 954 | 145 | 230 | 243 | 7 | 48 | 196 | 199 | 7 | 0 |  | 139 | 965 | 157 | 232 | 262 | 7 | 54 | 196 | 158 | 7 | 0 |  | 139 | 1134 | 181 | 240 | 262 | 7 | 53 | 171 | 308 | 8 | 115 |  | 139 | 1118 | 176 | 229 | 266 | 7 | 53 | 171 | 369 | 8 | 92
| 140 | 947 | 145 | 230 | 242 | 7 | 48 | 195 | 198 | 7 | 0 |  | 140 | 958 | 156 | 231 | 262 | 7 | 54 | 196 | 157 | 7 | 3 |  | 140 | 1127 | 180 | 240 | 262 | 7 | 53 | 171 | 307 | 8 | 119 |  | 140 | 1111 | 175 | 229 | 265 | 7 | 53 | 171 | 368 | 8 | 95
| 141 | 941 | 145 | 229 | 242 | 7 | 48 | 195 | 197 | 7 | 0 |  | 141 | 952 | 156 | 231 | 262 | 7 | 54 | 195 | 156 | 7 | 6 |  | 141 | 1120 | 179 | 239 | 262 | 7 | 53 | 171 | 306 | 8 | 122 |  | 141 | 1103 | 174 | 228 | 265 | 7 | 53 | 171 | 368 | 8 | 98
| 142 | 935 | 144 | 228 | 242 | 7 | 48 | 195 | 196 | 7 | 0 |  | 142 | 946 | 155 | 230 | 262 | 7 | 54 | 195 | 156 | 7 | 9 |  | 142 | 1113 | 178 | 238 | 261 | 7 | 53 | 171 | 306 | 8 | 125 |  | 142 | 1097 | 173 | 227 | 265 | 7 | 53 | 171 | 367 | 8 | 101
| 143 | 929 | 143 | 228 | 242 | 7 | 48 | 195 | 196 | 7 | 0 |  | 143 | 940 | 155 | 229 | 262 | 7 | 54 | 195 | 155 | 7 | 13 |  | 143 | 1106 | 178 | 237 | 261 | 7 | 53 | 171 | 305 | 8 | 129 |  | 143 | 1090 | 173 | 226 | 265 | 7 | 53 | 171 | 366 | 8 | 104
| 144 | 923 | 143 | 227 | 241 | 7 | 48 | 195 | 195 | 7 | 0 |  | 144 | 934 | 154 | 228 | 261 | 7 | 54 | 195 | 154 | 7 | 16 |  | 144 | 1100 | 176 | 236 | 261 | 7 | 53 | 171 | 304 | 8 | 132 |  | 144 | 1084 | 171 | 225 | 264 | 7 | 53 | 170 | 366 | 8 | 107
| 145 | 918 | 142 | 226 | 241 | 7 | 47 | 195 | 194 | 7 | 0 |  | 145 | 928 | 153 | 228 | 261 | 7 | 54 | 195 | 154 | 7 | 19 |  | 145 | 1093 | 176 | 235 | 261 | 7 | 53 | 170 | 303 | 8 | 135 |  | 145 | 1078 | 170 | 224 | 264 | 7 | 53 | 170 | 365 | 8 | 110
| 146 | 913 | 141 | 225 | 241 | 7 | 47 | 194 | 193 | 7 | 0 |  | 146 | 923 | 152 | 227 | 261 | 7 | 54 | 195 | 153 | 7 | 22 |  | 146 | 1086 | 175 | 235 | 260 | 7 | 53 | 170 | 302 | 8 | 139 |  | 146 | 1070 | 170 | 224 | 264 | 7 | 53 | 170 | 365 | 8 | 113
| 147 | 906 | 140 | 225 | 241 | 7 | 47 | 194 | 192 | 7 | 0 |  | 147 | 916 | 151 | 226 | 261 | 7 | 54 | 194 | 152 | 7 | 25 |  | 147 | 1079 | 174 | 234 | 260 | 7 | 53 | 170 | 301 | 8 | 142 |  | 147 | 1063 | 169 | 223 | 264 | 7 | 53 | 170 | 364 | 8 | 116
| 148 | 900 | 140 | 224 | 241 | 7 | 47 | 194 | 192 | 7 | 0 |  | 148 | 910 | 151 | 225 | 260 | 7 | 53 | 194 | 152 | 7 | 28 |  | 148 | 1071 | 173 | 234 | 260 | 7 | 53 | 170 | 300 | 8 | 146 |  | 148 | 1055 | 169 | 223 | 264 | 7 | 53 | 170 | 363 | 8 | 119
| 149 | 894 | 139 | 224 | 240 | 7 | 47 | 194 | 191 | 7 | 0 |  | 149 | 904 | 150 | 225 | 260 | 7 | 53 | 194 | 151 | 7 | 32 |  | 149 | 1064 | 173 | 233 | 260 | 7 | 53 | 170 | 300 | 8 | 149 |  | 149 | 1048 | 168 | 222 | 263 | 7 | 53 | 170 | 363 | 8 | 122
| 150 | 888 | 139 | 223 | 240 | 7 | 47 | 194 | 190 | 7 | 0 |  | 150 | 898 | 149 | 224 | 260 | 7 | 53 | 194 | 150 | 7 | 35 |  | 150 | 1058 | 172 | 232 | 260 | 7 | 53 | 170 | 299 | 8 | 152 |  | 150 | 1042 | 167 | 221 | 263 | 7 | 53 | 170 | 362 | 8 | 125
| 151 | 882 | 138 | 222 | 240 | 7 | 47 | 194 | 189 | 7 | 0 |  | 151 | 893 | 148 | 224 | 260 | 7 | 53 | 194 | 150 | 7 | 38 |  | 151 | 1052 | 170 | 231 | 259 | 7 | 53 | 170 | 298 | 8 | 156 |  | 151 | 1035 | 166 | 221 | 263 | 7 | 53 | 169 | 361 | 8 | 128
| 152 | 876 | 137 | 222 | 240 | 7 | 47 | 194 | 188 | 7 | 0 |  | 152 | 886 | 148 | 223 | 260 | 7 | 53 | 194 | 149 | 7 | 41 |  | 152 | 1044 | 169 | 231 | 259 | 7 | 53 | 170 | 297 | 8 | 159 |  | 152 | 1028 | 165 | 220 | 263 | 7 | 53 | 169 | 361 | 8 | 131
| 153 | 870 | 137 | 221 | 240 | 7 | 47 | 193 | 188 | 7 | 0 |  | 153 | 880 | 147 | 222 | 259 | 7 | 53 | 193 | 148 | 7 | 45 |  | 153 | 1037 | 169 | 230 | 259 | 7 | 53 | 169 | 296 | 8 | 163 |  | 153 | 1021 | 164 | 220 | 263 | 7 | 53 | 169 | 360 | 8 | 134
| 154 | 865 | 136 | 220 | 239 | 7 | 47 | 193 | 187 | 7 | 0 |  | 154 | 875 | 146 | 221 | 259 | 7 | 53 | 193 | 147 | 7 | 48 |  | 154 | 1030 | 168 | 229 | 259 | 7 | 53 | 169 | 295 | 8 | 166 |  | 154 | 1014 | 163 | 219 | 262 | 7 | 53 | 169 | 360 | 8 | 137
| 155 | 859 | 135 | 219 | 239 | 7 | 47 | 193 | 186 | 7 | 0 |  | 155 | 869 | 145 | 220 | 259 | 7 | 53 | 193 | 147 | 7 | 51 |  | 155 | 1023 | 167 | 228 | 258 | 7 | 53 | 169 | 294 | 8 | 169 |  | 155 | 1008 | 162 | 218 | 262 | 7 | 53 | 169 | 359 | 8 | 140
| 156 | 854 | 134 | 218 | 239 | 7 | 47 | 193 | 185 | 7 | 0 |  | 156 | 864 | 144 | 219 | 259 | 7 | 53 | 193 | 146 | 7 | 54 |  | 156 | 1017 | 166 | 227 | 258 | 7 | 53 | 169 | 293 | 8 | 173 |  | 156 | 1002 | 161 | 216 | 262 | 7 | 53 | 169 | 358 | 8 | 143
| 157 | 848 | 133 | 217 | 239 | 7 | 47 | 193 | 184 | 7 | 0 |  | 157 | 858 | 143 | 218 | 258 | 7 | 53 | 193 | 145 | 7 | 57 |  | 157 | 1011 | 164 | 226 | 258 | 7 | 53 | 169 | 292 | 8 | 176 |  | 157 | 996 | 160 | 215 | 262 | 7 | 53 | 169 | 358 | 8 | 146
| 158 | 843 | 132 | 217 | 239 | 7 | 47 | 193 | 183 | 7 | 0 |  | 158 | 853 | 143 | 218 | 258 | 7 | 53 | 193 | 145 | 7 | 61 |  | 158 | 1004 | 164 | 225 | 258 | 7 | 53 | 169 | 292 | 8 | 180 |  | 158 | 988 | 159 | 215 | 261 | 7 | 53 | 169 | 357 | 8 | 149
| 159 | 836 | 132 | 216 | 238 | 7 | 47 | 192 | 182 | 7 | 0 |  | 159 | 846 | 142 | 217 | 258 | 7 | 53 | 193 | 144 | 7 | 64 |  | 159 | 996 | 163 | 225 | 258 | 7 | 53 | 169 | 291 | 8 | 183 |  | 159 | 981 | 159 | 214 | 261 | 7 | 53 | 168 | 356 | 8 | 152
| 160 | 830 | 132 | 215 | 238 | 7 | 47 | 192 | 182 | 7 | 0 |  | 160 | 840 | 142 | 216 | 258 | 7 | 53 | 192 | 143 | 7 | 67 |  | 160 | 989 | 163 | 224 | 257 | 7 | 53 | 168 | 290 | 8 | 186 |  | 160 | 974 | 158 | 214 | 261 | 7 | 53 | 168 | 356 | 8 | 155
| 161 | 824 | 131 | 215 | 238 | 7 | 47 | 192 | 181 | 7 | 0 |  | 161 | 834 | 141 | 216 | 258 | 7 | 53 | 192 | 142 | 7 | 70 |  | 161 | 982 | 162 | 223 | 257 | 7 | 53 | 168 | 289 | 8 | 190 |  | 161 | 967 | 158 | 213 | 261 | 7 | 53 | 168 | 355 | 8 | 158
| 162 | 818 | 130 | 214 | 238 | 7 | 47 | 192 | 180 | 7 | 0 |  | 162 | 827 | 140 | 215 | 257 | 7 | 53 | 192 | 142 | 7 | 74 |  | 162 | 975 | 161 | 222 | 257 | 7 | 53 | 168 | 288 | 8 | 193 |  | 162 | 960 | 157 | 212 | 261 | 7 | 53 | 168 | 355 | 8 | 161
| 163 | 812 | 130 | 213 | 238 | 7 | 47 | 192 | 179 | 7 | 0 |  | 163 | 822 | 140 | 214 | 257 | 7 | 53 | 192 | 141 | 7 | 77 |  | 163 | 968 | 160 | 222 | 257 | 7 | 53 | 168 | 287 | 8 | 197 |  | 163 | 954 | 156 | 211 | 260 | 7 | 53 | 168 | 354 | 8 | 164
| 164 | 808 | 129 | 212 | 237 | 7 | 47 | 192 | 178 | 7 | 0 |  | 164 | 817 | 139 | 213 | 257 | 7 | 53 | 192 | 140 | 7 | 80 |  | 164 | 962 | 159 | 220 | 257 | 7 | 53 | 168 | 286 | 8 | 200 |  | 164 | 948 | 155 | 210 | 260 | 7 | 53 | 168 | 353 | 8 | 167
| 165 | 802 | 128 | 211 | 237 | 7 | 47 | 192 | 177 | 7 | 0 |  | 165 | 811 | 138 | 212 | 257 | 7 | 53 | 192 | 140 | 7 | 83 |  | 165 | 955 | 158 | 219 | 257 | 7 | 53 | 168 | 285 | 8 | 203 |  | 165 | 941 | 154 | 209 | 260 | 7 | 53 | 168 | 353 | 8 | 170
| 166 | 797 | 127 | 210 | 237 | 7 | 47 | 191 | 176 | 7 | 0 |  | 166 | 806 | 137 | 211 | 257 | 7 | 53 | 191 | 139 | 7 | 87 |  | 166 | 948 | 158 | 218 | 256 | 7 | 53 | 168 | 284 | 8 | 207 |  | 166 | 934 | 153 | 208 | 260 | 7 | 53 | 167 | 352 | 8 | 173
| 167 | 790 | 127 | 209 | 237 | 7 | 47 | 191 | 176 | 7 | 0 |  | 167 | 799 | 137 | 210 | 256 | 7 | 53 | 191 | 138 | 7 | 90 |  | 167 | 941 | 157 | 217 | 256 | 7 | 53 | 167 | 283 | 8 | 210 |  | 167 | 928 | 152 | 207 | 260 | 7 | 53 | 167 | 351 | 8 | 176
| 168 | 785 | 126 | 208 | 237 | 7 | 47 | 191 | 175 | 7 | 0 |  | 168 | 793 | 136 | 209 | 256 | 7 | 53 | 191 | 137 | 7 | 93 |  | 168 | 935 | 156 | 216 | 256 | 7 | 53 | 167 | 282 | 8 | 213 |  | 168 | 921 | 151 | 206 | 260 | 7 | 53 | 167 | 351 | 8 | 179
| 169 | 779 | 125 | 208 | 236 | 7 | 47 | 191 | 174 | 7 | 0 |  | 169 | 788 | 135 | 209 | 256 | 7 | 53 | 191 | 137 | 7 | 96 |  | 169 | 927 | 155 | 216 | 256 | 7 | 53 | 167 | 281 | 8 | 217 |  | 169 | 914 | 150 | 206 | 259 | 7 | 53 | 167 | 350 | 8 | 182
| 170 | 773 | 125 | 207 | 236 | 7 | 47 | 191 | 173 | 7 | 0 |  | 170 | 782 | 134 | 208 | 256 | 7 | 53 | 191 | 136 | 7 | 100 |  | 170 | 920 | 154 | 215 | 255 | 7 | 53 | 167 | 281 | 8 | 220 |  | 170 | 907 | 150 | 205 | 259 | 7 | 53 | 167 | 349 | 8 | 185
| 171 | 767 | 124 | 206 | 236 | 7 | 47 | 191 | 172 | 7 | 3 |  | 171 | 776 | 133 | 207 | 256 | 7 | 53 | 191 | 135 | 7 | 103 |  | 171 | 914 | 153 | 214 | 255 | 7 | 53 | 167 | 280 | 8 | 224 |  | 171 | 900 | 149 | 204 | 259 | 7 | 53 | 167 | 349 | 8 | 188
| 172 | 761 | 123 | 205 | 236 | 7 | 47 | 190 | 171 | 7 | 7 |  | 172 | 770 | 132 | 206 | 255 | 7 | 53 | 190 | 135 | 7 | 106 |  | 172 | 907 | 152 | 214 | 255 | 7 | 53 | 167 | 279 | 8 | 227 |  | 172 | 893 | 148 | 204 | 259 | 7 | 52 | 167 | 348 | 8 | 191
| 173 | 756 | 122 | 204 | 236 | 7 | 47 | 190 | 170 | 7 | 11 |  | 173 | 765 | 131 | 205 | 255 | 7 | 53 | 190 | 134 | 7 | 109 |  | 173 | 901 | 151 | 213 | 255 | 7 | 53 | 167 | 278 | 8 | 230 |  | 173 | 887 | 146 | 203 | 259 | 7 | 52 | 166 | 347 | 8 | 194
| 174 | 750 | 121 | 204 | 236 | 7 | 47 | 190 | 169 | 7 | 14 |  | 174 | 759 | 131 | 204 | 255 | 7 | 53 | 190 | 133 | 7 | 113 |  | 174 | 893 | 150 | 212 | 255 | 7 | 53 | 166 | 277 | 8 | 234 |  | 174 | 880 | 146 | 202 | 259 | 7 | 52 | 166 | 347 | 8 | 197
| 175 | 745 | 120 | 203 | 236 | 7 | 47 | 190 | 168 | 7 | 18 |  | 175 | 753 | 129 | 204 | 255 | 7 | 53 | 190 | 132 | 7 | 116 |  | 175 | 887 | 149 | 211 | 255 | 7 | 53 | 166 | 276 | 8 | 237 |  | 175 | 874 | 145 | 201 | 258 | 7 | 52 | 166 | 346 | 8 | 200
| 176 | 739 | 119 | 202 | 235 | 7 | 47 | 190 | 168 | 7 | 22 |  | 176 | 748 | 128 | 203 | 255 | 7 | 53 | 190 | 132 | 7 | 119 |  | 176 | 880 | 148 | 210 | 255 | 7 | 53 | 166 | 275 | 8 | 240 |  | 176 | 867 | 144 | 201 | 258 | 7 | 52 | 166 | 345 | 8 | 203
| 177 | 734 | 118 | 202 | 235 | 7 | 47 | 190 | 167 | 7 | 26 |  | 177 | 742 | 127 | 203 | 255 | 7 | 53 | 189 | 131 | 7 | 122 |  | 177 | 874 | 147 | 210 | 255 | 7 | 53 | 166 | 274 | 8 | 244 |  | 177 | 861 | 143 | 200 | 258 | 7 | 52 | 166 | 345 | 8 | 206
| 178 | 729 | 118 | 201 | 235 | 7 | 47 | 189 | 166 | 7 | 30 |  | 178 | 737 | 127 | 202 | 255 | 7 | 53 | 189 | 130 | 7 | 126 |  | 178 | 868 | 146 | 209 | 254 | 7 | 53 | 166 | 273 | 8 | 247 |  | 178 | 855 | 142 | 199 | 258 | 7 | 52 | 166 | 344 | 8 | 209
| 179 | 723 | 117 | 200 | 235 | 7 | 47 | 189 | 165 | 7 | 34 |  | 179 | 731 | 126 | 201 | 255 | 7 | 53 | 189 | 130 | 7 | 129 |  | 179 | 861 | 145 | 208 | 254 | 7 | 52 | 166 | 272 | 8 | 250 |  | 179 | 849 | 141 | 198 | 258 | 7 | 52 | 166 | 343 | 8 | 212
| 180 | 717 | 117 | 200 | 235 | 7 | 47 | 189 | 164 | 7 | 37 |  | 180 | 726 | 126 | 200 | 255 | 7 | 53 | 189 | 129 | 7 | 132 |  | 180 | 855 | 144 | 207 | 254 | 7 | 52 | 166 | 271 | 8 | 254 |  | 180 | 842 | 140 | 198 | 258 | 7 | 52 | 165 | 343 | 8 | 215
| 181 | 712 | 116 | 198 | 235 | 7 | 47 | 189 | 163 | 7 | 41 |  | 181 | 720 | 125 | 199 | 254 | 7 | 53 | 189 | 128 | 7 | 135 |  | 181 | 848 | 144 | 207 | 254 | 7 | 52 | 165 | 270 | 8 | 257 |  | 181 | 836 | 140 | 197 | 258 | 7 | 52 | 165 | 342 | 8 | 218
| 182 | 707 | 115 | 198 | 235 | 7 | 47 | 189 | 162 | 7 | 45 |  | 182 | 715 | 124 | 199 | 254 | 7 | 53 | 189 | 127 | 7 | 139 |  | 182 | 842 | 143 | 206 | 254 | 7 | 52 | 165 | 269 | 8 | 260 |  | 182 | 829 | 139 | 197 | 258 | 7 | 52 | 165 | 341 | 8 | 221
| 183 | 702 | 115 | 197 | 235 | 7 | 47 | 188 | 161 | 7 | 49 |  | 183 | 710 | 124 | 197 | 254 | 7 | 53 | 188 | 127 | 7 | 142 |  | 183 | 836 | 142 | 205 | 254 | 7 | 52 | 165 | 268 | 8 | 264 |  | 183 | 823 | 138 | 196 | 258 | 7 | 52 | 165 | 341 | 8 | 224
| 184 | 696 | 114 | 196 | 235 | 7 | 47 | 188 | 160 | 7 | 53 |  | 184 | 704 | 123 | 197 | 254 | 7 | 53 | 188 | 126 | 7 | 145 |  | 184 | 830 | 141 | 205 | 254 | 7 | 52 | 165 | 267 | 8 | 267 |  | 184 | 817 | 137 | 195 | 257 | 7 | 52 | 165 | 340 | 8 | 227
| 185 | 692 | 112 | 196 | 234 | 7 | 47 | 188 | 159 | 7 | 57 |  | 185 | 700 | 121 | 196 | 254 | 7 | 53 | 188 | 125 | 7 | 148 |  | 185 | 824 | 139 | 204 | 254 | 7 | 52 | 165 | 266 | 8 | 270 |  | 185 | 811 | 136 | 195 | 257 | 7 | 52 | 165 | 339 | 8 | 230
| 186 | 686 | 112 | 195 | 234 | 7 | 47 | 188 | 159 | 7 | 60 |  | 186 | 694 | 120 | 196 | 254 | 7 | 53 | 188 | 125 | 7 | 151 |  | 186 | 818 | 138 | 203 | 254 | 7 | 52 | 165 | 265 | 8 | 274 |  | 186 | 806 | 134 | 194 | 257 | 7 | 52 | 164 | 339 | 8 | 232
| 187 | 681 | 110 | 195 | 234 | 7 | 47 | 188 | 158 | 7 | 64 |  | 187 | 689 | 119 | 196 | 254 | 7 | 53 | 188 | 124 | 7 | 155 |  | 187 | 811 | 137 | 203 | 253 | 7 | 52 | 164 | 264 | 8 | 277 |  | 187 | 799 | 133 | 193 | 257 | 7 | 52 | 164 | 338 | 8 | 235
| 188 | 676 | 110 | 194 | 234 | 7 | 47 | 187 | 157 | 7 | 68 |  | 188 | 683 | 118 | 195 | 254 | 7 | 53 | 187 | 123 | 7 | 158 |  | 188 | 805 | 136 | 202 | 253 | 7 | 52 | 164 | 263 | 8 | 280 |  | 188 | 793 | 132 | 193 | 257 | 7 | 52 | 164 | 337 | 8 | 238
| 189 | 670 | 109 | 194 | 234 | 7 | 47 | 187 | 156 | 7 | 72 |  | 189 | 678 | 117 | 195 | 254 | 7 | 53 | 187 | 123 | 7 | 161 |  | 189 | 798 | 135 | 202 | 253 | 7 | 52 | 164 | 262 | 8 | 283 |  | 189 | 786 | 132 | 192 | 257 | 7 | 52 | 164 | 336 | 8 | 241
| 190 | 664 | 109 | 193 | 234 | 7 | 47 | 187 | 155 | 7 | 76 |  | 190 | 671 | 117 | 194 | 254 | 7 | 53 | 187 | 122 | 7 | 164 |  | 190 | 791 | 135 | 201 | 253 | 7 | 52 | 164 | 261 | 8 | 287 |  | 190 | 779 | 131 | 192 | 257 | 7 | 52 | 164 | 336 | 8 | 244
| 191 | 658 | 108 | 193 | 234 | 7 | 47 | 187 | 154 | 7 | 79 |  | 191 | 665 | 117 | 194 | 253 | 7 | 53 | 187 | 121 | 7 | 167 |  | 191 | 784 | 135 | 201 | 253 | 7 | 52 | 164 | 260 | 8 | 290 |  | 191 | 772 | 131 | 191 | 257 | 7 | 52 | 164 | 335 | 8 | 247
| 192 | 653 | 108 | 192 | 234 | 7 | 47 | 187 | 153 | 7 | 83 |  | 192 | 660 | 116 | 193 | 253 | 7 | 53 | 187 | 120 | 7 | 171 |  | 192 | 777 | 134 | 200 | 253 | 7 | 52 | 163 | 259 | 8 | 293 |  | 192 | 766 | 130 | 190 | 257 | 7 | 52 | 163 | 334 | 8 | 250
| 193 | 648 | 107 | 191 | 234 | 7 | 46 | 186 | 152 | 7 | 87 |  | 193 | 655 | 115 | 192 | 253 | 7 | 53 | 186 | 120 | 7 | 174 |  | 193 | 771 | 133 | 199 | 253 | 7 | 52 | 163 | 258 | 8 | 296 |  | 193 | 760 | 129 | 190 | 257 | 7 | 52 | 163 | 334 | 8 | 253
| 194 | 642 | 106 | 190 | 234 | 7 | 46 | 186 | 151 | 7 | 91 |  | 194 | 649 | 115 | 191 | 253 | 7 | 53 | 186 | 119 | 7 | 177 |  | 194 | 765 | 132 | 198 | 253 | 7 | 52 | 163 | 257 | 8 | 299 |  | 194 | 754 | 128 | 189 | 256 | 7 | 52 | 163 | 333 | 8 | 255
| 195 | 637 | 106 | 189 | 234 | 7 | 46 | 186 | 150 | 7 | 95 |  | 195 | 644 | 114 | 191 | 253 | 7 | 53 | 186 | 118 | 7 | 180 |  | 195 | 759 | 131 | 197 | 253 | 7 | 52 | 163 | 256 | 8 | 303 |  | 195 | 748 | 128 | 188 | 256 | 7 | 52 | 163 | 332 | 8 | 258
| 196 | 631 | 105 | 189 | 233 | 7 | 46 | 186 | 149 | 7 | 98 |  | 196 | 639 | 113 | 190 | 253 | 7 | 53 | 186 | 118 | 7 | 183 |  | 196 | 752 | 130 | 197 | 252 | 7 | 52 | 163 | 255 | 8 | 306 |  | 196 | 741 | 126 | 187 | 256 | 7 | 52 | 163 | 331 | 8 | 261
| 197 | 626 | 104 | 188 | 233 | 7 | 46 | 186 | 148 | 7 | 102 |  | 197 | 633 | 113 | 189 | 253 | 7 | 53 | 185 | 117 | 7 | 186 |  | 197 | 746 | 129 | 196 | 252 | 7 | 52 | 163 | 254 | 8 | 309 |  | 197 | 735 | 126 | 187 | 256 | 7 | 52 | 163 | 331 | 8 | 264
| 198 | 620 | 104 | 188 | 233 | 7 | 46 | 185 | 148 | 7 | 106 |  | 198 | 627 | 112 | 189 | 253 | 7 | 53 | 185 | 116 | 7 | 190 |  | 198 | 740 | 129 | 195 | 252 | 7 | 52 | 162 | 253 | 8 | 312 |  | 198 | 729 | 125 | 186 | 256 | 7 | 52 | 162 | 330 | 8 | 267
| 199 | 614 | 103 | 187 | 233 | 7 | 46 | 185 | 147 | 7 | 110 |  | 199 | 621 | 111 | 188 | 253 | 7 | 53 | 185 | 116 | 7 | 193 |  | 199 | 733 | 128 | 195 | 252 | 7 | 52 | 162 | 252 | 8 | 315 |  | 199 | 722 | 124 | 186 | 256 | 7 | 52 | 162 | 329 | 8 | 270
| 200 | 609 | 103 | 187 | 233 | 7 | 46 | 185 | 146 | 7 | 114 |  | 200 | 615 | 111 | 188 | 253 | 7 | 53 | 185 | 115 | 7 | 196 |  | 200 | 725 | 128 | 194 | 252 | 7 | 52 | 162 | 251 | 8 | 318 |  | 200 | 715 | 124 | 185 | 256 | 7 | 52 | 162 | 328 | 8 | 272
| 201 | 603 | 102 | 186 | 233 | 7 | 46 | 185 | 145 | 7 | 117 |  | 201 | 610 | 110 | 187 | 253 | 7 | 52 | 185 | 114 | 7 | 199 |  | 201 | 718 | 127 | 194 | 252 | 7 | 52 | 162 | 250 | 8 | 321 |  | 201 | 708 | 123 | 185 | 256 | 7 | 52 | 162 | 328 | 8 | 275
| 202 | 597 | 102 | 186 | 233 | 7 | 46 | 184 | 144 | 7 | 121 |  | 202 | 604 | 110 | 187 | 253 | 7 | 52 | 184 | 114 | 7 | 202 |  | 202 | 711 | 126 | 194 | 252 | 7 | 52 | 162 | 249 | 8 | 324 |  | 202 | 701 | 123 | 185 | 256 | 7 | 52 | 162 | 327 | 8 | 278
| 203 | 591 | 102 | 185 | 233 | 7 | 46 | 184 | 143 | 7 | 125 |  | 203 | 597 | 109 | 186 | 253 | 7 | 52 | 184 | 113 | 7 | 205 |  | 203 | 704 | 126 | 193 | 252 | 7 | 52 | 161 | 248 | 8 | 327 |  | 203 | 694 | 122 | 184 | 256 | 7 | 52 | 162 | 326 | 8 | 281
| 204 | 585 | 101 | 185 | 233 | 7 | 46 | 184 | 142 | 7 | 129 |  | 204 | 591 | 109 | 186 | 252 | 7 | 52 | 184 | 112 | 7 | 208 |  | 204 | 697 | 125 | 193 | 252 | 7 | 52 | 161 | 247 | 8 | 331 |  | 204 | 687 | 122 | 184 | 256 | 7 | 52 | 161 | 325 | 8 | 283
| 205 | 579 | 101 | 184 | 233 | 7 | 46 | 184 | 141 | 7 | 132 |  | 205 | 585 | 108 | 186 | 252 | 7 | 52 | 184 | 111 | 7 | 211 |  | 205 | 691 | 125 | 192 | 251 | 7 | 52 | 161 | 246 | 8 | 334 |  | 205 | 680 | 121 | 183 | 255 | 7 | 52 | 161 | 325 | 8 | 286
| 206 | 574 | 100 | 183 | 232 | 7 | 46 | 184 | 140 | 7 | 136 |  | 206 | 580 | 108 | 185 | 252 | 7 | 52 | 183 | 111 | 7 | 214 |  | 206 | 684 | 124 | 192 | 251 | 7 | 52 | 161 | 245 | 8 | 337 |  | 206 | 674 | 121 | 183 | 255 | 7 | 52 | 161 | 324 | 8 | 289
| 207 | 569 | 99 | 183 | 232 | 7 | 46 | 183 | 139 | 7 | 140 |  | 207 | 575 | 107 | 184 | 252 | 7 | 52 | 183 | 110 | 7 | 217 |  | 207 | 678 | 123 | 191 | 251 | 7 | 52 | 161 | 244 | 8 | 340 |  | 207 | 668 | 120 | 182 | 255 | 7 | 52 | 161 | 323 | 8 | 291
| 208 | 563 | 99 | 182 | 232 | 7 | 46 | 183 | 138 | 7 | 143 |  | 208 | 569 | 106 | 183 | 252 | 7 | 52 | 183 | 109 | 7 | 220 |  | 208 | 672 | 122 | 190 | 251 | 7 | 52 | 161 | 243 | 8 | 343 |  | 208 | 662 | 119 | 181 | 255 | 7 | 52 | 161 | 323 | 8 | 294
| 209 | 558 | 98 | 181 | 232 | 7 | 46 | 183 | 138 | 7 | 147 |  | 209 | 564 | 105 | 183 | 251 | 7 | 52 | 183 | 109 | 7 | 223 |  | 209 | 666 | 122 | 189 | 251 | 7 | 52 | 160 | 242 | 8 | 346 |  | 209 | 656 | 118 | 180 | 255 | 7 | 52 | 160 | 322 | 8 | 297
| 210 | 553 | 97 | 181 | 232 | 7 | 46 | 183 | 137 | 7 | 151 |  | 210 | 559 | 105 | 182 | 251 | 7 | 52 | 183 | 108 | 7 | 226 |  | 210 | 659 | 121 | 188 | 251 | 7 | 52 | 160 | 241 | 8 | 349 |  | 210 | 650 | 117 | 179 | 255 | 7 | 52 | 160 | 321 | 8 | 299
| 211 | 548 | 96 | 180 | 232 | 7 | 46 | 182 | 136 | 7 | 155 |  | 211 | 554 | 104 | 181 | 251 | 7 | 52 | 182 | 108 | 7 | 229 |  | 211 | 653 | 120 | 187 | 250 | 7 | 52 | 160 | 240 | 8 | 352 |  | 211 | 643 | 116 | 179 | 254 | 7 | 52 | 160 | 320 | 8 | 302
| 212 | 543 | 95 | 179 | 232 | 7 | 46 | 182 | 135 | 7 | 158 |  | 212 | 549 | 103 | 180 | 251 | 7 | 52 | 182 | 107 | 7 | 232 |  | 212 | 647 | 119 | 187 | 250 | 7 | 52 | 160 | 240 | 8 | 354 |  | 212 | 637 | 115 | 178 | 254 | 7 | 52 | 160 | 320 | 8 | 305
| 213 | 538 | 95 | 178 | 231 | 7 | 46 | 182 | 134 | 7 | 162 |  | 213 | 544 | 102 | 180 | 250 | 7 | 52 | 182 | 106 | 7 | 235 |  | 213 | 641 | 118 | 186 | 250 | 7 | 52 | 160 | 239 | 8 | 357 |  | 213 | 632 | 114 | 177 | 254 | 7 | 52 | 160 | 319 | 8 | 307
| 214 | 533 | 94 | 178 | 231 | 7 | 46 | 182 | 133 | 7 | 165 |  | 214 | 539 | 101 | 179 | 250 | 7 | 52 | 182 | 106 | 7 | 238 |  | 214 | 635 | 117 | 185 | 250 | 7 | 52 | 159 | 238 | 8 | 360 |  | 214 | 626 | 113 | 177 | 254 | 7 | 52 | 160 | 318 | 8 | 310
| 215 | 527 | 93 | 177 | 231 | 7 | 46 | 181 | 132 | 7 | 169 |  | 215 | 533 | 101 | 178 | 250 | 7 | 52 | 181 | 105 | 7 | 241 |  | 215 | 629 | 116 | 185 | 250 | 7 | 52 | 159 | 237 | 8 | 363 |  | 215 | 619 | 113 | 176 | 254 | 7 | 52 | 159 | 317 | 8 | 312
| 216 | 522 | 92 | 176 | 231 | 7 | 46 | 181 | 131 | 7 | 173 |  | 216 | 528 | 100 | 177 | 250 | 7 | 52 | 181 | 104 | 7 | 244 |  | 216 | 622 | 115 | 184 | 250 | 7 | 52 | 159 | 236 | 8 | 366 |  | 216 | 613 | 112 | 175 | 253 | 7 | 52 | 159 | 317 | 8 | 315
| 217 | 516 | 92 | 176 | 231 | 7 | 46 | 181 | 130 | 7 | 176 |  | 217 | 522 | 99 | 177 | 250 | 7 | 52 | 181 | 104 | 7 | 247 |  | 217 | 615 | 114 | 183 | 249 | 7 | 52 | 159 | 235 | 8 | 369 |  | 217 | 606 | 111 | 175 | 253 | 7 | 52 | 159 | 316 | 8 | 318
| 218 | 510 | 92 | 175 | 231 | 7 | 46 | 181 | 130 | 7 | 180 |  | 218 | 516 | 99 | 176 | 250 | 7 | 52 | 181 | 103 | 7 | 250 |  | 218 | 609 | 114 | 182 | 249 | 7 | 52 | 159 | 234 | 8 | 372 |  | 218 | 600 | 111 | 174 | 253 | 7 | 52 | 159 | 315 | 8 | 320
| 219 | 505 | 91 | 174 | 231 | 7 | 46 | 181 | 129 | 7 | 184 |  | 219 | 511 | 98 | 176 | 249 | 7 | 52 | 181 | 102 | 7 | 253 |  | 219 | 602 | 113 | 182 | 249 | 7 | 52 | 159 | 233 | 8 | 374 |  | 219 | 593 | 110 | 173 | 253 | 7 | 52 | 159 | 314 | 8 | 323
| 220 | 500 | 90 | 173 | 230 | 7 | 46 | 180 | 128 | 7 | 187 |  | 220 | 506 | 97 | 175 | 249 | 7 | 52 | 180 | 102 | 7 | 256 |  | 220 | 596 | 112 | 180 | 249 | 7 | 52 | 158 | 232 | 8 | 377 |  | 220 | 588 | 109 | 172 | 253 | 7 | 52 | 159 | 314 | 8 | 325
| 221 | 495 | 89 | 172 | 230 | 7 | 46 | 180 | 127 | 7 | 191 |  | 221 | 501 | 96 | 173 | 249 | 7 | 52 | 180 | 101 | 7 | 259 |  | 221 | 591 | 111 | 179 | 249 | 7 | 52 | 158 | 231 | 8 | 380 |  | 221 | 582 | 108 | 171 | 253 | 7 | 52 | 158 | 313 | 8 | 328
| 222 | 490 | 88 | 171 | 230 | 7 | 46 | 180 | 126 | 7 | 194 |  | 222 | 496 | 95 | 172 | 249 | 7 | 52 | 180 | 101 | 7 | 262 |  | 222 | 585 | 110 | 178 | 249 | 7 | 52 | 158 | 230 | 8 | 383 |  | 222 | 576 | 106 | 170 | 253 | 7 | 52 | 158 | 312 | 8 | 330
| 223 | 486 | 87 | 170 | 230 | 7 | 46 | 180 | 125 | 7 | 198 |  | 223 | 491 | 94 | 171 | 249 | 7 | 52 | 180 | 100 | 7 | 264 |  | 223 | 579 | 109 | 177 | 249 | 7 | 52 | 158 | 229 | 8 | 385 |  | 223 | 571 | 105 | 169 | 253 | 7 | 52 | 158 | 312 | 8 | 332
| 224 | 481 | 87 | 169 | 230 | 7 | 46 | 180 | 124 | 7 | 201 |  | 224 | 486 | 93 | 171 | 249 | 7 | 52 | 180 | 99 | 7 | 267 |  | 224 | 573 | 107 | 177 | 249 | 7 | 52 | 158 | 228 | 8 | 388 |  | 224 | 565 | 104 | 168 | 253 | 7 | 52 | 158 | 311 | 8 | 335
| 225 | 476 | 86 | 168 | 230 | 7 | 46 | 179 | 124 | 7 | 205 |  | 225 | 481 | 93 | 170 | 249 | 7 | 52 | 179 | 99 | 7 | 270 |  | 225 | 567 | 107 | 176 | 249 | 7 | 52 | 158 | 227 | 8 | 391 |  | 225 | 559 | 103 | 167 | 252 | 7 | 52 | 158 | 310 | 8 | 337
| 226 | 471 | 85 | 167 | 230 | 7 | 46 | 179 | 123 | 7 | 208 |  | 226 | 476 | 91 | 169 | 248 | 7 | 52 | 179 | 98 | 7 | 273 |  | 226 | 562 | 106 | 175 | 248 | 7 | 52 | 157 | 226 | 8 | 394 |  | 226 | 554 | 103 | 167 | 252 | 7 | 52 | 157 | 309 | 8 | 340
| 227 | 467 | 84 | 167 | 229 | 7 | 46 | 179 | 122 | 7 | 212 |  | 227 | 472 | 91 | 168 | 248 | 7 | 52 | 179 | 98 | 7 | 276 |  | 227 | 558 | 105 | 174 | 248 | 7 | 52 | 157 | 225 | 8 | 396 |  | 227 | 549 | 102 | 166 | 252 | 7 | 52 | 157 | 309 | 8 | 342
| 228 | 463 | 83 | 166 | 229 | 7 | 46 | 179 | 121 | 7 | 215 |  | 228 | 468 | 90 | 168 | 248 | 7 | 52 | 179 | 97 | 7 | 278 |  | 228 | 554 | 104 | 174 | 247 | 7 | 52 | 157 | 224 | 8 | 399 |  | 228 | 546 | 101 | 165 | 251 | 7 | 52 | 157 | 308 | 8 | 344
| 229 | 459 | 83 | 166 | 229 | 7 | 46 | 178 | 120 | 7 | 219 |  | 229 | 464 | 90 | 167 | 248 | 7 | 52 | 178 | 96 | 7 | 281 |  | 229 | 550 | 103 | 173 | 247 | 7 | 52 | 157 | 223 | 8 | 401 |  | 229 | 541 | 101 | 165 | 251 | 7 | 52 | 157 | 307 | 8 | 347
| 230 | 457 | 82 | 165 | 228 | 7 | 46 | 178 | 119 | 7 | 222 |  | 230 | 462 | 89 | 166 | 247 | 7 | 52 | 178 | 96 | 7 | 284 |  | 230 | 546 | 103 | 172 | 247 | 7 | 52 | 157 | 223 | 8 | 404 |  | 230 | 538 | 100 | 164 | 251 | 7 | 52 | 157 | 307 | 8 | 349
| 231 | 453 | 82 | 165 | 228 | 7 | 46 | 178 | 119 | 7 | 226 |  | 231 | 458 | 89 | 166 | 247 | 7 | 52 | 178 | 95 | 7 | 287 |  | 231 | 542 | 103 | 171 | 246 | 7 | 52 | 157 | 222 | 8 | 407 |  | 231 | 534 | 100 | 163 | 250 | 7 | 52 | 157 | 306 | 8 | 351
| 232 | 449 | 82 | 164 | 227 | 7 | 46 | 178 | 118 | 7 | 229 |  | 232 | 454 | 89 | 165 | 246 | 7 | 52 | 178 | 95 | 7 | 289 |  | 232 | 537 | 102 | 171 | 246 | 7 | 52 | 156 | 221 | 8 | 409 |  | 232 | 529 | 99 | 163 | 250 | 7 | 52 | 157 | 305 | 8 | 354
| 233 | 445 | 82 | 164 | 227 | 7 | 46 | 178 | 117 | 7 | 233 |  | 233 | 450 | 88 | 165 | 246 | 7 | 52 | 178 | 94 | 7 | 292 |  | 233 | 533 | 102 | 171 | 246 | 7 | 52 | 156 | 220 | 8 | 412 |  | 233 | 525 | 99 | 162 | 250 | 7 | 52 | 156 | 305 | 8 | 356
| 234 | 442 | 81 | 163 | 227 | 7 | 46 | 178 | 116 | 7 | 236 |  | 234 | 447 | 88 | 164 | 246 | 7 | 52 | 178 | 93 | 7 | 295 |  | 234 | 528 | 101 | 170 | 246 | 7 | 52 | 156 | 219 | 8 | 414 |  | 234 | 520 | 98 | 162 | 250 | 7 | 52 | 156 | 304 | 8 | 358
| 235 | 438 | 81 | 163 | 227 | 7 | 46 | 177 | 115 | 7 | 239 |  | 235 | 442 | 87 | 164 | 246 | 7 | 52 | 177 | 93 | 7 | 297 |  | 235 | 524 | 101 | 170 | 246 | 7 | 52 | 156 | 218 | 8 | 416 |  | 235 | 516 | 98 | 162 | 250 | 7 | 52 | 156 | 303 | 8 | 360
| 236 | 434 | 80 | 162 | 227 | 7 | 46 | 177 | 115 | 7 | 243 |  | 236 | 438 | 87 | 164 | 246 | 7 | 52 | 177 | 92 | 7 | 300 |  | 236 | 519 | 100 | 169 | 246 | 7 | 52 | 156 | 217 | 8 | 419 |  | 236 | 512 | 97 | 161 | 250 | 7 | 52 | 156 | 303 | 8 | 362
| 237 | 431 | 79 | 162 | 227 | 7 | 46 | 177 | 114 | 7 | 246 |  | 237 | 435 | 86 | 163 | 246 | 7 | 52 | 177 | 92 | 7 | 302 |  | 237 | 515 | 99 | 168 | 245 | 7 | 52 | 156 | 216 | 8 | 421 |  | 237 | 508 | 96 | 160 | 249 | 7 | 52 | 156 | 302 | 8 | 365
| 238 | 427 | 79 | 161 | 226 | 7 | 46 | 177 | 113 | 7 | 249 |  | 238 | 432 | 85 | 163 | 245 | 7 | 52 | 177 | 91 | 7 | 305 |  | 238 | 512 | 98 | 168 | 245 | 7 | 52 | 155 | 216 | 8 | 424 |  | 238 | 504 | 95 | 160 | 249 | 7 | 52 | 156 | 301 | 8 | 367
| 239 | 424 | 78 | 161 | 226 | 7 | 46 | 177 | 112 | 7 | 253 |  | 239 | 429 | 84 | 162 | 245 | 7 | 52 | 177 | 91 | 7 | 308 |  | 239 | 508 | 97 | 168 | 245 | 7 | 52 | 155 | 215 | 8 | 426 |  | 239 | 500 | 94 | 160 | 249 | 7 | 52 | 156 | 301 | 8 | 369
| 240 | 421 | 77 | 160 | 226 | 7 | 46 | 176 | 112 | 7 | 256 |  | 240 | 425 | 84 | 161 | 245 | 7 | 52 | 177 | 90 | 7 | 310 |  | 240 | 504 | 96 | 167 | 244 | 7 | 52 | 155 | 214 | 8 | 428 |  | 240 | 496 | 93 | 159 | 248 | 7 | 51 | 155 | 300 | 8 | 371
| 241 | 417 | 77 | 160 | 226 | 7 | 46 | 176 | 111 | 7 | 259 |  | 241 | 422 | 83 | 161 | 244 | 7 | 52 | 176 | 90 | 7 | 313 |  | 241 | 500 | 95 | 167 | 244 | 7 | 52 | 155 | 213 | 8 | 431 |  | 241 | 492 | 93 | 159 | 248 | 7 | 51 | 155 | 299 | 8 | 373
| 242 | 414 | 76 | 159 | 225 | 7 | 46 | 176 | 110 | 7 | 262 |  | 242 | 418 | 82 | 161 | 244 | 7 | 52 | 176 | 89 | 7 | 315 |  | 242 | 495 | 95 | 166 | 244 | 7 | 52 | 155 | 212 | 8 | 433 |  | 242 | 488 | 92 | 158 | 248 | 7 | 51 | 155 | 299 | 8 | 375
| 243 | 411 | 75 | 159 | 225 | 7 | 46 | 176 | 109 | 7 | 266 |  | 243 | 415 | 82 | 160 | 244 | 7 | 52 | 176 | 89 | 7 | 318 |  | 243 | 492 | 94 | 166 | 244 | 7 | 52 | 155 | 211 | 8 | 435 |  | 243 | 484 | 91 | 158 | 248 | 7 | 51 | 155 | 298 | 8 | 377
| 244 | 407 | 75 | 158 | 225 | 7 | 46 | 176 | 109 | 7 | 269 |  | 244 | 411 | 81 | 160 | 244 | 7 | 52 | 176 | 88 | 7 | 320 |  | 244 | 487 | 93 | 165 | 243 | 7 | 52 | 155 | 211 | 8 | 438 |  | 244 | 480 | 91 | 157 | 247 | 7 | 51 | 155 | 298 | 8 | 379
| 245 | 403 | 75 | 158 | 224 | 7 | 46 | 176 | 108 | 7 | 272 |  | 245 | 407 | 81 | 160 | 243 | 7 | 52 | 176 | 88 | 7 | 323 |  | 245 | 483 | 93 | 165 | 243 | 7 | 52 | 155 | 210 | 8 | 440 |  | 245 | 476 | 90 | 157 | 247 | 7 | 51 | 155 | 297 | 8 | 381
| 246 | 399 | 74 | 158 | 224 | 7 | 46 | 176 | 107 | 7 | 275 |  | 246 | 403 | 80 | 159 | 243 | 7 | 52 | 176 | 87 | 7 | 325 |  | 246 | 479 | 92 | 164 | 243 | 7 | 52 | 154 | 209 | 8 | 442 |  | 246 | 471 | 90 | 157 | 247 | 7 | 51 | 155 | 296 | 8 | 383
| 247 | 396 | 74 | 157 | 224 | 7 | 46 | 175 | 107 | 7 | 278 |  | 247 | 400 | 80 | 159 | 243 | 7 | 52 | 175 | 87 | 7 | 327 |  | 247 | 474 | 92 | 164 | 242 | 7 | 52 | 154 | 208 | 8 | 444 |  | 247 | 467 | 89 | 156 | 246 | 7 | 51 | 155 | 296 | 8 | 385
| 248 | 392 | 73 | 157 | 223 | 7 | 46 | 175 | 106 | 7 | 281 |  | 248 | 396 | 79 | 159 | 242 | 7 | 52 | 175 | 86 | 7 | 330 |  | 248 | 470 | 91 | 164 | 242 | 7 | 52 | 154 | 208 | 8 | 446 |  | 248 | 462 | 89 | 156 | 246 | 7 | 51 | 154 | 295 | 8 | 387
| 249 | 388 | 73 | 157 | 223 | 7 | 46 | 175 | 105 | 7 | 285 |  | 249 | 392 | 79 | 159 | 242 | 7 | 52 | 175 | 86 | 7 | 332 |  | 249 | 465 | 91 | 164 | 242 | 7 | 52 | 154 | 207 | 8 | 448 |  | 249 | 458 | 88 | 156 | 246 | 7 | 51 | 154 | 295 | 8 | 389
| 250 | 384 | 73 | 157 | 223 | 7 | 46 | 175 | 105 | 7 | 288 |  | 250 | 388 | 78 | 158 | 242 | 7 | 52 | 175 | 85 | 7 | 335 |  | 250 | 460 | 90 | 163 | 242 | 7 | 52 | 154 | 206 | 8 | 450 |  | 250 | 453 | 88 | 155 | 246 | 7 | 51 | 154 | 294 | 8 | 391
| 251 | 380 | 72 | 156 | 223 | 7 | 46 | 175 | 104 | 7 | 291 |  | 251 | 384 | 78 | 158 | 242 | 7 | 52 | 175 | 85 | 7 | 337 |  | 251 | 456 | 90 | 163 | 242 | 7 | 52 | 154 | 205 | 8 | 453 |  | 251 | 449 | 87 | 155 | 246 | 7 | 51 | 154 | 293 | 8 | 393
| 252 | 376 | 72 | 156 | 223 | 7 | 46 | 175 | 103 | 7 | 294 |  | 252 | 380 | 77 | 157 | 242 | 7 | 52 | 175 | 84 | 7 | 339 |  | 252 | 451 | 89 | 163 | 241 | 7 | 52 | 154 | 205 | 8 | 455 |  | 252 | 444 | 87 | 155 | 245 | 7 | 51 | 154 | 293 | 8 | 395
| 253 | 372 | 71 | 156 | 222 | 7 | 46 | 175 | 103 | 7 | 297 |  | 253 | 376 | 77 | 157 | 241 | 7 | 52 | 175 | 84 | 7 | 342 |  | 253 | 446 | 89 | 163 | 241 | 7 | 51 | 154 | 204 | 8 | 457 |  | 253 | 440 | 86 | 155 | 245 | 7 | 51 | 154 | 292 | 8 | 396
| 254 | 369 | 71 | 155 | 222 | 7 | 46 | 175 | 102 | 7 | 300 |  | 254 | 372 | 77 | 157 | 241 | 7 | 52 | 175 | 83 | 7 | 344 |  | 254 | 442 | 88 | 162 | 241 | 7 | 51 | 154 | 203 | 8 | 459 |  | 254 | 435 | 86 | 154 | 245 | 7 | 51 | 154 | 292 | 8 | 398
| 255 | 365 | 71 | 155 | 222 | 7 | 46 | 174 | 101 | 7 | 303 |  | 255 | 368 | 76 | 156 | 241 | 7 | 52 | 175 | 83 | 7 | 346 |  | 255 | 437 | 88 | 162 | 240 | 7 | 51 | 154 | 203 | 8 | 461 |  | 255 | 431 | 85 | 154 | 244 | 7 | 51 | 154 | 291 | 8 | 400
| 256 | 361 | 70 | 155 | 221 | 7 | 46 | 174 | 101 | 7 | 306 |  | 256 | 365 | 76 | 156 | 241 | 7 | 52 | 174 | 83 | 7 | 348 |  | 256 | 433 | 87 | 161 | 240 | 7 | 51 | 154 | 202 | 8 | 462 |  | 256 | 426 | 85 | 153 | 244 | 7 | 51 | 154 | 291 | 8 | 402
| 257 | 358 | 69 | 154 | 221 | 7 | 46 | 174 | 100 | 7 | 309 |  | 257 | 361 | 75 | 155 | 240 | 7 | 52 | 174 | 82 | 7 | 350 |  | 257 | 429 | 87 | 161 | 240 | 7 | 51 | 153 | 201 | 8 | 464 |  | 257 | 423 | 84 | 153 | 244 | 7 | 51 | 154 | 290 | 8 | 403
| 258 | 354 | 69 | 154 | 221 | 7 | 46 | 174 | 100 | 7 | 312 |  | 258 | 358 | 75 | 155 | 240 | 7 | 52 | 174 | 82 | 7 | 353 |  | 258 | 425 | 86 | 160 | 240 | 7 | 51 | 153 | 201 | 8 | 466 |  | 258 | 418 | 84 | 153 | 244 | 7 | 51 | 154 | 290 | 8 | 405
| 259 | 350 | 69 | 153 | 221 | 7 | 46 | 174 | 99 | 7 | 315 |  | 259 | 354 | 74 | 155 | 240 | 7 | 52 | 174 | 81 | 7 | 355 |  | 259 | 420 | 86 | 160 | 239 | 7 | 51 | 153 | 200 | 8 | 468 |  | 259 | 414 | 83 | 152 | 243 | 7 | 51 | 154 | 289 | 8 | 407
| 260 | 347 | 68 | 153 | 220 | 7 | 46 | 174 | 98 | 7 | 318 |  | 260 | 350 | 74 | 154 | 239 | 7 | 52 | 174 | 81 | 7 | 357 |  | 260 | 416 | 85 | 159 | 239 | 7 | 51 | 153 | 199 | 8 | 470 |  | 260 | 409 | 83 | 152 | 243 | 7 | 51 | 154 | 289 | 8 | 409
| 261 | 343 | 68 | 152 | 220 | 7 | 46 | 174 | 98 | 7 | 320 |  | 261 | 346 | 73 | 154 | 239 | 7 | 52 | 174 | 81 | 7 | 359 |  | 261 | 411 | 84 | 159 | 239 | 7 | 51 | 153 | 199 | 8 | 472 |  | 261 | 405 | 82 | 151 | 243 | 7 | 51 | 153 | 288 | 8 | 410
| 262 | 339 | 67 | 152 | 220 | 7 | 46 | 174 | 97 | 7 | 323 |  | 262 | 343 | 73 | 154 | 239 | 7 | 52 | 174 | 80 | 7 | 361 |  | 262 | 407 | 84 | 159 | 239 | 7 | 51 | 153 | 198 | 8 | 473 |  | 262 | 400 | 82 | 151 | 243 | 7 | 51 | 153 | 288 | 8 | 412
| 263 | 335 | 67 | 152 | 220 | 7 | 46 | 174 | 97 | 7 | 326 |  | 263 | 339 | 72 | 153 | 238 | 7 | 52 | 174 | 80 | 7 | 363 |  | 263 | 402 | 83 | 158 | 239 | 7 | 51 | 153 | 197 | 8 | 475 |  | 263 | 396 | 81 | 151 | 242 | 7 | 51 | 153 | 287 | 8 | 413
| 264 | 332 | 66 | 151 | 219 | 7 | 46 | 174 | 96 | 7 | 329 |  | 264 | 336 | 72 | 153 | 238 | 7 | 52 | 174 | 79 | 7 | 365 |  | 264 | 398 | 83 | 158 | 238 | 7 | 51 | 153 | 197 | 8 | 477 |  | 264 | 392 | 80 | 150 | 242 | 7 | 51 | 153 | 287 | 8 | 415
| 265 | 328 | 66 | 151 | 219 | 7 | 46 | 174 | 96 | 7 | 332 |  | 265 | 332 | 71 | 152 | 237 | 7 | 52 | 174 | 79 | 7 | 367 |  | 265 | 394 | 82 | 157 | 238 | 7 | 51 | 153 | 196 | 8 | 478 |  | 265 | 388 | 80 | 150 | 242 | 7 | 51 | 153 | 286 | 8 | 416
| 266 | 325 | 65 | 150 | 219 | 7 | 46 | 174 | 95 | 7 | 334 |  | 266 | 328 | 71 | 152 | 237 | 7 | 52 | 174 | 79 | 7 | 369 |  | 266 | 390 | 82 | 157 | 237 | 7 | 51 | 153 | 196 | 8 | 480 |  | 266 | 384 | 79 | 149 | 241 | 7 | 51 | 153 | 286 | 8 | 418
| 267 | 321 | 65 | 150 | 218 | 7 | 46 | 174 | 95 | 7 | 337 |  | 267 | 325 | 70 | 151 | 237 | 7 | 52 | 174 | 78 | 7 | 371 |  | 267 | 385 | 81 | 156 | 237 | 7 | 51 | 153 | 195 | 8 | 482 |  | 267 | 380 | 79 | 149 | 241 | 7 | 51 | 153 | 285 | 8 | 419
| 268 | 318 | 65 | 149 | 218 | 7 | 46 | 174 | 94 | 7 | 340 |  | 268 | 321 | 70 | 151 | 237 | 7 | 52 | 174 | 78 | 7 | 373 |  | 268 | 381 | 80 | 156 | 237 | 7 | 51 | 153 | 195 | 8 | 482 |  | 268 | 375 | 78 | 148 | 241 | 7 | 51 | 153 | 285 | 8 | 421
| 269 | 314 | 64 | 149 | 218 | 7 | 46 | 174 | 94 | 7 | 342 |  | 269 | 317 | 69 | 150 | 237 | 7 | 52 | 174 | 78 | 7 | 375 |  | 269 | 377 | 80 | 155 | 237 | 7 | 51 | 153 | 194 | 8 | 483 |  | 269 | 371 | 78 | 148 | 241 | 7 | 51 | 153 | 285 | 8 | 422
| 270 | 310 | 64 | 148 | 218 | 7 | 46 | 174 | 93 | 7 | 345 |  | 270 | 314 | 69 | 150 | 236 | 7 | 52 | 174 | 77 | 7 | 377 |  | 270 | 373 | 79 | 154 | 237 | 7 | 51 | 153 | 194 | 8 | 483 |  | 270 | 367 | 77 | 147 | 241 | 7 | 51 | 153 | 284 | 8 | 424
| 271 | 307 | 63 | 148 | 218 | 7 | 46 | 174 | 93 | 7 | 348 |  | 271 | 310 | 68 | 149 | 236 | 7 | 52 | 174 | 77 | 7 | 379 |  | 271 | 368 | 79 | 154 | 237 | 7 | 51 | 153 | 193 | 8 | 485 |  | 271 | 362 | 76 | 147 | 240 | 7 | 51 | 153 | 284 | 8 | 425
| 272 | 303 | 63 | 147 | 217 | 7 | 46 | 174 | 93 | 7 | 350 |  | 272 | 306 | 68 | 149 | 236 | 7 | 52 | 174 | 77 | 7 | 381 |  | 272 | 363 | 78 | 154 | 236 | 7 | 51 | 153 | 193 | 8 | 485 |  | 272 | 358 | 76 | 146 | 240 | 7 | 51 | 153 | 283 | 8 | 425
| 273 | 299 | 62 | 147 | 217 | 7 | 46 | 174 | 92 | 7 | 353 |  | 273 | 302 | 67 | 148 | 236 | 7 | 52 | 174 | 76 | 7 | 383 |  | 273 | 359 | 78 | 153 | 236 | 7 | 51 | 153 | 192 | 8 | 486 |  | 273 | 354 | 76 | 146 | 240 | 7 | 51 | 153 | 283 | 8 | 426
| 274 | 296 | 62 | 146 | 217 | 7 | 46 | 174 | 92 | 7 | 355 |  | 274 | 299 | 67 | 148 | 236 | 7 | 52 | 174 | 76 | 7 | 384 |  | 274 | 355 | 77 | 153 | 236 | 7 | 51 | 153 | 192 | 8 | 486 |  | 274 | 350 | 75 | 145 | 240 | 7 | 51 | 153 | 283 | 8 | 426
| 275 | 293 | 61 | 146 | 217 | 7 | 46 | 174 | 91 | 7 | 358 |  | 275 | 295 | 66 | 147 | 235 | 7 | 52 | 174 | 76 | 7 | 386 |  | 275 | 351 | 77 | 152 | 236 | 7 | 51 | 153 | 191 | 8 | 488 |  | 275 | 346 | 74 | 145 | 239 | 7 | 51 | 153 | 282 | 8 | 428
| 276 | 289 | 61 | 145 | 216 | 7 | 46 | 174 | 91 | 7 | 361 |  | 276 | 292 | 66 | 147 | 235 | 7 | 52 | 174 | 76 | 7 | 388 |  | 276 | 347 | 76 | 151 | 235 | 7 | 51 | 153 | 191 | 8 | 488 |  | 276 | 342 | 74 | 144 | 239 | 7 | 51 | 153 | 282 | 8 | 428
| 277 | 286 | 60 | 144 | 216 | 7 | 46 | 174 | 91 | 7 | 363 |  | 277 | 289 | 65 | 146 | 235 | 7 | 52 | 174 | 75 | 7 | 390 |  | 277 | 343 | 75 | 151 | 235 | 7 | 51 | 153 | 190 | 8 | 489 |  | 277 | 338 | 73 | 143 | 239 | 7 | 51 | 153 | 282 | 8 | 429
| 278 | 282 | 60 | 144 | 216 | 7 | 46 | 174 | 90 | 7 | 365 |  | 278 | 285 | 65 | 145 | 234 | 7 | 52 | 174 | 75 | 7 | 391 |  | 278 | 340 | 75 | 150 | 234 | 7 | 51 | 153 | 190 | 8 | 489 |  | 278 | 335 | 73 | 143 | 238 | 7 | 51 | 153 | 281 | 8 | 429
| 279 | 280 | 59 | 143 | 215 | 7 | 46 | 174 | 90 | 7 | 368 |  | 279 | 282 | 64 | 145 | 234 | 7 | 52 | 174 | 75 | 7 | 393 |  | 279 | 337 | 74 | 150 | 234 | 7 | 51 | 153 | 190 | 8 | 491 |  | 279 | 332 | 72 | 143 | 238 | 7 | 51 | 153 | 281 | 8 | 430
| 280 | 277 | 59 | 143 | 215 | 7 | 46 | 174 | 90 | 7 | 370 |  | 280 | 280 | 64 | 145 | 234 | 7 | 52 | 174 | 75 | 7 | 395 |  | 280 | 334 | 74 | 149 | 234 | 7 | 51 | 153 | 189 | 8 | 491 |  | 280 | 329 | 72 | 142 | 238 | 7 | 51 | 153 | 281 | 8 | 430
| 281 | 275 | 59 | 143 | 215 | 7 | 46 | 174 | 89 | 7 | 373 |  | 281 | 277 | 64 | 144 | 233 | 7 | 52 | 174 | 74 | 7 | 396 |  | 281 | 331 | 74 | 149 | 233 | 7 | 51 | 153 | 189 | 8 | 492 |  | 281 | 326 | 71 | 142 | 237 | 7 | 51 | 154 | 281 | 8 | 431
| 282 | 273 | 58 | 142 | 214 | 7 | 46 | 174 | 89 | 7 | 375 |  | 282 | 275 | 63 | 144 | 233 | 7 | 52 | 174 | 74 | 7 | 398 |  | 282 | 328 | 73 | 149 | 233 | 7 | 51 | 153 | 189 | 8 | 492 |  | 282 | 324 | 71 | 141 | 237 | 7 | 51 | 154 | 280 | 8 | 431
| 283 | 271 | 58 | 142 | 214 | 7 | 46 | 174 | 89 | 7 | 377 |  | 283 | 273 | 63 | 143 | 233 | 7 | 52 | 174 | 74 | 7 | 399 |  | 283 | 326 | 73 | 148 | 233 | 7 | 51 | 153 | 188 | 8 | 493 |  | 283 | 321 | 71 | 141 | 237 | 7 | 51 | 154 | 280 | 8 | 433
| 284 | 268 | 58 | 141 | 214 | 7 | 46 | 174 | 88 | 7 | 380 |  | 284 | 270 | 62 | 143 | 232 | 7 | 52 | 174 | 74 | 7 | 401 |  | 284 | 323 | 72 | 148 | 233 | 7 | 51 | 154 | 188 | 8 | 493 |  | 284 | 318 | 70 | 140 | 236 | 7 | 51 | 154 | 280 | 8 | 433
| 285 | 266 | 57 | 141 | 213 | 7 | 46 | 174 | 88 | 7 | 382 |  | 285 | 268 | 62 | 142 | 232 | 7 | 52 | 174 | 73 | 7 | 402 |  | 285 | 320 | 72 | 147 | 233 | 7 | 51 | 154 | 188 | 8 | 495 |  | 285 | 315 | 70 | 140 | 236 | 7 | 51 | 154 | 279 | 8 | 434
| 286 | 264 | 57 | 140 | 213 | 7 | 46 | 174 | 88 | 7 | 384 |  | 286 | 266 | 62 | 142 | 232 | 7 | 52 | 174 | 73 | 7 | 404 |  | 286 | 317 | 71 | 147 | 232 | 7 | 52 | 154 | 187 | 8 | 495 |  | 286 | 313 | 69 | 139 | 236 | 7 | 51 | 154 | 279 | 8 | 434
| 287 | 261 | 57 | 140 | 213 | 7 | 46 | 174 | 88 | 7 | 386 |  | 287 | 263 | 61 | 142 | 232 | 7 | 52 | 175 | 73 | 7 | 405 |  | 287 | 314 | 71 | 146 | 232 | 7 | 52 | 154 | 187 | 8 | 496 |  | 287 | 310 | 69 | 139 | 236 | 7 | 51 | 154 | 279 | 8 | 435
| 288 | 259 | 56 | 140 | 213 | 7 | 46 | 175 | 87 | 7 | 388 |  | 288 | 261 | 61 | 141 | 232 | 7 | 52 | 175 | 73 | 7 | 407 |  | 288 | 312 | 70 | 146 | 232 | 7 | 52 | 154 | 187 | 8 | 496 |  | 288 | 307 | 68 | 139 | 235 | 7 | 51 | 154 | 279 | 8 | 435
| 289 | 257 | 56 | 139 | 212 | 7 | 46 | 175 | 87 | 7 | 391 |  | 289 | 259 | 60 | 141 | 231 | 7 | 52 | 175 | 73 | 7 | 408 |  | 289 | 309 | 70 | 145 | 231 | 7 | 52 | 154 | 186 | 8 | 497 |  | 289 | 304 | 68 | 138 | 235 | 7 | 51 | 154 | 278 | 8 | 436
| 290 | 254 | 55 | 139 | 212 | 7 | 46 | 175 | 87 | 7 | 393 |  | 290 | 256 | 60 | 140 | 231 | 7 | 52 | 175 | 72 | 7 | 409 |  | 290 | 306 | 69 | 145 | 231 | 7 | 52 | 154 | 186 | 8 | 497 |  | 290 | 301 | 68 | 138 | 235 | 7 | 51 | 154 | 278 | 8 | 436
| 291 | 252 | 55 | 138 | 212 | 7 | 46 | 175 | 87 | 7 | 395 |  | 291 | 254 | 60 | 140 | 231 | 7 | 52 | 175 | 72 | 7 | 411 |  | 291 | 303 | 69 | 145 | 231 | 7 | 52 | 154 | 186 | 8 | 499 |  | 291 | 298 | 67 | 138 | 235 | 7 | 51 | 154 | 278 | 8 | 437
| 292 | 249 | 55 | 138 | 211 | 7 | 46 | 175 | 86 | 7 | 397 |  | 292 | 252 | 59 | 139 | 230 | 7 | 52 | 175 | 72 | 7 | 412 |  | 292 | 300 | 69 | 144 | 231 | 7 | 52 | 154 | 185 | 8 | 499 |  | 292 | 296 | 67 | 137 | 234 | 7 | 51 | 154 | 278 | 8 | 437
| 293 | 247 | 54 | 138 | 211 | 7 | 46 | 175 | 86 | 7 | 399 |  | 293 | 249 | 59 | 139 | 230 | 7 | 52 | 175 | 72 | 7 | 413 |  | 293 | 297 | 68 | 144 | 230 | 7 | 52 | 154 | 185 | 8 | 500 |  | 293 | 293 | 66 | 137 | 234 | 7 | 51 | 154 | 277 | 8 | 438
| 294 | 245 | 54 | 137 | 211 | 7 | 46 | 175 | 86 | 7 | 401 |  | 294 | 247 | 59 | 139 | 230 | 7 | 52 | 175 | 72 | 7 | 415 |  | 294 | 294 | 68 | 143 | 230 | 7 | 52 | 154 | 185 | 8 | 500 |  | 294 | 290 | 66 | 136 | 234 | 7 | 51 | 154 | 277 | 8 | 438
| 295 | 242 | 54 | 137 | 211 | 7 | 46 | 175 | 86 | 7 | 403 |  | 295 | 244 | 58 | 138 | 230 | 7 | 52 | 175 | 72 | 7 | 416 |  | 295 | 292 | 67 | 143 | 230 | 7 | 52 | 154 | 185 | 8 | 501 |  | 295 | 287 | 65 | 136 | 234 | 7 | 51 | 154 | 277 | 8 | 439
| 296 | 240 | 53 | 137 | 210 | 7 | 46 | 175 | 86 | 7 | 405 |  | 296 | 242 | 58 | 138 | 229 | 7 | 52 | 175 | 71 | 7 | 417 |  | 296 | 289 | 67 | 143 | 229 | 7 | 52 | 154 | 184 | 8 | 501 |  | 296 | 285 | 65 | 136 | 233 | 7 | 51 | 154 | 276 | 8 | 439
| 297 | 238 | 53 | 136 | 210 | 7 | 46 | 175 | 85 | 7 | 407 |  | 297 | 240 | 57 | 138 | 229 | 7 | 52 | 175 | 71 | 7 | 418 |  | 297 | 286 | 66 | 142 | 229 | 7 | 52 | 154 | 184 | 8 | 502 |  | 297 | 282 | 64 | 135 | 232 | 7 | 51 | 154 | 276 | 8 | 440
| 298 | 235 | 53 | 136 | 209 | 7 | 46 | 175 | 85 | 7 | 409 |  | 298 | 237 | 57 | 137 | 228 | 7 | 52 | 175 | 71 | 7 | 419 |  | 298 | 283 | 66 | 142 | 229 | 7 | 52 | 154 | 184 | 8 | 502 |  | 298 | 279 | 64 | 135 | 232 | 7 | 51 | 154 | 276 | 8 | 440
| 299 | 233 | 52 | 135 | 209 | 7 | 46 | 175 | 85 | 7 | 411 |  | 299 | 235 | 57 | 137 | 228 | 7 | 52 | 175 | 71 | 7 | 421 |  | 299 | 281 | 66 | 141 | 228 | 7 | 52 | 154 | 183 | 8 | 503 |  | 299 | 277 | 64 | 135 | 232 | 7 | 51 | 154 | 275 | 8 | 441
| 300 | 231 | 52 | 135 | 209 | 7 | 46 | 175 | 85 | 7 | 412 |  | 300 | 233 | 56 | 136 | 228 | 7 | 52 | 175 | 71 | 7 | 422 |  | 300 | 278 | 65 | 141 | 228 | 7 | 52 | 154 | 183 | 8 | 503 |  | 300 | 274 | 63 | 134 | 232 | 7 | 51 | 154 | 275 | 8 | 441
| 301 | 229 | 52 | 134 | 208 | 7 | 46 | 175 | 85 | 7 | 414 |  | 301 | 231 | 56 | 136 | 227 | 7 | 52 | 175 | 71 | 7 | 423 |  | 301 | 275 | 65 | 141 | 228 | 7 | 52 | 155 | 183 | 8 | 504 |  | 301 | 271 | 63 | 134 | 231 | 7 | 51 | 155 | 275 | 8 | 442
| 302 | 226 | 51 | 134 | 208 | 7 | 46 | 175 | 84 | 7 | 416 |  | 302 | 228 | 55 | 136 | 227 | 7 | 52 | 176 | 70 | 7 | 424 |  | 302 | 272 | 64 | 140 | 227 | 7 | 52 | 155 | 183 | 8 | 504 |  | 302 | 268 | 62 | 133 | 231 | 7 | 51 | 155 | 274 | 8 | 442
| 303 | 224 | 51 | 134 | 208 | 7 | 46 | 175 | 84 | 7 | 418 |  | 303 | 226 | 55 | 135 | 226 | 7 | 52 | 176 | 70 | 7 | 425 |  | 303 | 270 | 64 | 140 | 227 | 7 | 52 | 155 | 182 | 8 | 505 |  | 303 | 266 | 62 | 133 | 230 | 7 | 51 | 155 | 274 | 8 | 443
| 304 | 221 | 51 | 133 | 207 | 7 | 46 | 175 | 84 | 7 | 419 |  | 304 | 224 | 55 | 135 | 226 | 7 | 52 | 176 | 70 | 7 | 426 |  | 304 | 267 | 63 | 139 | 227 | 7 | 52 | 155 | 182 | 8 | 505 |  | 304 | 263 | 62 | 133 | 230 | 7 | 51 | 155 | 274 | 8 | 443
| 305 | 219 | 50 | 133 | 207 | 7 | 46 | 175 | 84 | 7 | 421 |  | 305 | 221 | 55 | 134 | 226 | 7 | 52 | 176 | 70 | 7 | 427 |  | 305 | 264 | 63 | 139 | 226 | 7 | 52 | 155 | 182 | 8 | 506 |  | 305 | 260 | 61 | 132 | 230 | 7 | 51 | 155 | 273 | 8 | 444
| 306 | 217 | 50 | 133 | 207 | 7 | 46 | 175 | 84 | 7 | 423 |  | 306 | 219 | 54 | 134 | 225 | 7 | 52 | 176 | 70 | 7 | 428 |  | 306 | 261 | 63 | 138 | 226 | 7 | 52 | 155 | 181 | 8 | 506 |  | 306 | 257 | 61 | 132 | 229 | 7 | 51 | 155 | 273 | 8 | 444
| 307 | 215 | 50 | 132 | 206 | 7 | 46 | 175 | 83 | 7 | 424 |  | 307 | 217 | 54 | 133 | 225 | 7 | 52 | 176 | 70 | 7 | 428 |  | 307 | 258 | 62 | 138 | 226 | 7 | 52 | 155 | 181 | 8 | 507 |  | 307 | 255 | 60 | 131 | 229 | 7 | 51 | 154 | 273 | 8 | 445
| 308 | 212 | 49 | 131 | 206 | 7 | 46 | 175 | 83 | 7 | 426 |  | 308 | 214 | 53 | 133 | 225 | 7 | 52 | 176 | 70 | 7 | 428 |  | 308 | 256 | 62 | 138 | 226 | 7 | 52 | 155 | 181 | 8 | 507 |  | 308 | 252 | 60 | 131 | 229 | 7 | 51 | 154 | 272 | 8 | 445
| 309 | 210 | 49 | 131 | 206 | 7 | 46 | 175 | 83 | 7 | 428 |  | 309 | 212 | 53 | 132 | 225 | 7 | 52 | 176 | 69 | 7 | 429 |  | 309 | 253 | 61 | 137 | 225 | 7 | 52 | 155 | 180 | 8 | 508 |  | 309 | 249 | 60 | 130 | 229 | 7 | 51 | 154 | 272 | 8 | 446
| 310 | 208 | 49 | 130 | 206 | 7 | 46 | 175 | 83 | 7 | 429 |  | 310 | 210 | 53 | 132 | 224 | 7 | 52 | 175 | 69 | 7 | 429 |  | 310 | 250 | 61 | 136 | 225 | 7 | 52 | 154 | 180 | 8 | 508 |  | 310 | 247 | 59 | 130 | 228 | 7 | 51 | 154 | 271 | 8 | 446
| 311 | 206 | 48 | 130 | 205 | 7 | 46 | 175 | 83 | 7 | 431 |  | 311 | 208 | 52 | 131 | 224 | 7 | 52 | 175 | 69 | 7 | 430 |  | 311 | 248 | 60 | 135 | 225 | 7 | 52 | 154 | 180 | 8 | 509 |  | 311 | 244 | 59 | 129 | 228 | 7 | 51 | 154 | 271 | 8 | 446
| 312 | 204 | 48 | 129 | 205 | 7 | 46 | 175 | 83 | 7 | 432 |  | 312 | 206 | 52 | 131 | 224 | 7 | 52 | 175 | 69 | 7 | 430 |  | 312 | 245 | 60 | 135 | 224 | 7 | 52 | 154 | 179 | 8 | 509 |  | 312 | 242 | 58 | 129 | 227 | 7 | 51 | 154 | 270 | 8 | 446
| 313 | 201 | 48 | 129 | 205 | 7 | 46 | 175 | 82 | 7 | 433 |  | 313 | 203 | 52 | 130 | 223 | 7 | 52 | 175 | 69 | 7 | 431 |  | 313 | 242 | 60 | 134 | 224 | 7 | 52 | 154 | 179 | 8 | 510 |  | 313 | 239 | 58 | 128 | 227 | 7 | 51 | 154 | 270 | 8 | 447
| 314 | 199 | 47 | 128 | 204 | 7 | 46 | 175 | 82 | 7 | 435 |  | 314 | 201 | 51 | 130 | 223 | 7 | 52 | 175 | 69 | 7 | 431 |  | 314 | 240 | 59 | 134 | 223 | 7 | 52 | 154 | 179 | 8 | 510 |  | 314 | 236 | 58 | 128 | 227 | 7 | 51 | 154 | 269 | 8 | 447
| 315 | 197 | 47 | 127 | 204 | 7 | 46 | 175 | 82 | 7 | 436 |  | 315 | 199 | 51 | 129 | 223 | 7 | 52 | 175 | 69 | 7 | 432 |  | 315 | 237 | 59 | 133 | 223 | 7 | 51 | 154 | 178 | 8 | 511 |  | 315 | 234 | 57 | 127 | 226 | 7 | 51 | 154 | 269 | 8 | 448
| 316 | 195 | 47 | 127 | 203 | 7 | 46 | 175 | 82 | 7 | 438 |  | 316 | 197 | 51 | 128 | 222 | 7 | 52 | 175 | 68 | 7 | 432 |  | 316 | 235 | 58 | 133 | 223 | 7 | 51 | 154 | 178 | 8 | 511 |  | 316 | 231 | 57 | 126 | 226 | 7 | 51 | 154 | 268 | 8 | 448
| 317 | 193 | 46 | 126 | 203 | 7 | 46 | 175 | 82 | 7 | 439 |  | 317 | 195 | 50 | 127 | 222 | 7 | 52 | 175 | 68 | 7 | 432 |  | 317 | 232 | 58 | 132 | 222 | 7 | 51 | 154 | 177 | 8 | 512 |  | 317 | 229 | 56 | 126 | 226 | 7 | 51 | 154 | 268 | 8 | 449
| 318 | 191 | 46 | 125 | 203 | 7 | 46 | 175 | 81 | 7 | 440 |  | 318 | 193 | 50 | 126 | 221 | 7 | 52 | 175 | 68 | 7 | 432 |  | 318 | 230 | 58 | 131 | 222 | 7 | 51 | 154 | 177 | 8 | 512 |  | 318 | 227 | 56 | 125 | 225 | 7 | 51 | 154 | 267 | 8 | 449
| 319 | 190 | 46 | 124 | 202 | 7 | 46 | 175 | 81 | 7 | 441 |  | 319 | 191 | 50 | 125 | 221 | 7 | 52 | 175 | 68 | 7 | 433 |  | 319 | 228 | 58 | 130 | 222 | 7 | 51 | 154 | 176 | 8 | 513 |  | 319 | 224 | 56 | 124 | 225 | 7 | 51 | 153 | 266 | 8 | 449
| 320 | 188 | 46 | 123 | 202 | 7 | 46 | 174 | 81 | 7 | 443 |  | 320 | 189 | 50 | 125 | 221 | 7 | 52 | 174 | 68 | 7 | 433 |  | 320 | 225 | 57 | 129 | 221 | 7 | 51 | 153 | 176 | 8 | 513 |  | 320 | 222 | 56 | 123 | 224 | 7 | 51 | 153 | 266 | 8 | 449
| 321 | 185 | 45 | 123 | 202 | 7 | 46 | 174 | 81 | 7 | 444 |  | 321 | 187 | 49 | 124 | 220 | 7 | 52 | 174 | 68 | 7 | 434 |  | 321 | 223 | 57 | 128 | 221 | 7 | 51 | 153 | 175 | 8 | 513 |  | 321 | 220 | 55 | 122 | 224 | 7 | 51 | 153 | 265 | 8 | 450
| 322 | 183 | 45 | 122 | 201 | 7 | 45 | 174 | 81 | 7 | 445 |  | 322 | 185 | 49 | 123 | 220 | 7 | 52 | 174 | 67 | 7 | 434 |  | 322 | 221 | 57 | 128 | 221 | 7 | 51 | 153 | 175 | 8 | 513 |  | 322 | 217 | 55 | 122 | 224 | 7 | 51 | 153 | 264 | 8 | 450
| 323 | 182 | 45 | 122 | 201 | 7 | 45 | 174 | 80 | 7 | 446 |  | 323 | 183 | 49 | 123 | 220 | 7 | 52 | 174 | 67 | 7 | 435 |  | 323 | 219 | 56 | 127 | 220 | 7 | 51 | 153 | 174 | 8 | 514 |  | 323 | 215 | 55 | 121 | 223 | 7 | 51 | 153 | 264 | 8 | 451
| 324 | 180 | 45 | 121 | 200 | 7 | 45 | 174 | 80 | 7 | 447 |  | 324 | 182 | 48 | 122 | 219 | 7 | 52 | 174 | 67 | 7 | 435 |  | 324 | 217 | 56 | 127 | 220 | 7 | 51 | 153 | 174 | 8 | 514 |  | 324 | 213 | 55 | 121 | 223 | 7 | 51 | 153 | 263 | 8 | 451
| 325 | 178 | 45 | 121 | 200 | 7 | 45 | 173 | 80 | 7 | 448 |  | 325 | 180 | 48 | 122 | 219 | 7 | 52 | 173 | 67 | 7 | 435 |  | 325 | 215 | 56 | 126 | 219 | 7 | 51 | 153 | 173 | 8 | 515 |  | 325 | 211 | 54 | 120 | 222 | 7 | 51 | 152 | 262 | 8 | 451
| 326 | 177 | 44 | 120 | 199 | 7 | 45 | 173 | 80 | 7 | 449 |  | 326 | 179 | 48 | 121 | 218 | 7 | 52 | 173 | 67 | 7 | 435 |  | 326 | 213 | 56 | 125 | 219 | 7 | 51 | 152 | 173 | 8 | 515 |  | 326 | 209 | 54 | 119 | 222 | 7 | 51 | 152 | 261 | 8 | 451
| 327 | 176 | 44 | 119 | 199 | 7 | 45 | 173 | 80 | 7 | 450 |  | 327 | 177 | 48 | 120 | 218 | 7 | 52 | 173 | 67 | 7 | 436 |  | 327 | 211 | 56 | 124 | 218 | 7 | 51 | 152 | 172 | 8 | 515 |  | 327 | 208 | 54 | 119 | 221 | 7 | 51 | 152 | 260 | 8 | 452
| 328 | 174 | 44 | 118 | 198 | 7 | 45 | 172 | 79 | 7 | 451 |  | 328 | 175 | 48 | 120 | 217 | 7 | 52 | 172 | 66 | 7 | 436 |  | 328 | 209 | 55 | 124 | 218 | 7 | 51 | 152 | 171 | 8 | 515 |  | 328 | 206 | 54 | 118 | 221 | 7 | 51 | 151 | 260 | 8 | 452
| 329 | 173 | 44 | 117 | 198 | 7 | 45 | 172 | 79 | 7 | 452 |  | 329 | 174 | 48 | 119 | 217 | 7 | 52 | 172 | 66 | 7 | 436 |  | 329 | 208 | 55 | 123 | 217 | 7 | 51 | 151 | 171 | 8 | 516 |  | 329 | 204 | 53 | 117 | 220 | 7 | 51 | 151 | 259 | 8 | 452
| 330 | 171 | 44 | 117 | 197 | 7 | 45 | 172 | 79 | 7 | 453 |  | 330 | 173 | 47 | 118 | 216 | 7 | 52 | 172 | 66 | 7 | 436 |  | 330 | 206 | 55 | 122 | 217 | 7 | 51 | 151 | 170 | 8 | 516 |  | 330 | 203 | 53 | 116 | 220 | 7 | 51 | 151 | 258 | 8 | 452
| 331 | 171 | 44 | 115 | 197 | 7 | 45 | 171 | 78 | 7 | 454 |  | 331 | 172 | 47 | 117 | 216 | 7 | 52 | 171 | 66 | 7 | 437 |  | 331 | 205 | 55 | 121 | 217 | 7 | 51 | 151 | 169 | 8 | 517 |  | 331 | 201 | 53 | 115 | 219 | 7 | 51 | 151 | 257 | 8 | 453
| 332 | 170 | 43 | 114 | 196 | 7 | 45 | 171 | 78 | 7 | 455 |  | 332 | 171 | 47 | 115 | 215 | 7 | 52 | 171 | 65 | 7 | 437 |  | 332 | 204 | 54 | 119 | 216 | 7 | 51 | 150 | 169 | 8 | 517 |  | 332 | 200 | 52 | 114 | 219 | 7 | 51 | 150 | 256 | 8 | 453
| 333 | 169 | 43 | 113 | 196 | 7 | 45 | 171 | 78 | 7 | 455 |  | 333 | 171 | 46 | 114 | 215 | 7 | 52 | 171 | 65 | 7 | 437 |  | 333 | 203 | 54 | 118 | 216 | 7 | 51 | 150 | 168 | 8 | 517 |  | 333 | 199 | 52 | 112 | 219 | 7 | 51 | 150 | 255 | 8 | 453
| 334 | 168 | 43 | 111 | 196 | 7 | 45 | 170 | 78 | 7 | 456 |  | 334 | 170 | 46 | 112 | 215 | 7 | 52 | 170 | 65 | 7 | 437 |  | 334 | 202 | 53 | 116 | 215 | 7 | 51 | 150 | 167 | 8 | 517 |  | 334 | 198 | 52 | 111 | 218 | 7 | 51 | 149 | 254 | 8 | 453
| 335 | 168 | 42 | 110 | 195 | 7 | 45 | 170 | 77 | 7 | 457 |  | 335 | 169 | 46 | 111 | 214 | 7 | 52 | 170 | 65 | 7 | 438 |  | 335 | 201 | 53 | 115 | 215 | 7 | 51 | 149 | 166 | 8 | 518 |  | 335 | 197 | 51 | 109 | 218 | 7 | 51 | 149 | 253 | 8 | 454
| 336 | 167 | 42 | 108 | 195 | 7 | 45 | 169 | 77 | 7 | 458 |  | 336 | 168 | 45 | 110 | 214 | 7 | 52 | 169 | 65 | 7 | 438 |  | 336 | 200 | 52 | 114 | 215 | 7 | 51 | 149 | 166 | 8 | 518 |  | 336 | 196 | 51 | 108 | 217 | 7 | 51 | 149 | 251 | 8 | 454
| 337 | 166 | 42 | 108 | 194 | 7 | 45 | 169 | 77 | 7 | 458 |  | 337 | 167 | 45 | 109 | 214 | 7 | 52 | 169 | 64 | 7 | 438 |  | 337 | 198 | 52 | 112 | 214 | 7 | 51 | 148 | 165 | 8 | 518 |  | 337 | 195 | 50 | 107 | 217 | 7 | 51 | 148 | 250 | 8 | 454
| 338 | 165 | 41 | 106 | 194 | 7 | 45 | 168 | 76 | 7 | 459 |  | 338 | 166 | 45 | 107 | 213 | 7 | 52 | 168 | 64 | 7 | 438 |  | 338 | 197 | 52 | 111 | 214 | 7 | 51 | 148 | 164 | 8 | 518 |  | 338 | 194 | 50 | 106 | 217 | 7 | 51 | 148 | 249 | 8 | 454
| 339 | 164 | 41 | 105 | 194 | 7 | 45 | 168 | 76 | 7 | 460 |  | 339 | 165 | 44 | 106 | 213 | 7 | 52 | 167 | 64 | 7 | 439 |  | 339 | 196 | 51 | 110 | 213 | 7 | 51 | 147 | 163 | 8 | 519 |  | 339 | 192 | 50 | 105 | 216 | 7 | 51 | 147 | 248 | 8 | 455
| 340 | 163 | 40 | 104 | 193 | 7 | 45 | 167 | 76 | 7 | 460 |  | 340 | 164 | 44 | 105 | 212 | 7 | 52 | 167 | 63 | 7 | 439 |  | 340 | 195 | 51 | 109 | 213 | 7 | 51 | 147 | 162 | 8 | 519 |  | 340 | 191 | 49 | 103 | 216 | 7 | 51 | 147 | 246 | 8 | 455
| 341 | 163 | 40 | 103 | 193 | 7 | 45 | 166 | 75 | 7 | 461 |  | 341 | 164 | 43 | 104 | 212 | 7 | 52 | 166 | 63 | 7 | 439 |  | 341 | 194 | 50 | 108 | 213 | 7 | 51 | 146 | 161 | 8 | 519 |  | 341 | 190 | 48 | 102 | 215 | 7 | 51 | 146 | 245 | 8 | 455
| 342 | 162 | 39 | 102 | 192 | 7 | 45 | 166 | 75 | 7 | 461 |  | 342 | 163 | 42 | 103 | 211 | 7 | 51 | 166 | 63 | 7 | 439 |  | 342 | 193 | 49 | 107 | 212 | 7 | 51 | 146 | 160 | 8 | 519 |  | 342 | 189 | 48 | 102 | 215 | 7 | 51 | 145 | 244 | 8 | 455
| 343 | 161 | 38 | 101 | 192 | 7 | 45 | 165 | 74 | 7 | 462 |  | 343 | 163 | 41 | 102 | 211 | 7 | 51 | 165 | 63 | 7 | 439 |  | 343 | 192 | 48 | 106 | 212 | 7 | 51 | 145 | 159 | 8 | 519 |  | 343 | 188 | 46 | 101 | 214 | 7 | 51 | 145 | 242 | 8 | 455
| 344 | 161 | 37 | 100 | 191 | 7 | 45 | 164 | 74 | 7 | 462 |  | 344 | 162 | 40 | 101 | 211 | 7 | 51 | 164 | 62 | 7 | 439 |  | 344 | 191 | 47 | 105 | 211 | 7 | 51 | 145 | 158 | 8 | 519 |  | 344 | 187 | 46 | 100 | 214 | 7 | 51 | 144 | 241 | 8 | 455
| 345 | 160 | 36 | 99 | 191 | 7 | 45 | 164 | 74 | 7 | 462 |  | 345 | 162 | 39 | 100 | 210 | 7 | 51 | 164 | 62 | 7 | 440 |  | 345 | 190 | 46 | 104 | 211 | 7 | 51 | 144 | 157 | 8 | 520 |  | 345 | 186 | 45 | 99 | 214 | 7 | 50 | 144 | 239 | 8 | 456
| 346 | 160 | 35 | 98 | 191 | 7 | 45 | 163 | 73 | 7 | 463 |  | 346 | 161 | 38 | 99 | 210 | 7 | 51 | 163 | 62 | 7 | 440 |  | 346 | 190 | 45 | 103 | 211 | 7 | 51 | 143 | 156 | 8 | 520 |  | 346 | 186 | 44 | 98 | 213 | 7 | 50 | 143 | 238 | 8 | 456
| 347 | 159 | 34 | 97 | 190 | 7 | 45 | 162 | 73 | 7 | 463 |  | 347 | 161 | 37 | 98 | 209 | 7 | 51 | 162 | 61 | 7 | 440 |  | 347 | 190 | 43 | 101 | 210 | 7 | 51 | 143 | 155 | 8 | 520 |  | 347 | 186 | 42 | 97 | 213 | 7 | 50 | 142 | 236 | 8 | 456
| 348 | 159 | 33 | 96 | 190 | 7 | 45 | 161 | 72 | 7 | 463 |  | 348 | 160 | 36 | 97 | 209 | 7 | 51 | 161 | 61 | 7 | 440 |  | 348 | 189 | 42 | 101 | 210 | 7 | 50 | 142 | 154 | 8 | 520 |  | 348 | 185 | 41 | 96 | 212 | 7 | 50 | 141 | 234 | 8 | 456
| 349 | 158 | 33 | 95 | 189 | 7 | 45 | 160 | 72 | 7 | 463 |  | 349 | 159 | 35 | 96 | 208 | 7 | 51 | 160 | 61 | 7 | 440 |  | 349 | 188 | 41 | 100 | 209 | 7 | 50 | 141 | 152 | 8 | 520 |  | 349 | 184 | 40 | 95 | 212 | 7 | 50 | 141 | 233 | 8 | 456
| 350 | 157 | 32 | 94 | 189 | 7 | 45 | 160 | 71 | 7 | 463 |  | 350 | 158 | 35 | 95 | 208 | 7 | 51 | 159 | 60 | 7 | 440 |  | 350 | 186 | 41 | 99 | 209 | 7 | 50 | 140 | 151 | 8 | 520 |  | 350 | 183 | 39 | 94 | 211 | 7 | 50 | 140 | 231 | 8 | 456
| 351 | 156 | 32 | 94 | 188 | 7 | 45 | 159 | 71 | 7 | 464 |  | 351 | 157 | 34 | 95 | 208 | 7 | 51 | 159 | 60 | 7 | 440 |  | 351 | 185 | 40 | 98 | 209 | 7 | 50 | 140 | 150 | 8 | 521 |  | 351 | 181 | 38 | 93 | 211 | 7 | 50 | 139 | 229 | 8 | 457
| 352 | 154 | 31 | 93 | 188 | 7 | 45 | 158 | 70 | 7 | 464 |  | 352 | 156 | 34 | 94 | 207 | 7 | 51 | 158 | 59 | 7 | 440 |  | 352 | 184 | 39 | 97 | 208 | 7 | 50 | 139 | 148 | 8 | 521 |  | 352 | 180 | 38 | 93 | 211 | 7 | 50 | 138 | 227 | 8 | 457
| 353 | 153 | 31 | 93 | 188 | 7 | 45 | 157 | 70 | 7 | 464 |  | 353 | 154 | 33 | 94 | 207 | 7 | 51 | 157 | 59 | 7 | 441 |  | 353 | 182 | 38 | 97 | 208 | 7 | 50 | 138 | 147 | 8 | 521 |  | 353 | 178 | 37 | 92 | 210 | 7 | 50 | 137 | 225 | 8 | 457
| 354 | 151 | 30 | 92 | 187 | 7 | 44 | 156 | 69 | 7 | 464 |  | 354 | 153 | 33 | 93 | 206 | 7 | 51 | 156 | 59 | 7 | 441 |  | 354 | 180 | 38 | 96 | 207 | 7 | 50 | 137 | 146 | 8 | 521 |  | 354 | 176 | 37 | 92 | 210 | 7 | 50 | 137 | 223 | 8 | 457
| 355 | 150 | 30 | 92 | 187 | 7 | 44 | 155 | 68 | 7 | 464 |  | 355 | 151 | 33 | 93 | 206 | 7 | 51 | 155 | 58 | 7 | 441 |  | 355 | 178 | 38 | 96 | 207 | 7 | 50 | 136 | 144 | 8 | 521 |  | 355 | 174 | 36 | 91 | 209 | 7 | 50 | 136 | 221 | 8 | 457
| 356 | 148 | 30 | 91 | 186 | 7 | 44 | 154 | 68 | 7 | 464 |  | 356 | 149 | 32 | 92 | 206 | 7 | 51 | 154 | 58 | 7 | 441 |  | 356 | 176 | 37 | 95 | 206 | 7 | 50 | 135 | 143 | 8 | 521 |  | 356 | 172 | 36 | 91 | 209 | 7 | 50 | 135 | 219 | 8 | 457
| 357 | 146 | 30 | 91 | 186 | 7 | 44 | 153 | 67 | 7 | 464 |  | 357 | 148 | 32 | 92 | 205 | 7 | 51 | 152 | 57 | 7 | 441 |  | 357 | 174 | 37 | 95 | 206 | 7 | 50 | 134 | 141 | 8 | 521 |  | 357 | 170 | 36 | 90 | 208 | 7 | 50 | 134 | 217 | 8 | 457
| 358 | 145 | 29 | 90 | 185 | 7 | 44 | 151 | 66 | 7 | 464 |  | 358 | 146 | 32 | 91 | 205 | 7 | 51 | 151 | 57 | 7 | 441 |  | 358 | 172 | 37 | 94 | 206 | 7 | 50 | 133 | 140 | 8 | 521 |  | 358 | 168 | 36 | 90 | 208 | 7 | 50 | 133 | 215 | 8 | 457
| 359 | 143 | 29 | 90 | 185 | 7 | 44 | 150 | 66 | 7 | 464 |  | 359 | 144 | 31 | 91 | 204 | 7 | 51 | 150 | 56 | 7 | 441 |  | 359 | 170 | 36 | 94 | 205 | 7 | 50 | 132 | 138 | 8 | 521 |  | 359 | 166 | 35 | 89 | 207 | 7 | 50 | 132 | 213 | 8 | 457
| 360 | 141 | 29 | 90 | 184 | 7 | 44 | 149 | 65 | 7 | 464 |  | 360 | 142 | 31 | 91 | 204 | 7 | 50 | 149 | 56 | 7 | 441 |  | 360 | 168 | 36 | 93 | 205 | 7 | 50 | 131 | 136 | 8 | 521 |  | 360 | 164 | 35 | 89 | 207 | 7 | 49 | 131 | 211 | 8 | 457
| 361 | 140 | 28 | 89 | 184 | 7 | 44 | 148 | 64 | 7 | 464 |  | 361 | 141 | 31 | 90 | 203 | 7 | 50 | 148 | 55 | 7 | 441 |  | 361 | 166 | 35 | 93 | 204 | 7 | 50 | 130 | 135 | 8 | 521 |  | 361 | 162 | 34 | 88 | 207 | 7 | 49 | 130 | 208 | 8 | 457
| 362 | 138 | 28 | 89 | 183 | 7 | 44 | 146 | 64 | 7 | 464 |  | 362 | 139 | 31 | 90 | 203 | 7 | 50 | 146 | 55 | 7 | 441 |  | 362 | 164 | 35 | 93 | 204 | 7 | 49 | 129 | 133 | 8 | 521 |  | 362 | 160 | 34 | 88 | 206 | 7 | 49 | 128 | 206 | 8 | 457
| 363 | 136 | 28 | 88 | 183 | 7 | 44 | 145 | 63 | 7 | 464 |  | 363 | 137 | 30 | 89 | 202 | 7 | 50 | 145 | 54 | 7 | 441 |  | 363 | 162 | 35 | 92 | 204 | 7 | 49 | 128 | 131 | 8 | 521 |  | 363 | 158 | 34 | 88 | 206 | 7 | 49 | 127 | 203 | 8 | 457
| 364 | 135 | 28 | 88 | 182 | 7 | 44 | 144 | 62 | 7 | 464 |  | 364 | 135 | 30 | 89 | 202 | 7 | 50 | 144 | 54 | 7 | 441 |  | 364 | 160 | 34 | 92 | 203 | 7 | 49 | 127 | 130 | 8 | 521 |  | 364 | 156 | 33 | 87 | 205 | 7 | 49 | 126 | 201 | 8 | 457
| 365 | 133 | 27 | 88 | 182 | 7 | 44 | 142 | 61 | 7 | 464 |  | 365 | 134 | 30 | 89 | 202 | 7 | 50 | 142 | 53 | 7 | 441 |  | 365 | 158 | 34 | 91 | 203 | 7 | 49 | 125 | 128 | 8 | 521 |  | 365 | 154 | 33 | 87 | 205 | 7 | 49 | 125 | 198 | 8 | 457

## 2030-31 Severe Load Curve
A5.1Y - 2030/31 Load curve (1-in-50) - Community Renewables | [11 empty] | A5.1Z - 2030/31 Load curve (1-in-50) - Two Degrees | [11 empty] | A5.1AA - 2030/31 Load curve (1-in-50) - Steady Progression | [11 empty] | A5.1AB - 2030/31 Load curve (1-in-50) - Consumer Evolution
Source: National Grid | [11 empty] | Source: National Grid | [11 empty] | Source: National Grid | [11 empty] | Source: National Grid
| Day number | NDM 0 - 73.2 MWh | NDM 73.2-732 MWh | NDM > 732 MWh | Total DM | LDZ Shrinkage | NTS Industrial | Exports to Ireland | NTS Power | NTS Shrinkage | IUK |  | Day number | NDM 0 - 73.2 MWh | NDM 73.2-732 MWh | NDM > 732 MWh | Total DM | LDZ Shrinkage | NTS Industrial | Exports to Ireland | NTS Power | NTS Shrinkage | IUK |  | Day number | NDM 0 - 73.2 MWh | NDM 73.2-732 MWh | NDM > 732 MWh | Total DM | LDZ Shrinkage | NTS Industrial | Exports to Ireland | NTS Power | NTS Shrinkage | IUK |  | Day number | NDM 0 - 73.2 MWh | NDM 73.2-732 MWh | NDM > 732 MWh | Total DM | LDZ Shrinkage | NTS Industrial | Exports to Ireland | NTS Power | NTS Shrinkage | IUK
| 1 | 1981 | 320 | 466 | 348 | 6 | 51 | 265 | 225 | 7 | 0 |  | 1 | 2030 | 350 | 491 | 352 | 6 | 77 | 265 | 132 | 7 | 0 |  | 1 | 2643 | 426 | 498 | 375 | 6 | 57 | 243 | 453 | 9 | 0 |  | 1 | 2561 | 407 | 469 | 378 | 6 | 57 | 242 | 594 | 9 | 0
| 2 | 1927 | 313 | 457 | 336 | 6 | 51 | 264 | 224 | 7 | 0 |  | 2 | 1976 | 342 | 480 | 342 | 6 | 77 | 264 | 132 | 7 | 0 |  | 2 | 2569 | 418 | 490 | 363 | 6 | 57 | 242 | 451 | 9 | 0 |  | 2 | 2490 | 400 | 461 | 365 | 6 | 57 | 242 | 592 | 9 | 0
| 3 | 1879 | 306 | 449 | 325 | 6 | 51 | 263 | 223 | 7 | 0 |  | 3 | 1925 | 335 | 473 | 333 | 6 | 77 | 263 | 131 | 7 | 0 |  | 3 | 2508 | 408 | 480 | 353 | 6 | 57 | 241 | 450 | 9 | 0 |  | 3 | 2431 | 390 | 452 | 354 | 6 | 57 | 241 | 591 | 9 | 0
| 4 | 1839 | 298 | 440 | 316 | 6 | 51 | 262 | 222 | 7 | 0 |  | 4 | 1881 | 328 | 464 | 326 | 6 | 77 | 262 | 131 | 7 | 0 |  | 4 | 2451 | 400 | 472 | 344 | 6 | 57 | 241 | 449 | 9 | 0 |  | 4 | 2378 | 381 | 443 | 345 | 6 | 57 | 240 | 589 | 9 | 0
| 5 | 1800 | 293 | 432 | 309 | 6 | 51 | 261 | 221 | 7 | 0 |  | 5 | 1845 | 321 | 455 | 320 | 6 | 77 | 261 | 130 | 7 | 0 |  | 5 | 2399 | 392 | 464 | 337 | 6 | 57 | 240 | 447 | 9 | 0 |  | 5 | 2328 | 373 | 436 | 337 | 6 | 57 | 239 | 587 | 9 | 0
| 6 | 1763 | 289 | 427 | 303 | 6 | 51 | 260 | 220 | 7 | 0 |  | 6 | 1806 | 316 | 449 | 315 | 6 | 76 | 260 | 130 | 7 | 0 |  | 6 | 2356 | 383 | 456 | 331 | 6 | 57 | 239 | 446 | 9 | 0 |  | 6 | 2281 | 368 | 430 | 330 | 6 | 57 | 239 | 585 | 9 | 0
| 7 | 1731 | 284 | 422 | 298 | 6 | 51 | 260 | 219 | 7 | 0 |  | 7 | 1772 | 311 | 444 | 311 | 6 | 76 | 260 | 129 | 7 | 0 |  | 7 | 2309 | 379 | 452 | 325 | 6 | 57 | 238 | 444 | 9 | 0 |  | 7 | 2239 | 362 | 426 | 325 | 6 | 57 | 238 | 583 | 9 | 0
| 8 | 1706 | 278 | 415 | 294 | 6 | 51 | 259 | 218 | 7 | 0 |  | 8 | 1744 | 306 | 438 | 307 | 6 | 76 | 259 | 128 | 7 | 0 |  | 8 | 2269 | 375 | 448 | 321 | 6 | 57 | 238 | 443 | 9 | 0 |  | 8 | 2201 | 358 | 421 | 321 | 6 | 56 | 237 | 582 | 9 | 0
| 9 | 1678 | 276 | 411 | 291 | 6 | 51 | 258 | 217 | 7 | 0 |  | 9 | 1719 | 301 | 433 | 305 | 6 | 76 | 258 | 128 | 7 | 0 |  | 9 | 2235 | 370 | 443 | 318 | 6 | 57 | 237 | 442 | 9 | 0 |  | 9 | 2167 | 354 | 417 | 317 | 6 | 56 | 237 | 580 | 9 | 0
| 10 | 1657 | 272 | 407 | 289 | 6 | 51 | 257 | 216 | 7 | 0 |  | 10 | 1700 | 296 | 426 | 303 | 6 | 76 | 257 | 127 | 7 | 0 |  | 10 | 2208 | 365 | 437 | 315 | 6 | 57 | 236 | 440 | 9 | 0 |  | 10 | 2141 | 349 | 412 | 315 | 6 | 56 | 236 | 578 | 9 | 0
| 11 | 1634 | 270 | 405 | 288 | 6 | 51 | 256 | 215 | 7 | 0 |  | 11 | 1676 | 294 | 425 | 301 | 6 | 76 | 256 | 127 | 7 | 0 |  | 11 | 2182 | 360 | 433 | 314 | 6 | 56 | 235 | 439 | 9 | 0 |  | 11 | 2116 | 344 | 408 | 313 | 6 | 56 | 235 | 576 | 9 | 0
| 12 | 1615 | 268 | 402 | 287 | 6 | 51 | 255 | 214 | 7 | 0 |  | 12 | 1656 | 292 | 422 | 300 | 6 | 76 | 255 | 126 | 7 | 0 |  | 12 | 2159 | 355 | 430 | 312 | 6 | 56 | 234 | 438 | 9 | 0 |  | 12 | 2094 | 340 | 405 | 312 | 6 | 56 | 235 | 575 | 9 | 0
| 13 | 1600 | 265 | 399 | 286 | 6 | 51 | 254 | 214 | 7 | 0 |  | 13 | 1640 | 289 | 419 | 300 | 6 | 76 | 255 | 126 | 7 | 0 |  | 13 | 2137 | 353 | 427 | 312 | 6 | 56 | 234 | 437 | 9 | 0 |  | 13 | 2073 | 338 | 402 | 311 | 6 | 56 | 234 | 573 | 9 | 0
| 14 | 1586 | 264 | 397 | 286 | 6 | 51 | 254 | 213 | 7 | 0 |  | 14 | 1624 | 288 | 417 | 300 | 6 | 76 | 254 | 125 | 7 | 0 |  | 14 | 2116 | 352 | 425 | 311 | 6 | 56 | 233 | 435 | 9 | 0 |  | 14 | 2053 | 336 | 400 | 311 | 6 | 56 | 233 | 571 | 9 | 0
| 15 | 1573 | 262 | 394 | 286 | 6 | 51 | 253 | 212 | 7 | 0 |  | 15 | 1611 | 286 | 415 | 299 | 6 | 76 | 253 | 125 | 7 | 0 |  | 15 | 2098 | 350 | 424 | 311 | 6 | 56 | 232 | 434 | 9 | 0 |  | 15 | 2035 | 335 | 399 | 311 | 6 | 56 | 232 | 570 | 9 | 0
| 16 | 1563 | 260 | 392 | 287 | 6 | 50 | 252 | 211 | 7 | 0 |  | 16 | 1599 | 284 | 413 | 299 | 6 | 75 | 252 | 125 | 7 | 0 |  | 16 | 2083 | 348 | 422 | 311 | 6 | 56 | 232 | 433 | 9 | 0 |  | 16 | 2021 | 333 | 397 | 311 | 6 | 56 | 232 | 568 | 9 | 0
| 17 | 1552 | 259 | 390 | 287 | 6 | 50 | 251 | 210 | 7 | 0 |  | 17 | 1589 | 283 | 410 | 299 | 6 | 75 | 251 | 124 | 7 | 0 |  | 17 | 2068 | 347 | 420 | 311 | 6 | 56 | 231 | 432 | 9 | 0 |  | 17 | 2008 | 331 | 395 | 311 | 6 | 56 | 231 | 566 | 9 | 0
| 18 | 1542 | 258 | 389 | 286 | 6 | 50 | 250 | 210 | 7 | 0 |  | 18 | 1579 | 281 | 409 | 299 | 6 | 75 | 250 | 124 | 7 | 0 |  | 18 | 2056 | 345 | 418 | 311 | 6 | 56 | 230 | 431 | 9 | 0 |  | 18 | 1995 | 329 | 394 | 311 | 6 | 56 | 230 | 565 | 9 | 0
| 19 | 1533 | 256 | 388 | 286 | 6 | 50 | 250 | 209 | 7 | 0 |  | 19 | 1569 | 280 | 407 | 298 | 6 | 75 | 250 | 123 | 7 | 0 |  | 19 | 2045 | 343 | 416 | 311 | 6 | 56 | 229 | 429 | 9 | 0 |  | 19 | 1984 | 328 | 392 | 311 | 6 | 56 | 230 | 563 | 9 | 0
| 20 | 1525 | 255 | 386 | 285 | 6 | 50 | 249 | 208 | 7 | 0 |  | 20 | 1560 | 278 | 406 | 298 | 6 | 75 | 249 | 123 | 7 | 0 |  | 20 | 2033 | 341 | 415 | 310 | 6 | 56 | 229 | 428 | 9 | 0 |  | 20 | 1972 | 326 | 391 | 310 | 6 | 56 | 229 | 562 | 9 | 0
| 21 | 1517 | 253 | 384 | 285 | 6 | 50 | 248 | 207 | 7 | 0 |  | 21 | 1551 | 277 | 404 | 297 | 6 | 75 | 248 | 122 | 7 | 0 |  | 21 | 2022 | 339 | 413 | 310 | 6 | 56 | 228 | 427 | 9 | 0 |  | 21 | 1961 | 324 | 389 | 310 | 6 | 56 | 228 | 560 | 9 | 0
| 22 | 1508 | 252 | 383 | 283 | 6 | 50 | 247 | 207 | 7 | 0 |  | 22 | 1543 | 275 | 402 | 296 | 6 | 75 | 247 | 122 | 7 | 0 |  | 22 | 2011 | 337 | 411 | 309 | 6 | 56 | 227 | 426 | 9 | 0 |  | 22 | 1951 | 323 | 387 | 309 | 6 | 56 | 228 | 559 | 9 | 0
| 23 | 1502 | 250 | 381 | 283 | 6 | 50 | 246 | 206 | 7 | 0 |  | 23 | 1537 | 273 | 400 | 295 | 6 | 75 | 247 | 122 | 7 | 0 |  | 23 | 2002 | 335 | 409 | 308 | 6 | 56 | 227 | 425 | 9 | 0 |  | 23 | 1941 | 321 | 386 | 308 | 6 | 56 | 227 | 557 | 9 | 0
| 24 | 1495 | 248 | 379 | 282 | 6 | 50 | 246 | 205 | 7 | 0 |  | 24 | 1530 | 271 | 398 | 295 | 6 | 75 | 246 | 121 | 7 | 0 |  | 24 | 1993 | 333 | 407 | 308 | 6 | 56 | 226 | 424 | 9 | 0 |  | 24 | 1933 | 319 | 383 | 308 | 6 | 56 | 226 | 556 | 9 | 0
| 25 | 1490 | 247 | 376 | 281 | 6 | 50 | 245 | 204 | 7 | 0 |  | 25 | 1525 | 269 | 395 | 294 | 6 | 75 | 245 | 121 | 7 | 0 |  | 25 | 1985 | 331 | 405 | 307 | 6 | 56 | 225 | 423 | 9 | 0 |  | 25 | 1925 | 317 | 381 | 307 | 6 | 56 | 226 | 554 | 9 | 0
| 26 | 1484 | 246 | 374 | 280 | 6 | 50 | 244 | 204 | 7 | 0 |  | 26 | 1518 | 268 | 393 | 293 | 6 | 75 | 244 | 120 | 7 | 0 |  | 26 | 1978 | 328 | 402 | 307 | 6 | 56 | 224 | 421 | 9 | 0 |  | 26 | 1917 | 315 | 379 | 306 | 6 | 56 | 225 | 553 | 9 | 0
| 27 | 1478 | 244 | 373 | 279 | 6 | 50 | 243 | 203 | 7 | 0 |  | 27 | 1512 | 266 | 391 | 292 | 6 | 75 | 244 | 120 | 7 | 0 |  | 27 | 1969 | 326 | 401 | 306 | 6 | 56 | 224 | 420 | 9 | 0 |  | 27 | 1910 | 313 | 377 | 305 | 6 | 55 | 224 | 551 | 9 | 0
| 28 | 1471 | 243 | 371 | 278 | 6 | 50 | 243 | 202 | 7 | 0 |  | 28 | 1505 | 265 | 390 | 291 | 6 | 75 | 243 | 120 | 7 | 0 |  | 28 | 1961 | 325 | 399 | 305 | 6 | 56 | 223 | 419 | 9 | 0 |  | 28 | 1901 | 311 | 376 | 305 | 6 | 55 | 224 | 550 | 9 | 0
| 29 | 1465 | 242 | 369 | 277 | 6 | 50 | 242 | 202 | 7 | 0 |  | 29 | 1499 | 264 | 388 | 290 | 6 | 75 | 242 | 119 | 7 | 0 |  | 29 | 1952 | 324 | 397 | 304 | 6 | 56 | 222 | 418 | 9 | 0 |  | 29 | 1892 | 310 | 375 | 304 | 6 | 55 | 223 | 548 | 9 | 0
| 30 | 1458 | 240 | 368 | 276 | 6 | 50 | 241 | 201 | 7 | 0 |  | 30 | 1492 | 263 | 386 | 289 | 6 | 75 | 242 | 119 | 7 | 0 |  | 30 | 1943 | 322 | 395 | 303 | 6 | 56 | 222 | 417 | 9 | 0 |  | 30 | 1884 | 308 | 372 | 303 | 6 | 55 | 223 | 547 | 9 | 0
| 31 | 1451 | 239 | 366 | 275 | 6 | 50 | 241 | 201 | 7 | 0 |  | 31 | 1484 | 262 | 385 | 288 | 6 | 74 | 241 | 119 | 7 | 0 |  | 31 | 1934 | 321 | 394 | 302 | 6 | 55 | 221 | 416 | 9 | 0 |  | 31 | 1875 | 307 | 371 | 302 | 6 | 55 | 222 | 546 | 9 | 0
| 32 | 1444 | 238 | 365 | 275 | 6 | 50 | 240 | 200 | 7 | 0 |  | 32 | 1478 | 261 | 384 | 288 | 6 | 74 | 240 | 118 | 7 | 0 |  | 32 | 1924 | 319 | 392 | 301 | 6 | 55 | 221 | 415 | 9 | 0 |  | 32 | 1866 | 306 | 370 | 301 | 6 | 55 | 221 | 544 | 9 | 0
| 33 | 1438 | 237 | 363 | 274 | 6 | 50 | 239 | 199 | 7 | 0 |  | 33 | 1471 | 259 | 382 | 287 | 6 | 74 | 239 | 118 | 7 | 0 |  | 33 | 1916 | 318 | 391 | 301 | 6 | 55 | 220 | 414 | 9 | 0 |  | 33 | 1858 | 304 | 368 | 300 | 6 | 55 | 221 | 543 | 9 | 0
| 34 | 1430 | 236 | 361 | 273 | 6 | 50 | 238 | 199 | 7 | 0 |  | 34 | 1464 | 258 | 380 | 286 | 6 | 74 | 239 | 118 | 7 | 0 |  | 34 | 1906 | 316 | 389 | 300 | 6 | 55 | 219 | 413 | 9 | 0 |  | 34 | 1848 | 302 | 366 | 300 | 6 | 55 | 220 | 542 | 9 | 0
| 35 | 1422 | 235 | 360 | 273 | 6 | 50 | 238 | 198 | 7 | 0 |  | 35 | 1456 | 257 | 378 | 286 | 6 | 74 | 238 | 117 | 7 | 0 |  | 35 | 1896 | 315 | 388 | 299 | 6 | 55 | 219 | 412 | 9 | 0 |  | 35 | 1840 | 300 | 365 | 299 | 6 | 55 | 219 | 540 | 9 | 0
| 36 | 1417 | 233 | 358 | 272 | 6 | 50 | 237 | 198 | 7 | 0 |  | 36 | 1450 | 255 | 376 | 285 | 6 | 74 | 237 | 117 | 7 | 0 |  | 36 | 1888 | 312 | 385 | 299 | 6 | 55 | 218 | 411 | 9 | 0 |  | 36 | 1832 | 299 | 362 | 298 | 6 | 55 | 219 | 539 | 9 | 0
| 37 | 1411 | 232 | 355 | 271 | 6 | 50 | 236 | 197 | 7 | 0 |  | 37 | 1443 | 254 | 374 | 285 | 6 | 74 | 237 | 117 | 7 | 0 |  | 37 | 1882 | 310 | 381 | 298 | 6 | 55 | 217 | 410 | 9 | 0 |  | 37 | 1826 | 296 | 359 | 298 | 6 | 55 | 218 | 538 | 9 | 0
| 38 | 1404 | 230 | 354 | 271 | 6 | 49 | 236 | 196 | 7 | 0 |  | 38 | 1437 | 253 | 372 | 284 | 6 | 74 | 236 | 116 | 7 | 0 |  | 38 | 1874 | 307 | 379 | 298 | 6 | 55 | 217 | 409 | 9 | 0 |  | 38 | 1818 | 294 | 356 | 297 | 6 | 55 | 218 | 536 | 9 | 0
| 39 | 1397 | 229 | 352 | 270 | 6 | 49 | 235 | 196 | 7 | 0 |  | 39 | 1429 | 251 | 370 | 284 | 6 | 74 | 235 | 116 | 7 | 0 |  | 39 | 1866 | 305 | 376 | 297 | 6 | 55 | 216 | 408 | 9 | 0 |  | 39 | 1809 | 293 | 354 | 297 | 6 | 55 | 217 | 535 | 9 | 0
| 40 | 1391 | 227 | 350 | 270 | 6 | 49 | 234 | 195 | 7 | 0 |  | 40 | 1423 | 249 | 368 | 283 | 6 | 74 | 235 | 116 | 7 | 0 |  | 40 | 1859 | 303 | 373 | 296 | 6 | 55 | 216 | 407 | 9 | 0 |  | 40 | 1801 | 290 | 352 | 296 | 6 | 55 | 216 | 534 | 9 | 0
| 41 | 1385 | 226 | 347 | 269 | 6 | 49 | 234 | 195 | 7 | 0 |  | 41 | 1418 | 247 | 365 | 283 | 6 | 74 | 234 | 115 | 7 | 0 |  | 41 | 1849 | 301 | 371 | 296 | 6 | 55 | 215 | 406 | 9 | 0 |  | 41 | 1793 | 288 | 350 | 296 | 6 | 55 | 216 | 532 | 9 | 0
| 42 | 1381 | 224 | 344 | 269 | 6 | 49 | 233 | 194 | 7 | 0 |  | 42 | 1413 | 245 | 363 | 282 | 6 | 74 | 233 | 115 | 7 | 0 |  | 42 | 1843 | 298 | 369 | 295 | 6 | 55 | 214 | 405 | 9 | 0 |  | 42 | 1786 | 285 | 347 | 295 | 6 | 55 | 215 | 531 | 9 | 0
| 43 | 1376 | 222 | 342 | 268 | 6 | 49 | 233 | 194 | 7 | 0 |  | 43 | 1407 | 243 | 360 | 282 | 6 | 74 | 233 | 115 | 7 | 0 |  | 43 | 1835 | 295 | 367 | 295 | 6 | 55 | 214 | 405 | 9 | 0 |  | 43 | 1779 | 282 | 345 | 295 | 6 | 55 | 215 | 530 | 9 | 0
| 44 | 1369 | 220 | 340 | 268 | 6 | 49 | 232 | 193 | 7 | 0 |  | 44 | 1402 | 240 | 358 | 281 | 6 | 74 | 232 | 115 | 7 | 0 |  | 44 | 1827 | 292 | 364 | 294 | 6 | 55 | 213 | 404 | 9 | 0 |  | 44 | 1773 | 279 | 342 | 294 | 6 | 55 | 214 | 529 | 9 | 0
| 45 | 1362 | 219 | 338 | 267 | 6 | 49 | 231 | 193 | 7 | 0 |  | 45 | 1395 | 239 | 356 | 281 | 6 | 74 | 232 | 114 | 7 | 0 |  | 45 | 1820 | 289 | 362 | 294 | 6 | 55 | 213 | 403 | 9 | 0 |  | 45 | 1765 | 276 | 340 | 294 | 6 | 55 | 214 | 528 | 9 | 0
| 46 | 1356 | 217 | 336 | 267 | 6 | 49 | 231 | 192 | 7 | 0 |  | 46 | 1388 | 237 | 354 | 280 | 6 | 74 | 231 | 114 | 7 | 0 |  | 46 | 1811 | 287 | 360 | 293 | 6 | 55 | 212 | 402 | 9 | 0 |  | 46 | 1756 | 274 | 339 | 293 | 6 | 55 | 213 | 526 | 9 | 0
| 47 | 1349 | 215 | 335 | 267 | 6 | 49 | 230 | 192 | 7 | 0 |  | 47 | 1381 | 236 | 352 | 280 | 6 | 74 | 230 | 114 | 7 | 0 |  | 47 | 1802 | 284 | 358 | 293 | 6 | 55 | 212 | 401 | 9 | 0 |  | 47 | 1748 | 271 | 337 | 293 | 6 | 55 | 212 | 525 | 9 | 0
| 48 | 1344 | 213 | 332 | 266 | 6 | 49 | 229 | 191 | 7 | 0 |  | 48 | 1375 | 234 | 350 | 280 | 6 | 74 | 230 | 113 | 7 | 0 |  | 48 | 1793 | 282 | 356 | 293 | 6 | 55 | 211 | 400 | 9 | 0 |  | 48 | 1739 | 269 | 335 | 293 | 6 | 55 | 212 | 524 | 9 | 0
| 49 | 1337 | 211 | 331 | 266 | 6 | 49 | 229 | 191 | 7 | 0 |  | 49 | 1369 | 231 | 348 | 279 | 6 | 74 | 229 | 113 | 7 | 0 |  | 49 | 1785 | 279 | 354 | 292 | 6 | 55 | 210 | 399 | 9 | 0 |  | 49 | 1731 | 267 | 334 | 292 | 6 | 55 | 211 | 523 | 9 | 0
| 50 | 1331 | 209 | 330 | 265 | 6 | 49 | 228 | 190 | 7 | 0 |  | 50 | 1362 | 229 | 347 | 279 | 6 | 74 | 229 | 113 | 7 | 0 |  | 50 | 1776 | 277 | 353 | 292 | 6 | 55 | 210 | 398 | 9 | 0 |  | 50 | 1722 | 265 | 332 | 292 | 6 | 55 | 211 | 522 | 9 | 0
| 51 | 1325 | 208 | 328 | 265 | 6 | 49 | 228 | 190 | 7 | 0 |  | 51 | 1358 | 227 | 345 | 278 | 6 | 74 | 228 | 113 | 7 | 0 |  | 51 | 1768 | 275 | 351 | 291 | 6 | 55 | 209 | 397 | 9 | 0 |  | 51 | 1715 | 263 | 330 | 291 | 6 | 55 | 210 | 521 | 9 | 0
| 52 | 1320 | 207 | 326 | 265 | 6 | 49 | 227 | 189 | 7 | 0 |  | 52 | 1352 | 226 | 344 | 278 | 6 | 74 | 227 | 112 | 7 | 0 |  | 52 | 1762 | 274 | 348 | 291 | 6 | 55 | 209 | 397 | 9 | 0 |  | 52 | 1708 | 261 | 328 | 291 | 6 | 54 | 210 | 519 | 9 | 0
| 53 | 1316 | 205 | 324 | 264 | 6 | 49 | 227 | 189 | 7 | 0 |  | 53 | 1347 | 224 | 342 | 277 | 6 | 74 | 227 | 112 | 7 | 0 |  | 53 | 1755 | 272 | 346 | 290 | 6 | 55 | 208 | 396 | 9 | 0 |  | 53 | 1702 | 260 | 326 | 290 | 6 | 54 | 209 | 518 | 9 | 0
| 54 | 1311 | 203 | 323 | 264 | 6 | 49 | 226 | 188 | 7 | 0 |  | 54 | 1342 | 223 | 340 | 277 | 6 | 74 | 226 | 112 | 7 | 0 |  | 54 | 1749 | 269 | 344 | 290 | 6 | 55 | 208 | 395 | 9 | 0 |  | 54 | 1696 | 257 | 324 | 290 | 6 | 54 | 209 | 517 | 9 | 0
| 55 | 1306 | 201 | 321 | 263 | 6 | 49 | 225 | 188 | 7 | 0 |  | 55 | 1337 | 222 | 338 | 277 | 6 | 74 | 226 | 112 | 7 | 0 |  | 55 | 1741 | 268 | 343 | 289 | 6 | 55 | 207 | 394 | 9 | 0 |  | 55 | 1688 | 256 | 323 | 289 | 6 | 54 | 208 | 516 | 9 | 0
| 56 | 1300 | 201 | 319 | 263 | 6 | 49 | 225 | 187 | 7 | 0 |  | 56 | 1331 | 220 | 336 | 276 | 6 | 74 | 225 | 111 | 7 | 0 |  | 56 | 1733 | 266 | 342 | 289 | 6 | 55 | 207 | 393 | 9 | 0 |  | 56 | 1681 | 254 | 322 | 289 | 6 | 54 | 207 | 515 | 9 | 0
| 57 | 1294 | 200 | 318 | 262 | 6 | 49 | 224 | 187 | 7 | 0 |  | 57 | 1325 | 219 | 335 | 276 | 6 | 74 | 225 | 111 | 7 | 0 |  | 57 | 1725 | 265 | 341 | 289 | 6 | 54 | 206 | 393 | 9 | 0 |  | 57 | 1673 | 253 | 321 | 288 | 6 | 54 | 207 | 514 | 9 | 0
| 58 | 1289 | 198 | 317 | 262 | 6 | 49 | 224 | 186 | 7 | 0 |  | 58 | 1320 | 217 | 334 | 275 | 6 | 74 | 224 | 111 | 7 | 0 |  | 58 | 1718 | 263 | 340 | 288 | 6 | 54 | 206 | 392 | 9 | 0 |  | 58 | 1665 | 252 | 320 | 288 | 6 | 54 | 206 | 513 | 9 | 0
| 59 | 1283 | 197 | 316 | 262 | 6 | 49 | 223 | 186 | 7 | 0 |  | 59 | 1314 | 216 | 333 | 275 | 6 | 74 | 223 | 111 | 7 | 0 |  | 59 | 1710 | 262 | 338 | 288 | 6 | 54 | 205 | 391 | 9 | 0 |  | 59 | 1657 | 251 | 319 | 288 | 6 | 54 | 206 | 512 | 9 | 0
| 60 | 1277 | 196 | 315 | 261 | 6 | 49 | 223 | 186 | 7 | 0 |  | 60 | 1308 | 215 | 331 | 275 | 6 | 74 | 223 | 110 | 7 | 0 |  | 60 | 1701 | 261 | 337 | 287 | 6 | 54 | 205 | 390 | 9 | 0 |  | 60 | 1650 | 250 | 317 | 287 | 6 | 54 | 205 | 511 | 9 | 0
| 61 | 1272 | 195 | 313 | 261 | 6 | 49 | 222 | 185 | 7 | 0 |  | 61 | 1302 | 214 | 330 | 274 | 6 | 73 | 222 | 110 | 7 | 0 |  | 61 | 1693 | 261 | 335 | 287 | 6 | 54 | 204 | 389 | 9 | 0 |  | 61 | 1642 | 249 | 315 | 287 | 6 | 54 | 205 | 510 | 9 | 0
| 62 | 1267 | 194 | 311 | 260 | 6 | 49 | 222 | 185 | 7 | 0 |  | 62 | 1297 | 213 | 327 | 274 | 6 | 73 | 222 | 110 | 7 | 0 |  | 62 | 1686 | 260 | 333 | 286 | 6 | 54 | 204 | 389 | 9 | 0 |  | 62 | 1635 | 248 | 313 | 286 | 6 | 54 | 204 | 509 | 9 | 0
| 63 | 1261 | 194 | 309 | 260 | 6 | 49 | 221 | 184 | 7 | 0 |  | 63 | 1292 | 212 | 325 | 273 | 6 | 73 | 221 | 110 | 7 | 0 |  | 63 | 1679 | 258 | 331 | 286 | 6 | 54 | 203 | 388 | 9 | 0 |  | 63 | 1628 | 246 | 312 | 286 | 6 | 54 | 204 | 508 | 9 | 0
| 64 | 1255 | 192 | 308 | 259 | 6 | 49 | 221 | 184 | 7 | 0 |  | 64 | 1286 | 211 | 324 | 273 | 6 | 73 | 221 | 110 | 7 | 0 |  | 64 | 1671 | 256 | 331 | 286 | 6 | 54 | 203 | 387 | 9 | 0 |  | 64 | 1621 | 245 | 311 | 285 | 6 | 54 | 203 | 507 | 9 | 0
| 65 | 1250 | 191 | 307 | 259 | 6 | 49 | 220 | 183 | 7 | 0 |  | 65 | 1280 | 209 | 323 | 272 | 6 | 73 | 220 | 109 | 7 | 0 |  | 65 | 1662 | 255 | 330 | 285 | 6 | 54 | 202 | 386 | 9 | 0 |  | 65 | 1612 | 244 | 310 | 285 | 6 | 54 | 203 | 506 | 9 | 0
| 66 | 1244 | 189 | 306 | 258 | 6 | 49 | 220 | 183 | 7 | 0 |  | 66 | 1275 | 208 | 322 | 272 | 6 | 73 | 220 | 109 | 7 | 0 |  | 66 | 1654 | 254 | 329 | 285 | 6 | 54 | 202 | 385 | 9 | 0 |  | 66 | 1604 | 243 | 309 | 284 | 6 | 54 | 203 | 505 | 9 | 0
| 67 | 1238 | 188 | 305 | 258 | 6 | 49 | 219 | 183 | 7 | 0 |  | 67 | 1269 | 206 | 321 | 271 | 6 | 73 | 219 | 109 | 7 | 0 |  | 67 | 1646 | 252 | 327 | 284 | 6 | 54 | 201 | 385 | 9 | 0 |  | 67 | 1596 | 242 | 308 | 284 | 6 | 54 | 202 | 504 | 9 | 0
| 68 | 1232 | 187 | 304 | 258 | 6 | 49 | 219 | 182 | 7 | 0 |  | 68 | 1263 | 205 | 320 | 271 | 6 | 73 | 219 | 109 | 7 | 0 |  | 68 | 1639 | 251 | 326 | 284 | 6 | 54 | 201 | 384 | 9 | 0 |  | 68 | 1589 | 240 | 307 | 284 | 6 | 54 | 202 | 503 | 9 | 0
| 69 | 1226 | 186 | 303 | 257 | 6 | 49 | 218 | 182 | 7 | 0 |  | 69 | 1257 | 204 | 318 | 271 | 6 | 73 | 218 | 108 | 7 | 0 |  | 69 | 1631 | 250 | 325 | 283 | 6 | 54 | 201 | 383 | 9 | 0 |  | 69 | 1581 | 239 | 306 | 283 | 6 | 54 | 201 | 502 | 9 | 0
| 70 | 1220 | 186 | 301 | 257 | 6 | 49 | 218 | 181 | 7 | 0 |  | 70 | 1251 | 203 | 317 | 270 | 6 | 73 | 218 | 108 | 7 | 0 |  | 70 | 1623 | 249 | 323 | 283 | 6 | 54 | 200 | 382 | 9 | 0 |  | 70 | 1573 | 238 | 305 | 283 | 6 | 54 | 201 | 501 | 9 | 0
| 71 | 1215 | 185 | 300 | 256 | 6 | 48 | 217 | 181 | 7 | 0 |  | 71 | 1245 | 202 | 315 | 270 | 6 | 73 | 218 | 108 | 7 | 0 |  | 71 | 1614 | 248 | 322 | 282 | 6 | 54 | 200 | 382 | 9 | 0 |  | 71 | 1564 | 238 | 304 | 282 | 6 | 54 | 200 | 500 | 9 | 0
| 72 | 1209 | 184 | 298 | 256 | 6 | 48 | 217 | 180 | 7 | 0 |  | 72 | 1239 | 201 | 314 | 269 | 6 | 73 | 217 | 108 | 7 | 0 |  | 72 | 1606 | 247 | 321 | 282 | 6 | 54 | 199 | 381 | 9 | 0 |  | 72 | 1557 | 237 | 302 | 282 | 6 | 54 | 200 | 499 | 9 | 0
| 73 | 1203 | 183 | 297 | 255 | 6 | 48 | 217 | 180 | 7 | 0 |  | 73 | 1232 | 200 | 313 | 269 | 6 | 73 | 217 | 108 | 7 | 0 |  | 73 | 1597 | 247 | 320 | 281 | 6 | 54 | 199 | 380 | 9 | 0 |  | 73 | 1548 | 236 | 301 | 281 | 6 | 54 | 199 | 498 | 9 | 0
| 74 | 1196 | 182 | 296 | 255 | 6 | 48 | 216 | 180 | 7 | 0 |  | 74 | 1226 | 199 | 312 | 269 | 6 | 73 | 216 | 107 | 7 | 0 |  | 74 | 1589 | 245 | 319 | 281 | 6 | 54 | 198 | 379 | 9 | 0 |  | 74 | 1541 | 235 | 300 | 281 | 6 | 54 | 199 | 497 | 9 | 0
| 75 | 1190 | 182 | 295 | 255 | 6 | 48 | 216 | 179 | 7 | 0 |  | 75 | 1219 | 198 | 311 | 268 | 6 | 73 | 216 | 107 | 7 | 0 |  | 75 | 1581 | 244 | 317 | 280 | 6 | 54 | 198 | 379 | 9 | 0 |  | 75 | 1533 | 233 | 299 | 281 | 6 | 54 | 198 | 496 | 9 | 0
| 76 | 1183 | 181 | 294 | 254 | 6 | 48 | 215 | 179 | 7 | 0 |  | 76 | 1213 | 198 | 309 | 268 | 6 | 73 | 215 | 107 | 7 | 0 |  | 76 | 1573 | 243 | 316 | 280 | 6 | 54 | 198 | 378 | 9 | 0 |  | 76 | 1525 | 232 | 298 | 280 | 6 | 54 | 198 | 495 | 9 | 0
| 77 | 1177 | 180 | 293 | 254 | 6 | 48 | 215 | 178 | 7 | 0 |  | 77 | 1206 | 197 | 308 | 268 | 6 | 73 | 215 | 107 | 7 | 0 |  | 77 | 1565 | 242 | 315 | 280 | 6 | 54 | 197 | 377 | 9 | 0 |  | 77 | 1517 | 231 | 297 | 280 | 6 | 54 | 198 | 495 | 9 | 0
| 78 | 1171 | 179 | 292 | 254 | 6 | 48 | 214 | 178 | 7 | 0 |  | 78 | 1200 | 196 | 307 | 267 | 6 | 73 | 214 | 106 | 7 | 0 |  | 78 | 1556 | 240 | 314 | 279 | 6 | 54 | 197 | 377 | 9 | 0 |  | 78 | 1508 | 230 | 296 | 279 | 6 | 54 | 197 | 494 | 9 | 0
| 79 | 1165 | 178 | 291 | 253 | 6 | 48 | 214 | 177 | 7 | 0 |  | 79 | 1194 | 195 | 306 | 267 | 6 | 73 | 214 | 106 | 7 | 0 |  | 79 | 1547 | 240 | 313 | 279 | 6 | 54 | 196 | 376 | 9 | 0 |  | 79 | 1500 | 229 | 295 | 279 | 6 | 54 | 197 | 493 | 9 | 0
| 80 | 1160 | 177 | 288 | 253 | 6 | 48 | 214 | 177 | 7 | 0 |  | 80 | 1189 | 194 | 304 | 266 | 6 | 73 | 214 | 106 | 7 | 0 |  | 80 | 1541 | 239 | 310 | 278 | 6 | 54 | 196 | 375 | 9 | 0 |  | 80 | 1494 | 228 | 292 | 279 | 6 | 54 | 196 | 492 | 9 | 0
| 81 | 1154 | 177 | 287 | 252 | 6 | 48 | 213 | 177 | 7 | 0 |  | 81 | 1183 | 193 | 302 | 266 | 6 | 73 | 213 | 106 | 7 | 0 |  | 81 | 1534 | 238 | 308 | 278 | 6 | 54 | 196 | 374 | 9 | 0 |  | 81 | 1487 | 227 | 290 | 278 | 6 | 54 | 196 | 491 | 9 | 0
| 82 | 1148 | 176 | 286 | 252 | 6 | 48 | 213 | 176 | 7 | 0 |  | 82 | 1176 | 193 | 301 | 266 | 6 | 73 | 213 | 105 | 7 | 0 |  | 82 | 1525 | 237 | 307 | 278 | 6 | 54 | 195 | 374 | 9 | 0 |  | 82 | 1478 | 227 | 289 | 278 | 6 | 54 | 196 | 490 | 9 | 0
| 83 | 1141 | 176 | 285 | 252 | 6 | 48 | 212 | 176 | 7 | 0 |  | 83 | 1169 | 192 | 300 | 265 | 6 | 73 | 212 | 105 | 7 | 0 |  | 83 | 1516 | 236 | 306 | 277 | 6 | 54 | 195 | 373 | 9 | 0 |  | 83 | 1470 | 226 | 288 | 278 | 6 | 54 | 195 | 489 | 9 | 0
| 84 | 1135 | 175 | 284 | 251 | 6 | 48 | 212 | 175 | 7 | 0 |  | 84 | 1163 | 191 | 299 | 265 | 6 | 73 | 212 | 105 | 7 | 0 |  | 84 | 1507 | 236 | 305 | 277 | 6 | 54 | 195 | 372 | 9 | 0 |  | 84 | 1461 | 225 | 287 | 277 | 6 | 54 | 195 | 488 | 9 | 0
| 85 | 1128 | 174 | 283 | 251 | 6 | 48 | 212 | 175 | 7 | 0 |  | 85 | 1156 | 190 | 298 | 265 | 6 | 73 | 212 | 105 | 7 | 0 |  | 85 | 1498 | 235 | 304 | 277 | 6 | 54 | 194 | 372 | 9 | 0 |  | 85 | 1453 | 224 | 286 | 277 | 6 | 54 | 195 | 488 | 9 | 0
| 86 | 1122 | 173 | 282 | 251 | 6 | 48 | 211 | 174 | 7 | 0 |  | 86 | 1150 | 189 | 297 | 264 | 6 | 73 | 211 | 105 | 7 | 0 |  | 86 | 1489 | 233 | 303 | 276 | 6 | 54 | 194 | 371 | 9 | 0 |  | 86 | 1444 | 223 | 285 | 277 | 6 | 53 | 194 | 487 | 9 | 0
| 87 | 1116 | 172 | 280 | 250 | 6 | 48 | 211 | 174 | 7 | 0 |  | 87 | 1143 | 189 | 295 | 264 | 6 | 73 | 211 | 104 | 7 | 0 |  | 87 | 1481 | 232 | 302 | 276 | 6 | 54 | 194 | 370 | 9 | 0 |  | 87 | 1437 | 222 | 284 | 276 | 6 | 53 | 194 | 486 | 9 | 0
| 88 | 1110 | 172 | 279 | 250 | 6 | 48 | 211 | 174 | 7 | 0 |  | 88 | 1139 | 187 | 294 | 264 | 6 | 73 | 211 | 104 | 7 | 0 |  | 88 | 1474 | 231 | 300 | 276 | 6 | 54 | 193 | 369 | 9 | 0 |  | 88 | 1430 | 221 | 283 | 276 | 6 | 53 | 193 | 485 | 9 | 0
| 89 | 1105 | 171 | 278 | 250 | 6 | 48 | 210 | 173 | 7 | 0 |  | 89 | 1133 | 186 | 292 | 264 | 6 | 73 | 210 | 104 | 7 | 0 |  | 89 | 1468 | 230 | 298 | 275 | 6 | 54 | 193 | 369 | 9 | 0 |  | 89 | 1423 | 220 | 281 | 275 | 6 | 53 | 193 | 484 | 9 | 0
| 90 | 1101 | 170 | 276 | 250 | 6 | 48 | 210 | 173 | 7 | 0 |  | 90 | 1129 | 186 | 290 | 263 | 6 | 73 | 210 | 104 | 7 | 0 |  | 90 | 1461 | 229 | 297 | 275 | 6 | 54 | 193 | 368 | 9 | 0 |  | 90 | 1416 | 219 | 280 | 275 | 6 | 53 | 193 | 483 | 9 | 0
| 91 | 1096 | 169 | 274 | 249 | 6 | 48 | 210 | 172 | 7 | 0 |  | 91 | 1123 | 185 | 289 | 263 | 6 | 73 | 210 | 103 | 7 | 0 |  | 91 | 1454 | 227 | 296 | 275 | 6 | 54 | 192 | 367 | 9 | 0 |  | 91 | 1409 | 218 | 279 | 275 | 6 | 53 | 192 | 483 | 9 | 0
| 92 | 1090 | 169 | 273 | 249 | 6 | 48 | 209 | 172 | 7 | 0 |  | 92 | 1118 | 184 | 287 | 263 | 6 | 73 | 209 | 103 | 7 | 0 |  | 92 | 1448 | 226 | 294 | 275 | 6 | 54 | 192 | 367 | 9 | 0 |  | 92 | 1403 | 217 | 277 | 275 | 6 | 53 | 192 | 482 | 9 | 0
| 93 | 1086 | 168 | 272 | 249 | 6 | 48 | 209 | 171 | 7 | 0 |  | 93 | 1113 | 183 | 286 | 262 | 6 | 73 | 209 | 103 | 7 | 0 |  | 93 | 1441 | 225 | 292 | 274 | 6 | 53 | 192 | 366 | 9 | 0 |  | 93 | 1397 | 215 | 275 | 274 | 6 | 53 | 192 | 481 | 9 | 0
| 94 | 1080 | 167 | 271 | 249 | 6 | 48 | 209 | 171 | 7 | 0 |  | 94 | 1107 | 183 | 285 | 262 | 6 | 73 | 209 | 103 | 7 | 0 |  | 94 | 1433 | 224 | 291 | 274 | 6 | 53 | 191 | 365 | 9 | 0 |  | 94 | 1390 | 214 | 274 | 274 | 6 | 53 | 191 | 480 | 9 | 0
| 95 | 1074 | 166 | 270 | 248 | 6 | 48 | 208 | 170 | 7 | 0 |  | 95 | 1101 | 182 | 284 | 262 | 6 | 73 | 208 | 102 | 7 | 0 |  | 95 | 1426 | 223 | 290 | 274 | 6 | 53 | 191 | 364 | 9 | 0 |  | 95 | 1383 | 213 | 274 | 274 | 6 | 53 | 191 | 479 | 9 | 0
| 96 | 1068 | 166 | 269 | 248 | 6 | 48 | 208 | 170 | 7 | 0 |  | 96 | 1095 | 181 | 283 | 262 | 6 | 73 | 208 | 102 | 7 | 0 |  | 96 | 1418 | 222 | 289 | 274 | 6 | 53 | 191 | 364 | 9 | 0 |  | 96 | 1375 | 212 | 273 | 274 | 6 | 53 | 191 | 478 | 9 | 0
| 97 | 1063 | 165 | 268 | 248 | 6 | 48 | 208 | 169 | 7 | 0 |  | 97 | 1089 | 180 | 282 | 261 | 6 | 73 | 208 | 102 | 7 | 0 |  | 97 | 1411 | 221 | 288 | 273 | 6 | 53 | 190 | 363 | 9 | 0 |  | 97 | 1368 | 211 | 272 | 273 | 6 | 53 | 190 | 478 | 9 | 0
| 98 | 1057 | 164 | 267 | 248 | 6 | 48 | 207 | 169 | 7 | 0 |  | 98 | 1082 | 180 | 281 | 261 | 6 | 73 | 207 | 102 | 7 | 0 |  | 98 | 1403 | 220 | 287 | 273 | 6 | 53 | 190 | 362 | 9 | 0 |  | 98 | 1361 | 210 | 270 | 273 | 6 | 53 | 190 | 477 | 9 | 0
| 99 | 1051 | 163 | 266 | 247 | 6 | 48 | 207 | 169 | 7 | 0 |  | 99 | 1076 | 179 | 280 | 261 | 6 | 73 | 207 | 101 | 7 | 0 |  | 99 | 1396 | 219 | 286 | 273 | 6 | 53 | 190 | 362 | 9 | 0 |  | 99 | 1353 | 210 | 269 | 273 | 6 | 53 | 190 | 476 | 9 | 0
| 100 | 1045 | 163 | 265 | 247 | 6 | 48 | 207 | 168 | 7 | 0 |  | 100 | 1071 | 178 | 279 | 261 | 6 | 73 | 207 | 101 | 7 | 0 |  | 100 | 1388 | 218 | 285 | 272 | 6 | 53 | 190 | 361 | 9 | 0 |  | 100 | 1346 | 209 | 269 | 273 | 6 | 53 | 190 | 475 | 9 | 0
| 101 | 1040 | 161 | 264 | 247 | 6 | 48 | 207 | 168 | 7 | 0 |  | 101 | 1066 | 177 | 278 | 260 | 6 | 73 | 206 | 101 | 7 | 0 |  | 101 | 1380 | 217 | 284 | 272 | 6 | 53 | 189 | 360 | 9 | 0 |  | 101 | 1338 | 208 | 268 | 272 | 6 | 53 | 189 | 475 | 9 | 0
| 102 | 1035 | 161 | 263 | 247 | 6 | 48 | 206 | 167 | 7 | 0 |  | 102 | 1060 | 176 | 277 | 260 | 6 | 73 | 206 | 101 | 7 | 0 |  | 102 | 1374 | 216 | 283 | 272 | 6 | 53 | 189 | 359 | 9 | 0 |  | 102 | 1332 | 207 | 267 | 272 | 6 | 53 | 189 | 474 | 9 | 0
| 103 | 1029 | 160 | 262 | 246 | 6 | 48 | 206 | 167 | 7 | 0 |  | 103 | 1055 | 175 | 276 | 260 | 6 | 73 | 206 | 100 | 7 | 0 |  | 103 | 1366 | 215 | 282 | 272 | 6 | 53 | 189 | 359 | 9 | 0 |  | 103 | 1324 | 206 | 266 | 272 | 6 | 53 | 189 | 473 | 9 | 0
| 104 | 1024 | 159 | 260 | 246 | 6 | 48 | 206 | 166 | 7 | 0 |  | 104 | 1050 | 174 | 274 | 260 | 6 | 73 | 206 | 100 | 7 | 0 |  | 104 | 1359 | 214 | 280 | 271 | 6 | 53 | 189 | 358 | 9 | 0 |  | 104 | 1317 | 205 | 264 | 272 | 6 | 53 | 189 | 472 | 9 | 1
| 105 | 1019 | 158 | 259 | 246 | 6 | 48 | 205 | 166 | 7 | 0 |  | 105 | 1044 | 173 | 273 | 259 | 6 | 73 | 205 | 100 | 7 | 0 |  | 105 | 1351 | 213 | 279 | 271 | 6 | 53 | 188 | 357 | 9 | 2 |  | 105 | 1310 | 204 | 264 | 271 | 6 | 53 | 188 | 471 | 9 | 4
| 106 | 1014 | 158 | 258 | 246 | 6 | 48 | 205 | 165 | 7 | 0 |  | 106 | 1039 | 172 | 271 | 259 | 6 | 72 | 205 | 99 | 7 | 0 |  | 106 | 1344 | 212 | 278 | 271 | 6 | 53 | 188 | 357 | 9 | 5 |  | 106 | 1303 | 203 | 262 | 271 | 6 | 53 | 188 | 471 | 9 | 7
| 107 | 1008 | 157 | 257 | 245 | 6 | 48 | 205 | 165 | 7 | 0 |  | 107 | 1034 | 171 | 270 | 259 | 6 | 72 | 205 | 99 | 7 | 0 |  | 107 | 1337 | 211 | 277 | 271 | 6 | 53 | 188 | 356 | 9 | 7 |  | 107 | 1296 | 201 | 261 | 271 | 6 | 53 | 188 | 470 | 9 | 10
| 108 | 1003 | 156 | 256 | 245 | 6 | 48 | 205 | 164 | 7 | 0 |  | 108 | 1028 | 170 | 269 | 259 | 6 | 72 | 205 | 99 | 7 | 0 |  | 108 | 1330 | 210 | 276 | 270 | 6 | 53 | 188 | 355 | 9 | 10 |  | 108 | 1289 | 201 | 260 | 271 | 6 | 53 | 188 | 469 | 9 | 13
| 109 | 997 | 155 | 255 | 245 | 6 | 48 | 204 | 163 | 7 | 0 |  | 109 | 1023 | 169 | 268 | 258 | 6 | 72 | 204 | 99 | 7 | 0 |  | 109 | 1323 | 208 | 275 | 270 | 6 | 53 | 187 | 354 | 9 | 13 |  | 109 | 1283 | 199 | 259 | 270 | 6 | 53 | 187 | 468 | 9 | 16
| 110 | 992 | 154 | 254 | 245 | 6 | 48 | 204 | 163 | 7 | 0 |  | 110 | 1017 | 168 | 267 | 258 | 6 | 72 | 204 | 98 | 7 | 0 |  | 110 | 1316 | 206 | 273 | 270 | 6 | 53 | 187 | 354 | 9 | 16 |  | 110 | 1276 | 197 | 258 | 270 | 6 | 53 | 187 | 468 | 9 | 19
| 111 | 987 | 153 | 253 | 244 | 6 | 48 | 204 | 162 | 7 | 0 |  | 111 | 1012 | 167 | 266 | 258 | 6 | 72 | 204 | 98 | 7 | 0 |  | 111 | 1309 | 205 | 272 | 270 | 6 | 53 | 187 | 353 | 9 | 18 |  | 111 | 1269 | 196 | 256 | 270 | 6 | 53 | 187 | 467 | 9 | 21
| 112 | 982 | 152 | 252 | 244 | 6 | 48 | 204 | 162 | 7 | 0 |  | 112 | 1006 | 166 | 265 | 258 | 6 | 72 | 204 | 98 | 7 | 0 |  | 112 | 1301 | 204 | 272 | 269 | 6 | 53 | 187 | 352 | 9 | 21 |  | 112 | 1262 | 195 | 256 | 270 | 6 | 53 | 187 | 466 | 9 | 24
| 113 | 977 | 151 | 251 | 244 | 6 | 48 | 204 | 161 | 7 | 0 |  | 113 | 1000 | 165 | 264 | 258 | 6 | 72 | 203 | 97 | 7 | 0 |  | 113 | 1294 | 203 | 271 | 269 | 6 | 53 | 187 | 351 | 9 | 24 |  | 113 | 1254 | 194 | 255 | 269 | 6 | 53 | 186 | 465 | 9 | 27
| 114 | 971 | 150 | 250 | 244 | 6 | 47 | 203 | 161 | 7 | 0 |  | 114 | 995 | 164 | 263 | 257 | 6 | 72 | 203 | 97 | 7 | 0 |  | 114 | 1286 | 202 | 270 | 269 | 6 | 53 | 186 | 351 | 9 | 27 |  | 114 | 1247 | 193 | 254 | 269 | 6 | 53 | 186 | 465 | 9 | 30
| 115 | 965 | 149 | 249 | 244 | 6 | 47 | 203 | 160 | 7 | 0 |  | 115 | 989 | 163 | 262 | 257 | 6 | 72 | 203 | 97 | 7 | 0 |  | 115 | 1280 | 201 | 268 | 269 | 6 | 53 | 186 | 350 | 9 | 30 |  | 115 | 1240 | 192 | 253 | 269 | 6 | 53 | 186 | 464 | 9 | 33
| 116 | 959 | 149 | 248 | 243 | 6 | 47 | 203 | 160 | 7 | 0 |  | 116 | 983 | 163 | 260 | 257 | 6 | 72 | 203 | 96 | 7 | 0 |  | 116 | 1272 | 200 | 267 | 268 | 6 | 53 | 186 | 349 | 9 | 33 |  | 116 | 1233 | 191 | 251 | 269 | 6 | 53 | 186 | 463 | 9 | 36
| 117 | 954 | 148 | 247 | 243 | 6 | 47 | 203 | 159 | 7 | 0 |  | 117 | 978 | 162 | 259 | 257 | 6 | 72 | 202 | 96 | 7 | 0 |  | 117 | 1265 | 198 | 266 | 268 | 6 | 53 | 186 | 348 | 9 | 36 |  | 117 | 1226 | 190 | 250 | 268 | 6 | 53 | 185 | 462 | 9 | 39
| 118 | 949 | 147 | 246 | 243 | 6 | 47 | 202 | 159 | 7 | 0 |  | 118 | 973 | 161 | 258 | 256 | 6 | 72 | 202 | 96 | 7 | 0 |  | 118 | 1258 | 197 | 264 | 268 | 6 | 53 | 186 | 348 | 9 | 38 |  | 118 | 1219 | 189 | 249 | 268 | 6 | 53 | 185 | 462 | 9 | 42
| 119 | 944 | 146 | 244 | 243 | 6 | 47 | 202 | 158 | 7 | 0 |  | 119 | 968 | 159 | 257 | 256 | 6 | 72 | 202 | 96 | 7 | 0 |  | 119 | 1251 | 196 | 263 | 268 | 6 | 53 | 185 | 347 | 9 | 41 |  | 119 | 1213 | 187 | 248 | 268 | 6 | 53 | 185 | 461 | 9 | 45
| 120 | 939 | 145 | 243 | 242 | 6 | 47 | 202 | 158 | 7 | 0 |  | 120 | 962 | 158 | 255 | 256 | 6 | 72 | 202 | 95 | 7 | 0 |  | 120 | 1245 | 194 | 261 | 267 | 6 | 53 | 185 | 346 | 9 | 44 |  | 120 | 1207 | 186 | 246 | 268 | 6 | 53 | 185 | 460 | 9 | 48
| 121 | 934 | 144 | 242 | 242 | 6 | 47 | 202 | 157 | 7 | 0 |  | 121 | 957 | 157 | 254 | 256 | 6 | 72 | 202 | 95 | 7 | 0 |  | 121 | 1238 | 193 | 260 | 267 | 6 | 53 | 185 | 345 | 9 | 47 |  | 121 | 1200 | 184 | 245 | 267 | 6 | 53 | 185 | 460 | 9 | 51
| 122 | 928 | 143 | 240 | 242 | 6 | 47 | 202 | 156 | 7 | 0 |  | 122 | 952 | 156 | 253 | 255 | 6 | 72 | 201 | 95 | 7 | 0 |  | 122 | 1231 | 191 | 259 | 267 | 6 | 53 | 185 | 345 | 9 | 50 |  | 122 | 1193 | 183 | 244 | 267 | 6 | 53 | 184 | 459 | 9 | 54
| 123 | 923 | 142 | 239 | 242 | 6 | 47 | 201 | 156 | 7 | 0 |  | 123 | 946 | 156 | 251 | 255 | 6 | 72 | 201 | 94 | 7 | 0 |  | 123 | 1224 | 190 | 257 | 267 | 6 | 53 | 185 | 344 | 9 | 53 |  | 123 | 1187 | 182 | 243 | 267 | 6 | 53 | 184 | 458 | 9 | 57
| 124 | 918 | 142 | 238 | 242 | 6 | 47 | 201 | 155 | 7 | 0 |  | 124 | 940 | 155 | 250 | 255 | 6 | 72 | 201 | 94 | 7 | 0 |  | 124 | 1217 | 189 | 256 | 267 | 6 | 53 | 184 | 343 | 9 | 56 |  | 124 | 1180 | 181 | 241 | 267 | 6 | 53 | 184 | 457 | 9 | 60
| 125 | 912 | 141 | 237 | 241 | 6 | 47 | 201 | 155 | 7 | 0 |  | 125 | 935 | 154 | 249 | 255 | 6 | 72 | 201 | 94 | 7 | 0 |  | 125 | 1209 | 188 | 255 | 266 | 6 | 53 | 184 | 342 | 9 | 59 |  | 125 | 1173 | 180 | 240 | 266 | 6 | 53 | 184 | 457 | 9 | 64
| 126 | 906 | 140 | 236 | 241 | 6 | 47 | 201 | 154 | 7 | 0 |  | 126 | 930 | 153 | 248 | 254 | 6 | 72 | 201 | 93 | 7 | 0 |  | 126 | 1202 | 187 | 254 | 266 | 6 | 53 | 184 | 342 | 9 | 62 |  | 126 | 1166 | 179 | 239 | 266 | 6 | 53 | 184 | 456 | 9 | 67
| 127 | 901 | 139 | 235 | 241 | 6 | 47 | 201 | 154 | 7 | 0 |  | 127 | 924 | 152 | 247 | 254 | 6 | 72 | 200 | 93 | 7 | 0 |  | 127 | 1195 | 186 | 253 | 266 | 6 | 53 | 184 | 341 | 9 | 65 |  | 127 | 1158 | 178 | 239 | 266 | 6 | 53 | 184 | 455 | 9 | 70
| 128 | 896 | 138 | 234 | 241 | 6 | 47 | 200 | 153 | 7 | 0 |  | 128 | 918 | 151 | 246 | 254 | 6 | 72 | 200 | 93 | 7 | 0 |  | 128 | 1187 | 185 | 252 | 266 | 6 | 53 | 184 | 340 | 9 | 68 |  | 128 | 1151 | 177 | 238 | 266 | 6 | 52 | 183 | 455 | 9 | 73
| 129 | 891 | 137 | 233 | 240 | 6 | 47 | 200 | 153 | 7 | 0 |  | 129 | 913 | 150 | 245 | 254 | 6 | 72 | 200 | 93 | 7 | 0 |  | 129 | 1180 | 184 | 251 | 265 | 6 | 53 | 184 | 339 | 9 | 71 |  | 129 | 1144 | 176 | 237 | 266 | 6 | 52 | 183 | 454 | 9 | 76
| 130 | 885 | 137 | 232 | 240 | 6 | 47 | 200 | 152 | 7 | 0 |  | 130 | 907 | 150 | 244 | 253 | 6 | 72 | 200 | 92 | 7 | 0 |  | 130 | 1173 | 183 | 250 | 265 | 6 | 53 | 183 | 339 | 9 | 74 |  | 130 | 1138 | 175 | 236 | 265 | 6 | 52 | 183 | 453 | 9 | 79
| 131 | 880 | 136 | 231 | 240 | 6 | 47 | 200 | 151 | 7 | 0 |  | 131 | 902 | 149 | 244 | 253 | 6 | 72 | 200 | 92 | 7 | 0 |  | 131 | 1166 | 183 | 249 | 265 | 6 | 53 | 183 | 338 | 9 | 77 |  | 131 | 1131 | 175 | 235 | 265 | 6 | 52 | 183 | 452 | 9 | 82
| 132 | 875 | 136 | 230 | 240 | 6 | 47 | 200 | 151 | 7 | 0 |  | 132 | 897 | 149 | 242 | 253 | 6 | 71 | 200 | 92 | 7 | 0 |  | 132 | 1159 | 182 | 248 | 265 | 6 | 53 | 183 | 337 | 9 | 80 |  | 132 | 1124 | 174 | 234 | 265 | 6 | 52 | 183 | 452 | 9 | 85
| 133 | 869 | 135 | 230 | 239 | 6 | 47 | 200 | 150 | 7 | 0 |  | 133 | 891 | 148 | 242 | 253 | 6 | 71 | 199 | 91 | 7 | 0 |  | 133 | 1152 | 181 | 248 | 264 | 6 | 53 | 183 | 336 | 9 | 83 |  | 133 | 1117 | 174 | 234 | 264 | 6 | 52 | 183 | 451 | 9 | 89
| 134 | 864 | 135 | 229 | 239 | 6 | 47 | 199 | 150 | 7 | 0 |  | 134 | 886 | 147 | 241 | 252 | 6 | 71 | 199 | 91 | 7 | 0 |  | 134 | 1145 | 181 | 247 | 264 | 6 | 53 | 183 | 335 | 9 | 86 |  | 134 | 1111 | 173 | 233 | 264 | 6 | 52 | 182 | 450 | 9 | 92
| 135 | 860 | 134 | 228 | 239 | 6 | 47 | 199 | 149 | 7 | 0 |  | 135 | 881 | 147 | 240 | 252 | 6 | 71 | 199 | 91 | 7 | 0 |  | 135 | 1139 | 180 | 246 | 264 | 6 | 53 | 183 | 335 | 9 | 89 |  | 135 | 1104 | 172 | 232 | 264 | 6 | 52 | 182 | 450 | 9 | 95
| 136 | 855 | 133 | 228 | 239 | 6 | 47 | 199 | 149 | 7 | 0 |  | 136 | 876 | 146 | 239 | 252 | 6 | 71 | 199 | 90 | 7 | 0 |  | 136 | 1132 | 179 | 245 | 264 | 6 | 53 | 182 | 334 | 9 | 93 |  | 136 | 1097 | 172 | 231 | 264 | 6 | 52 | 182 | 449 | 9 | 98
| 137 | 850 | 133 | 227 | 238 | 6 | 47 | 199 | 148 | 7 | 0 |  | 137 | 871 | 145 | 238 | 252 | 6 | 71 | 199 | 90 | 7 | 0 |  | 137 | 1125 | 179 | 244 | 263 | 6 | 52 | 182 | 333 | 9 | 96 |  | 137 | 1091 | 171 | 230 | 263 | 6 | 52 | 182 | 448 | 9 | 101
| 138 | 845 | 132 | 225 | 238 | 6 | 47 | 199 | 147 | 7 | 0 |  | 138 | 866 | 144 | 237 | 251 | 6 | 71 | 198 | 90 | 7 | 0 |  | 138 | 1120 | 177 | 243 | 263 | 6 | 52 | 182 | 332 | 9 | 99 |  | 138 | 1085 | 169 | 229 | 263 | 6 | 52 | 182 | 448 | 9 | 104
| 139 | 841 | 131 | 224 | 238 | 6 | 47 | 198 | 147 | 7 | 0 |  | 139 | 862 | 144 | 236 | 251 | 6 | 71 | 198 | 89 | 7 | 0 |  | 139 | 1114 | 176 | 241 | 263 | 6 | 52 | 182 | 331 | 9 | 102 |  | 139 | 1080 | 168 | 227 | 263 | 6 | 52 | 182 | 447 | 9 | 108
| 140 | 836 | 131 | 223 | 238 | 6 | 47 | 198 | 146 | 7 | 0 |  | 140 | 856 | 143 | 235 | 251 | 6 | 71 | 198 | 89 | 7 | 0 |  | 140 | 1107 | 175 | 240 | 263 | 6 | 52 | 182 | 331 | 9 | 105 |  | 140 | 1073 | 168 | 227 | 263 | 6 | 52 | 181 | 446 | 9 | 111
| 141 | 830 | 130 | 223 | 238 | 6 | 47 | 198 | 146 | 7 | 0 |  | 141 | 851 | 142 | 234 | 251 | 6 | 71 | 198 | 89 | 7 | 0 |  | 141 | 1100 | 174 | 240 | 262 | 6 | 52 | 182 | 330 | 9 | 108 |  | 141 | 1067 | 166 | 226 | 262 | 6 | 52 | 181 | 445 | 9 | 114
| 142 | 825 | 129 | 222 | 237 | 6 | 47 | 198 | 145 | 7 | 0 |  | 142 | 846 | 141 | 234 | 251 | 6 | 71 | 198 | 88 | 7 | 0 |  | 142 | 1093 | 173 | 239 | 262 | 6 | 52 | 182 | 329 | 9 | 111 |  | 142 | 1060 | 166 | 225 | 262 | 6 | 52 | 181 | 445 | 9 | 117
| 143 | 820 | 129 | 222 | 237 | 6 | 47 | 198 | 144 | 7 | 0 |  | 143 | 840 | 141 | 233 | 250 | 6 | 71 | 198 | 88 | 7 | 2 |  | 143 | 1086 | 173 | 239 | 262 | 6 | 52 | 181 | 328 | 9 | 114 |  | 143 | 1053 | 165 | 225 | 262 | 6 | 52 | 181 | 444 | 9 | 121
| 144 | 815 | 128 | 221 | 237 | 6 | 47 | 198 | 144 | 7 | 0 |  | 144 | 834 | 140 | 233 | 250 | 6 | 71 | 197 | 88 | 7 | 6 |  | 144 | 1079 | 171 | 238 | 262 | 6 | 52 | 181 | 327 | 9 | 117 |  | 144 | 1046 | 164 | 224 | 262 | 6 | 52 | 181 | 443 | 9 | 124
| 145 | 809 | 127 | 221 | 237 | 6 | 47 | 197 | 143 | 7 | 0 |  | 145 | 829 | 139 | 232 | 250 | 6 | 71 | 197 | 87 | 7 | 9 |  | 145 | 1072 | 171 | 237 | 261 | 6 | 52 | 181 | 327 | 9 | 121 |  | 145 | 1039 | 163 | 224 | 262 | 6 | 52 | 181 | 443 | 9 | 127
| 146 | 803 | 127 | 220 | 236 | 6 | 47 | 197 | 143 | 7 | 0 |  | 146 | 823 | 139 | 231 | 250 | 6 | 71 | 197 | 87 | 7 | 12 |  | 146 | 1065 | 170 | 237 | 261 | 6 | 52 | 181 | 326 | 9 | 124 |  | 146 | 1033 | 162 | 223 | 261 | 6 | 52 | 181 | 442 | 9 | 130
| 147 | 798 | 126 | 220 | 236 | 6 | 47 | 197 | 142 | 7 | 0 |  | 147 | 818 | 138 | 231 | 249 | 6 | 71 | 197 | 87 | 7 | 15 |  | 147 | 1059 | 168 | 236 | 261 | 6 | 52 | 181 | 325 | 9 | 127 |  | 147 | 1026 | 162 | 223 | 261 | 6 | 52 | 180 | 441 | 9 | 133
| 148 | 793 | 125 | 219 | 236 | 6 | 47 | 197 | 142 | 7 | 0 |  | 148 | 813 | 137 | 230 | 249 | 6 | 71 | 197 | 86 | 7 | 19 |  | 148 | 1052 | 167 | 235 | 261 | 6 | 52 | 181 | 324 | 9 | 130 |  | 148 | 1020 | 160 | 222 | 261 | 6 | 52 | 180 | 441 | 9 | 137
| 149 | 789 | 124 | 218 | 236 | 6 | 47 | 197 | 141 | 7 | 0 |  | 149 | 809 | 136 | 229 | 249 | 6 | 71 | 197 | 86 | 7 | 22 |  | 149 | 1046 | 166 | 234 | 261 | 6 | 52 | 181 | 323 | 9 | 133 |  | 149 | 1014 | 159 | 220 | 261 | 6 | 52 | 180 | 440 | 9 | 140
| 150 | 784 | 124 | 217 | 236 | 6 | 47 | 197 | 140 | 7 | 0 |  | 150 | 804 | 135 | 228 | 249 | 6 | 71 | 197 | 86 | 7 | 25 |  | 150 | 1040 | 165 | 233 | 260 | 6 | 52 | 180 | 322 | 9 | 136 |  | 150 | 1008 | 158 | 219 | 260 | 6 | 52 | 180 | 439 | 9 | 143
| 151 | 779 | 123 | 216 | 235 | 6 | 47 | 197 | 140 | 7 | 0 |  | 151 | 798 | 135 | 227 | 248 | 6 | 71 | 196 | 86 | 7 | 29 |  | 151 | 1033 | 164 | 232 | 260 | 6 | 52 | 180 | 321 | 9 | 139 |  | 151 | 1001 | 158 | 219 | 260 | 6 | 52 | 180 | 439 | 9 | 146
| 152 | 774 | 122 | 215 | 235 | 6 | 47 | 196 | 139 | 7 | 0 |  | 152 | 793 | 134 | 226 | 248 | 6 | 71 | 196 | 85 | 7 | 32 |  | 152 | 1025 | 164 | 232 | 260 | 6 | 52 | 180 | 321 | 9 | 142 |  | 152 | 994 | 157 | 219 | 260 | 6 | 52 | 180 | 438 | 9 | 150
| 153 | 769 | 122 | 215 | 235 | 6 | 47 | 196 | 139 | 7 | 0 |  | 153 | 788 | 133 | 226 | 248 | 6 | 71 | 196 | 85 | 7 | 35 |  | 153 | 1018 | 163 | 231 | 260 | 6 | 52 | 180 | 320 | 9 | 146 |  | 153 | 987 | 156 | 218 | 260 | 6 | 52 | 180 | 437 | 9 | 153
| 154 | 763 | 121 | 214 | 235 | 6 | 47 | 196 | 138 | 7 | 0 |  | 154 | 782 | 133 | 225 | 248 | 6 | 71 | 196 | 85 | 7 | 39 |  | 154 | 1010 | 163 | 231 | 259 | 6 | 52 | 180 | 319 | 9 | 149 |  | 154 | 980 | 156 | 218 | 259 | 6 | 52 | 179 | 437 | 9 | 156
| 155 | 757 | 121 | 214 | 234 | 6 | 47 | 196 | 137 | 7 | 0 |  | 155 | 776 | 132 | 225 | 247 | 6 | 71 | 196 | 84 | 7 | 42 |  | 155 | 1004 | 162 | 230 | 259 | 6 | 52 | 180 | 318 | 9 | 152 |  | 155 | 973 | 155 | 217 | 259 | 6 | 52 | 179 | 436 | 9 | 159
| 156 | 752 | 120 | 213 | 234 | 6 | 47 | 196 | 137 | 7 | 0 |  | 156 | 771 | 132 | 224 | 247 | 6 | 71 | 196 | 84 | 7 | 45 |  | 156 | 997 | 161 | 230 | 259 | 6 | 52 | 180 | 317 | 9 | 155 |  | 156 | 966 | 154 | 216 | 259 | 6 | 52 | 179 | 435 | 9 | 163
| 157 | 747 | 119 | 213 | 234 | 6 | 47 | 196 | 136 | 7 | 0 |  | 157 | 766 | 130 | 224 | 247 | 6 | 71 | 195 | 84 | 7 | 48 |  | 157 | 990 | 160 | 229 | 258 | 6 | 52 | 179 | 316 | 9 | 158 |  | 157 | 960 | 153 | 216 | 259 | 6 | 52 | 179 | 434 | 9 | 166
| 158 | 742 | 119 | 212 | 234 | 6 | 47 | 195 | 136 | 7 | 0 |  | 158 | 761 | 130 | 223 | 247 | 6 | 71 | 195 | 83 | 7 | 52 |  | 158 | 984 | 159 | 228 | 258 | 6 | 52 | 179 | 315 | 9 | 161 |  | 158 | 954 | 152 | 215 | 259 | 6 | 52 | 179 | 434 | 9 | 169
| 159 | 737 | 118 | 211 | 234 | 6 | 47 | 195 | 135 | 7 | 0 |  | 159 | 756 | 129 | 222 | 246 | 6 | 71 | 195 | 83 | 7 | 55 |  | 159 | 978 | 158 | 227 | 258 | 6 | 52 | 179 | 314 | 9 | 165 |  | 159 | 948 | 151 | 214 | 258 | 6 | 52 | 179 | 433 | 9 | 173
| 160 | 732 | 118 | 210 | 233 | 6 | 46 | 195 | 134 | 7 | 0 |  | 160 | 751 | 129 | 221 | 246 | 6 | 71 | 195 | 83 | 7 | 58 |  | 160 | 971 | 157 | 225 | 258 | 6 | 52 | 179 | 314 | 9 | 168 |  | 160 | 941 | 151 | 213 | 258 | 6 | 52 | 179 | 432 | 9 | 176
| 161 | 727 | 117 | 209 | 233 | 6 | 46 | 195 | 134 | 7 | 0 |  | 161 | 746 | 128 | 220 | 246 | 6 | 71 | 195 | 82 | 7 | 62 |  | 161 | 964 | 156 | 225 | 258 | 6 | 52 | 179 | 313 | 9 | 171 |  | 161 | 935 | 150 | 212 | 258 | 6 | 52 | 178 | 432 | 9 | 179
| 162 | 722 | 116 | 208 | 233 | 6 | 46 | 195 | 133 | 7 | 0 |  | 162 | 741 | 127 | 218 | 246 | 6 | 71 | 195 | 82 | 7 | 65 |  | 162 | 958 | 156 | 224 | 257 | 6 | 52 | 179 | 312 | 9 | 174 |  | 162 | 928 | 149 | 211 | 258 | 6 | 52 | 178 | 431 | 9 | 182
| 163 | 718 | 116 | 207 | 233 | 6 | 46 | 195 | 133 | 7 | 0 |  | 163 | 735 | 127 | 218 | 245 | 6 | 71 | 194 | 82 | 7 | 68 |  | 163 | 950 | 155 | 223 | 257 | 6 | 52 | 179 | 311 | 9 | 177 |  | 163 | 921 | 148 | 211 | 257 | 6 | 52 | 178 | 430 | 9 | 186
| 164 | 712 | 115 | 206 | 233 | 6 | 46 | 194 | 132 | 7 | 0 |  | 164 | 730 | 126 | 217 | 245 | 6 | 71 | 194 | 81 | 7 | 72 |  | 164 | 943 | 155 | 223 | 257 | 6 | 52 | 178 | 310 | 9 | 180 |  | 164 | 914 | 148 | 210 | 257 | 6 | 52 | 178 | 430 | 9 | 189
| 165 | 706 | 115 | 206 | 232 | 6 | 46 | 194 | 132 | 7 | 0 |  | 165 | 724 | 126 | 217 | 245 | 6 | 71 | 194 | 81 | 7 | 75 |  | 165 | 935 | 154 | 222 | 257 | 6 | 52 | 178 | 309 | 9 | 183 |  | 165 | 907 | 148 | 209 | 257 | 6 | 52 | 178 | 429 | 9 | 192
| 166 | 700 | 115 | 206 | 232 | 6 | 46 | 194 | 131 | 7 | 0 |  | 166 | 718 | 125 | 216 | 245 | 6 | 71 | 194 | 81 | 7 | 79 |  | 166 | 928 | 154 | 221 | 257 | 6 | 52 | 178 | 308 | 9 | 187 |  | 166 | 900 | 147 | 209 | 257 | 6 | 52 | 178 | 428 | 9 | 195
| 167 | 695 | 114 | 205 | 232 | 6 | 46 | 194 | 130 | 7 | 0 |  | 167 | 713 | 125 | 216 | 244 | 6 | 71 | 194 | 81 | 7 | 82 |  | 167 | 921 | 153 | 221 | 256 | 6 | 52 | 178 | 307 | 9 | 190 |  | 167 | 893 | 147 | 208 | 257 | 6 | 52 | 178 | 428 | 9 | 199
| 168 | 689 | 114 | 205 | 232 | 6 | 46 | 194 | 130 | 7 | 0 |  | 168 | 706 | 124 | 215 | 244 | 6 | 71 | 194 | 80 | 7 | 85 |  | 168 | 913 | 153 | 220 | 256 | 6 | 52 | 178 | 306 | 9 | 193 |  | 168 | 885 | 146 | 207 | 256 | 6 | 52 | 177 | 427 | 9 | 202
| 169 | 683 | 114 | 204 | 232 | 6 | 46 | 193 | 129 | 7 | 0 |  | 169 | 701 | 124 | 215 | 244 | 6 | 71 | 193 | 80 | 7 | 89 |  | 169 | 906 | 153 | 220 | 256 | 6 | 52 | 178 | 305 | 9 | 196 |  | 169 | 878 | 146 | 207 | 256 | 6 | 52 | 177 | 426 | 9 | 205
| 170 | 678 | 113 | 204 | 231 | 6 | 46 | 193 | 129 | 7 | 0 |  | 170 | 694 | 124 | 214 | 244 | 6 | 71 | 193 | 80 | 7 | 92 |  | 170 | 898 | 152 | 219 | 256 | 6 | 52 | 178 | 304 | 9 | 199 |  | 170 | 871 | 146 | 207 | 256 | 6 | 52 | 177 | 426 | 9 | 208
| 171 | 672 | 113 | 203 | 231 | 6 | 46 | 193 | 128 | 7 | 0 |  | 171 | 689 | 124 | 214 | 243 | 6 | 71 | 193 | 79 | 7 | 95 |  | 171 | 891 | 152 | 219 | 255 | 6 | 52 | 177 | 303 | 9 | 202 |  | 171 | 863 | 145 | 206 | 256 | 6 | 52 | 177 | 425 | 9 | 212
| 172 | 667 | 112 | 203 | 231 | 6 | 46 | 193 | 127 | 7 | 0 |  | 172 | 683 | 123 | 213 | 243 | 6 | 71 | 193 | 79 | 7 | 99 |  | 172 | 884 | 151 | 218 | 255 | 6 | 52 | 177 | 302 | 9 | 205 |  | 172 | 857 | 144 | 205 | 256 | 6 | 52 | 177 | 424 | 9 | 215
| 173 | 661 | 112 | 202 | 231 | 6 | 46 | 193 | 127 | 7 | 0 |  | 173 | 678 | 122 | 212 | 243 | 6 | 71 | 193 | 79 | 7 | 102 |  | 173 | 877 | 150 | 217 | 255 | 6 | 52 | 177 | 301 | 9 | 209 |  | 173 | 850 | 143 | 205 | 256 | 6 | 52 | 177 | 424 | 9 | 218
| 174 | 656 | 111 | 201 | 231 | 6 | 46 | 193 | 126 | 7 | 0 |  | 174 | 672 | 122 | 211 | 243 | 6 | 71 | 192 | 78 | 7 | 105 |  | 174 | 871 | 149 | 216 | 255 | 6 | 52 | 177 | 300 | 9 | 212 |  | 174 | 844 | 142 | 204 | 255 | 6 | 52 | 177 | 423 | 9 | 221
| 175 | 651 | 111 | 200 | 231 | 6 | 46 | 192 | 126 | 7 | 0 |  | 175 | 667 | 121 | 211 | 243 | 6 | 71 | 192 | 78 | 7 | 109 |  | 175 | 864 | 147 | 215 | 255 | 6 | 52 | 177 | 299 | 9 | 215 |  | 175 | 838 | 141 | 203 | 255 | 6 | 52 | 176 | 422 | 9 | 224
| 176 | 646 | 110 | 200 | 231 | 6 | 46 | 192 | 125 | 7 | 0 |  | 176 | 662 | 120 | 210 | 243 | 6 | 71 | 192 | 78 | 7 | 112 |  | 176 | 858 | 146 | 214 | 255 | 6 | 52 | 177 | 298 | 9 | 218 |  | 176 | 832 | 140 | 202 | 255 | 6 | 52 | 176 | 421 | 9 | 228
| 177 | 642 | 109 | 199 | 230 | 6 | 46 | 192 | 125 | 7 | 0 |  | 177 | 658 | 119 | 209 | 243 | 6 | 71 | 192 | 78 | 7 | 115 |  | 177 | 852 | 146 | 214 | 255 | 6 | 52 | 176 | 297 | 9 | 221 |  | 177 | 826 | 139 | 202 | 255 | 6 | 52 | 176 | 421 | 9 | 231
| 178 | 637 | 108 | 198 | 230 | 6 | 46 | 192 | 124 | 7 | 0 |  | 178 | 653 | 118 | 209 | 242 | 6 | 71 | 192 | 77 | 7 | 119 |  | 178 | 846 | 145 | 213 | 255 | 6 | 52 | 176 | 296 | 9 | 224 |  | 178 | 820 | 138 | 201 | 255 | 6 | 52 | 176 | 420 | 9 | 234
| 179 | 632 | 107 | 198 | 230 | 6 | 46 | 192 | 123 | 7 | 1 |  | 179 | 649 | 117 | 208 | 242 | 6 | 71 | 192 | 77 | 7 | 122 |  | 179 | 839 | 144 | 212 | 254 | 6 | 52 | 176 | 295 | 9 | 227 |  | 179 | 814 | 138 | 200 | 255 | 6 | 52 | 176 | 419 | 9 | 237
| 180 | 628 | 107 | 197 | 230 | 6 | 46 | 191 | 123 | 7 | 5 |  | 180 | 644 | 117 | 207 | 242 | 6 | 71 | 191 | 77 | 7 | 125 |  | 180 | 833 | 144 | 211 | 254 | 6 | 52 | 176 | 294 | 9 | 230 |  | 180 | 807 | 137 | 199 | 255 | 6 | 51 | 176 | 419 | 9 | 240
| 181 | 624 | 106 | 196 | 230 | 6 | 46 | 191 | 122 | 7 | 9 |  | 181 | 639 | 116 | 206 | 242 | 6 | 71 | 191 | 76 | 7 | 129 |  | 181 | 827 | 143 | 211 | 254 | 6 | 52 | 176 | 293 | 9 | 233 |  | 181 | 801 | 137 | 199 | 254 | 6 | 51 | 175 | 418 | 9 | 244
| 182 | 618 | 106 | 195 | 230 | 6 | 46 | 191 | 122 | 7 | 13 |  | 182 | 634 | 116 | 205 | 242 | 6 | 71 | 191 | 76 | 7 | 132 |  | 182 | 821 | 142 | 210 | 254 | 6 | 52 | 175 | 292 | 9 | 236 |  | 182 | 795 | 136 | 198 | 254 | 6 | 51 | 175 | 417 | 9 | 247
| 183 | 613 | 105 | 195 | 230 | 6 | 46 | 191 | 121 | 7 | 16 |  | 183 | 629 | 115 | 204 | 242 | 6 | 71 | 191 | 76 | 7 | 135 |  | 183 | 815 | 141 | 209 | 254 | 6 | 52 | 175 | 291 | 9 | 240 |  | 183 | 790 | 135 | 197 | 254 | 6 | 51 | 175 | 417 | 9 | 250
| 184 | 609 | 104 | 194 | 230 | 6 | 46 | 191 | 121 | 7 | 20 |  | 184 | 624 | 114 | 204 | 241 | 6 | 71 | 191 | 76 | 7 | 139 |  | 184 | 808 | 140 | 208 | 254 | 6 | 52 | 175 | 290 | 9 | 243 |  | 184 | 784 | 134 | 196 | 254 | 6 | 51 | 175 | 416 | 9 | 253
| 185 | 605 | 104 | 193 | 230 | 6 | 46 | 190 | 120 | 7 | 24 |  | 185 | 620 | 114 | 203 | 241 | 6 | 71 | 190 | 75 | 7 | 142 |  | 185 | 803 | 139 | 207 | 254 | 6 | 52 | 175 | 289 | 9 | 246 |  | 185 | 778 | 133 | 195 | 254 | 6 | 51 | 175 | 415 | 9 | 256
| 186 | 600 | 103 | 192 | 229 | 6 | 46 | 190 | 119 | 7 | 28 |  | 186 | 615 | 113 | 202 | 241 | 6 | 71 | 190 | 75 | 7 | 145 |  | 186 | 797 | 138 | 206 | 254 | 6 | 52 | 175 | 288 | 9 | 249 |  | 186 | 772 | 132 | 195 | 254 | 6 | 51 | 175 | 414 | 9 | 259
| 187 | 595 | 102 | 192 | 229 | 6 | 46 | 190 | 119 | 7 | 32 |  | 187 | 611 | 112 | 201 | 241 | 6 | 71 | 190 | 75 | 7 | 149 |  | 187 | 791 | 137 | 206 | 254 | 6 | 52 | 175 | 287 | 9 | 252 |  | 187 | 766 | 131 | 194 | 254 | 6 | 51 | 174 | 414 | 9 | 263
| 188 | 591 | 101 | 191 | 229 | 6 | 46 | 190 | 118 | 7 | 36 |  | 188 | 606 | 111 | 200 | 241 | 6 | 71 | 190 | 75 | 7 | 152 |  | 188 | 784 | 136 | 205 | 253 | 6 | 52 | 174 | 286 | 9 | 255 |  | 188 | 760 | 130 | 193 | 254 | 6 | 51 | 174 | 413 | 9 | 266
| 189 | 587 | 100 | 190 | 229 | 6 | 46 | 189 | 118 | 7 | 40 |  | 189 | 602 | 110 | 200 | 241 | 6 | 71 | 189 | 74 | 7 | 155 |  | 189 | 779 | 134 | 204 | 253 | 6 | 52 | 174 | 285 | 9 | 258 |  | 189 | 755 | 129 | 193 | 254 | 6 | 51 | 174 | 412 | 9 | 269
| 190 | 582 | 100 | 189 | 229 | 6 | 46 | 189 | 117 | 7 | 44 |  | 190 | 597 | 109 | 199 | 241 | 6 | 71 | 189 | 74 | 7 | 158 |  | 190 | 773 | 133 | 204 | 253 | 6 | 52 | 174 | 284 | 9 | 261 |  | 190 | 749 | 128 | 192 | 253 | 6 | 51 | 174 | 412 | 9 | 272
| 191 | 578 | 99 | 189 | 229 | 6 | 46 | 189 | 117 | 7 | 48 |  | 191 | 592 | 108 | 198 | 240 | 6 | 71 | 189 | 74 | 7 | 162 |  | 191 | 767 | 132 | 203 | 253 | 6 | 51 | 174 | 283 | 9 | 264 |  | 191 | 743 | 127 | 191 | 253 | 6 | 51 | 174 | 411 | 9 | 275
| 192 | 573 | 98 | 188 | 229 | 6 | 46 | 189 | 116 | 7 | 52 |  | 192 | 588 | 107 | 198 | 240 | 6 | 71 | 189 | 73 | 7 | 165 |  | 192 | 760 | 132 | 202 | 253 | 6 | 51 | 174 | 282 | 9 | 267 |  | 192 | 737 | 126 | 191 | 253 | 6 | 51 | 173 | 410 | 9 | 278
| 193 | 568 | 97 | 188 | 229 | 6 | 46 | 188 | 116 | 7 | 55 |  | 193 | 582 | 107 | 197 | 240 | 6 | 71 | 188 | 73 | 7 | 168 |  | 193 | 754 | 131 | 202 | 253 | 6 | 51 | 173 | 281 | 9 | 270 |  | 193 | 731 | 125 | 190 | 253 | 6 | 51 | 173 | 409 | 9 | 281
| 194 | 564 | 97 | 186 | 229 | 6 | 46 | 188 | 115 | 7 | 59 |  | 194 | 578 | 106 | 196 | 240 | 6 | 71 | 188 | 73 | 7 | 171 |  | 194 | 748 | 130 | 201 | 253 | 6 | 51 | 173 | 280 | 9 | 273 |  | 194 | 725 | 124 | 189 | 253 | 6 | 51 | 173 | 409 | 9 | 284
| 195 | 559 | 96 | 186 | 229 | 6 | 46 | 188 | 115 | 7 | 63 |  | 195 | 573 | 105 | 196 | 240 | 6 | 71 | 188 | 73 | 7 | 175 |  | 195 | 741 | 129 | 200 | 253 | 6 | 51 | 173 | 279 | 9 | 276 |  | 195 | 718 | 124 | 189 | 253 | 6 | 51 | 173 | 408 | 9 | 287
| 196 | 554 | 96 | 186 | 229 | 6 | 46 | 188 | 114 | 7 | 67 |  | 196 | 568 | 105 | 195 | 240 | 6 | 71 | 188 | 72 | 7 | 178 |  | 196 | 735 | 129 | 200 | 253 | 6 | 51 | 173 | 278 | 9 | 279 |  | 196 | 712 | 123 | 188 | 253 | 6 | 51 | 173 | 407 | 9 | 290
| 197 | 548 | 95 | 185 | 228 | 6 | 46 | 187 | 113 | 7 | 71 |  | 197 | 562 | 104 | 195 | 240 | 6 | 71 | 188 | 72 | 7 | 181 |  | 197 | 728 | 128 | 199 | 252 | 6 | 51 | 172 | 276 | 9 | 281 |  | 197 | 706 | 122 | 188 | 253 | 6 | 51 | 172 | 407 | 9 | 293
| 198 | 543 | 95 | 185 | 228 | 6 | 46 | 187 | 113 | 7 | 75 |  | 198 | 557 | 104 | 194 | 240 | 6 | 71 | 187 | 72 | 7 | 184 |  | 198 | 722 | 127 | 198 | 252 | 6 | 51 | 172 | 275 | 9 | 284 |  | 198 | 699 | 122 | 187 | 253 | 6 | 51 | 172 | 406 | 9 | 296
| 199 | 538 | 95 | 184 | 228 | 6 | 46 | 187 | 112 | 7 | 79 |  | 199 | 552 | 103 | 193 | 239 | 6 | 72 | 187 | 72 | 7 | 188 |  | 199 | 715 | 126 | 198 | 252 | 6 | 51 | 172 | 274 | 9 | 287 |  | 199 | 693 | 121 | 187 | 253 | 6 | 51 | 172 | 405 | 9 | 299
| 200 | 533 | 94 | 184 | 228 | 6 | 46 | 187 | 112 | 7 | 83 |  | 200 | 547 | 103 | 193 | 239 | 6 | 72 | 187 | 71 | 7 | 191 |  | 200 | 709 | 126 | 197 | 252 | 6 | 51 | 172 | 273 | 9 | 290 |  | 200 | 687 | 120 | 186 | 253 | 6 | 51 | 172 | 405 | 9 | 302
| 201 | 529 | 93 | 183 | 228 | 6 | 46 | 186 | 111 | 7 | 86 |  | 201 | 542 | 102 | 192 | 239 | 6 | 72 | 187 | 71 | 7 | 194 |  | 201 | 703 | 124 | 196 | 252 | 6 | 51 | 172 | 272 | 9 | 293 |  | 201 | 681 | 119 | 185 | 252 | 6 | 51 | 172 | 404 | 9 | 305
| 202 | 524 | 92 | 182 | 228 | 6 | 46 | 186 | 111 | 7 | 90 |  | 202 | 538 | 101 | 191 | 239 | 6 | 72 | 186 | 71 | 7 | 197 |  | 202 | 696 | 124 | 196 | 252 | 6 | 51 | 171 | 271 | 9 | 296 |  | 202 | 675 | 118 | 185 | 252 | 6 | 51 | 171 | 403 | 9 | 308
| 203 | 520 | 91 | 181 | 228 | 6 | 46 | 186 | 110 | 7 | 94 |  | 203 | 533 | 100 | 191 | 239 | 6 | 72 | 186 | 71 | 7 | 200 |  | 203 | 690 | 123 | 195 | 252 | 6 | 51 | 171 | 270 | 9 | 299 |  | 203 | 669 | 118 | 184 | 252 | 6 | 51 | 171 | 402 | 9 | 311
| 204 | 515 | 91 | 181 | 228 | 6 | 46 | 186 | 110 | 7 | 98 |  | 204 | 527 | 100 | 190 | 239 | 6 | 72 | 186 | 71 | 7 | 204 |  | 204 | 683 | 123 | 195 | 252 | 6 | 51 | 171 | 269 | 9 | 302 |  | 204 | 662 | 117 | 184 | 252 | 6 | 51 | 171 | 402 | 9 | 314
| 205 | 510 | 91 | 180 | 228 | 6 | 46 | 185 | 109 | 7 | 102 |  | 205 | 522 | 99 | 190 | 239 | 6 | 72 | 186 | 70 | 7 | 207 |  | 205 | 677 | 122 | 194 | 251 | 6 | 51 | 171 | 268 | 9 | 304 |  | 205 | 656 | 116 | 183 | 252 | 6 | 51 | 171 | 401 | 9 | 317
| 206 | 505 | 90 | 180 | 227 | 6 | 46 | 185 | 109 | 7 | 106 |  | 206 | 517 | 99 | 189 | 239 | 6 | 72 | 185 | 70 | 7 | 210 |  | 206 | 670 | 121 | 194 | 251 | 6 | 51 | 170 | 266 | 9 | 307 |  | 206 | 650 | 116 | 183 | 252 | 6 | 51 | 171 | 400 | 9 | 320
| 207 | 500 | 89 | 179 | 227 | 6 | 46 | 185 | 108 | 7 | 109 |  | 207 | 513 | 98 | 188 | 238 | 6 | 72 | 185 | 70 | 7 | 213 |  | 207 | 664 | 120 | 193 | 251 | 6 | 51 | 170 | 265 | 9 | 310 |  | 207 | 644 | 115 | 182 | 252 | 6 | 51 | 170 | 400 | 9 | 323
| 208 | 495 | 89 | 178 | 227 | 6 | 46 | 185 | 108 | 7 | 113 |  | 208 | 508 | 97 | 188 | 238 | 6 | 72 | 185 | 70 | 7 | 216 |  | 208 | 658 | 119 | 192 | 251 | 6 | 51 | 170 | 264 | 9 | 313 |  | 208 | 638 | 114 | 181 | 251 | 6 | 51 | 170 | 399 | 9 | 326
| 209 | 490 | 88 | 178 | 227 | 6 | 46 | 184 | 107 | 7 | 117 |  | 209 | 503 | 97 | 187 | 238 | 6 | 72 | 185 | 69 | 7 | 219 |  | 209 | 652 | 118 | 192 | 251 | 6 | 51 | 170 | 263 | 9 | 316 |  | 209 | 631 | 113 | 181 | 251 | 6 | 51 | 170 | 398 | 9 | 329
| 210 | 485 | 88 | 178 | 227 | 6 | 46 | 184 | 107 | 7 | 121 |  | 210 | 497 | 96 | 186 | 238 | 6 | 72 | 184 | 69 | 7 | 222 |  | 210 | 645 | 118 | 191 | 251 | 6 | 51 | 170 | 262 | 9 | 318 |  | 210 | 625 | 113 | 180 | 251 | 6 | 51 | 170 | 398 | 9 | 331
| 211 | 480 | 88 | 177 | 227 | 6 | 46 | 184 | 106 | 7 | 125 |  | 211 | 492 | 96 | 186 | 238 | 6 | 72 | 184 | 69 | 7 | 226 |  | 211 | 638 | 118 | 191 | 250 | 6 | 51 | 169 | 261 | 9 | 321 |  | 211 | 618 | 113 | 180 | 251 | 6 | 51 | 169 | 397 | 9 | 334
| 212 | 475 | 87 | 176 | 227 | 6 | 46 | 184 | 106 | 7 | 128 |  | 212 | 487 | 95 | 185 | 238 | 6 | 72 | 184 | 69 | 7 | 229 |  | 212 | 632 | 117 | 190 | 250 | 6 | 51 | 169 | 260 | 9 | 324 |  | 212 | 612 | 112 | 179 | 251 | 6 | 51 | 169 | 396 | 9 | 337
| 213 | 470 | 87 | 176 | 226 | 6 | 46 | 183 | 105 | 7 | 132 |  | 213 | 482 | 95 | 185 | 237 | 6 | 72 | 184 | 69 | 7 | 232 |  | 213 | 626 | 116 | 189 | 249 | 6 | 51 | 169 | 259 | 9 | 326 |  | 213 | 606 | 111 | 179 | 250 | 6 | 51 | 169 | 395 | 9 | 340
| 214 | 466 | 86 | 175 | 226 | 6 | 46 | 183 | 105 | 7 | 136 |  | 214 | 477 | 94 | 184 | 237 | 6 | 73 | 183 | 68 | 7 | 235 |  | 214 | 620 | 115 | 189 | 249 | 6 | 51 | 169 | 258 | 9 | 329 |  | 214 | 600 | 110 | 178 | 250 | 6 | 51 | 169 | 395 | 9 | 343
| 215 | 461 | 85 | 174 | 226 | 6 | 46 | 183 | 104 | 7 | 140 |  | 215 | 473 | 93 | 183 | 237 | 6 | 73 | 183 | 68 | 7 | 238 |  | 215 | 613 | 114 | 188 | 249 | 6 | 51 | 168 | 256 | 9 | 332 |  | 215 | 594 | 109 | 177 | 250 | 6 | 51 | 169 | 394 | 9 | 345
| 216 | 457 | 85 | 174 | 226 | 6 | 46 | 183 | 104 | 7 | 143 |  | 216 | 468 | 93 | 182 | 237 | 6 | 73 | 183 | 68 | 7 | 241 |  | 216 | 607 | 113 | 187 | 249 | 6 | 51 | 168 | 255 | 9 | 334 |  | 216 | 589 | 109 | 176 | 250 | 6 | 51 | 168 | 393 | 9 | 348
| 217 | 452 | 84 | 173 | 226 | 6 | 46 | 182 | 103 | 7 | 147 |  | 217 | 463 | 92 | 182 | 237 | 6 | 73 | 183 | 68 | 7 | 244 |  | 217 | 601 | 113 | 186 | 249 | 6 | 51 | 168 | 254 | 9 | 337 |  | 217 | 583 | 108 | 175 | 250 | 6 | 51 | 168 | 393 | 9 | 351
| 218 | 448 | 83 | 172 | 226 | 6 | 46 | 182 | 103 | 7 | 151 |  | 218 | 458 | 91 | 181 | 237 | 6 | 73 | 182 | 68 | 7 | 247 |  | 218 | 595 | 111 | 185 | 249 | 6 | 51 | 168 | 253 | 9 | 340 |  | 218 | 577 | 107 | 175 | 250 | 6 | 51 | 168 | 392 | 9 | 354
| 219 | 443 | 82 | 171 | 226 | 6 | 46 | 182 | 102 | 7 | 154 |  | 219 | 454 | 90 | 180 | 236 | 6 | 73 | 182 | 67 | 7 | 250 |  | 219 | 589 | 111 | 184 | 249 | 6 | 51 | 168 | 252 | 9 | 342 |  | 219 | 571 | 106 | 174 | 250 | 6 | 51 | 168 | 391 | 9 | 356
| 220 | 439 | 81 | 170 | 226 | 6 | 46 | 182 | 102 | 7 | 158 |  | 220 | 450 | 89 | 178 | 236 | 6 | 73 | 182 | 67 | 7 | 253 |  | 220 | 584 | 110 | 183 | 249 | 6 | 51 | 167 | 251 | 9 | 345 |  | 220 | 566 | 105 | 173 | 250 | 6 | 51 | 168 | 391 | 9 | 359
| 221 | 435 | 81 | 169 | 225 | 6 | 46 | 181 | 101 | 7 | 162 |  | 221 | 445 | 88 | 178 | 236 | 6 | 73 | 182 | 67 | 7 | 256 |  | 221 | 578 | 108 | 182 | 249 | 6 | 51 | 167 | 250 | 9 | 347 |  | 221 | 560 | 104 | 171 | 250 | 6 | 51 | 167 | 390 | 9 | 362
| 222 | 430 | 80 | 168 | 225 | 6 | 46 | 181 | 101 | 7 | 165 |  | 222 | 441 | 88 | 177 | 236 | 6 | 73 | 181 | 67 | 7 | 259 |  | 222 | 572 | 108 | 181 | 248 | 6 | 51 | 167 | 249 | 9 | 350 |  | 222 | 555 | 103 | 171 | 249 | 6 | 51 | 167 | 389 | 9 | 364
| 223 | 427 | 79 | 167 | 225 | 6 | 46 | 181 | 101 | 7 | 169 |  | 223 | 437 | 87 | 176 | 236 | 6 | 73 | 181 | 67 | 7 | 262 |  | 223 | 567 | 107 | 180 | 248 | 6 | 51 | 167 | 248 | 9 | 353 |  | 223 | 549 | 102 | 169 | 249 | 6 | 51 | 167 | 389 | 9 | 367
| 224 | 422 | 79 | 166 | 225 | 6 | 46 | 181 | 100 | 7 | 173 |  | 224 | 432 | 86 | 175 | 236 | 6 | 73 | 181 | 66 | 7 | 265 |  | 224 | 561 | 106 | 179 | 248 | 6 | 51 | 166 | 247 | 9 | 355 |  | 224 | 544 | 101 | 168 | 249 | 6 | 51 | 167 | 388 | 9 | 369
| 225 | 418 | 78 | 165 | 225 | 6 | 46 | 180 | 100 | 7 | 176 |  | 225 | 428 | 85 | 174 | 236 | 6 | 73 | 181 | 66 | 7 | 268 |  | 225 | 555 | 105 | 178 | 248 | 6 | 51 | 166 | 246 | 9 | 358 |  | 225 | 538 | 100 | 168 | 249 | 6 | 51 | 167 | 388 | 9 | 372
| 226 | 413 | 77 | 165 | 225 | 6 | 46 | 180 | 99 | 7 | 180 |  | 226 | 423 | 84 | 173 | 236 | 6 | 73 | 180 | 66 | 7 | 270 |  | 226 | 550 | 104 | 177 | 248 | 6 | 51 | 166 | 245 | 9 | 360 |  | 226 | 532 | 99 | 167 | 249 | 6 | 51 | 166 | 387 | 9 | 375
| 227 | 409 | 76 | 163 | 225 | 6 | 46 | 180 | 99 | 7 | 184 |  | 227 | 420 | 83 | 172 | 235 | 6 | 74 | 180 | 66 | 7 | 273 |  | 227 | 545 | 103 | 177 | 247 | 6 | 51 | 166 | 243 | 9 | 362 |  | 227 | 528 | 99 | 167 | 248 | 6 | 51 | 166 | 386 | 9 | 377
| 228 | 406 | 76 | 163 | 224 | 6 | 46 | 180 | 98 | 7 | 187 |  | 228 | 416 | 83 | 171 | 235 | 6 | 74 | 180 | 66 | 7 | 276 |  | 228 | 541 | 102 | 176 | 247 | 6 | 51 | 166 | 242 | 9 | 365 |  | 228 | 525 | 98 | 166 | 248 | 6 | 51 | 166 | 386 | 9 | 380
| 229 | 402 | 76 | 163 | 224 | 6 | 46 | 179 | 98 | 7 | 191 |  | 229 | 413 | 83 | 171 | 235 | 6 | 74 | 180 | 66 | 7 | 279 |  | 229 | 537 | 102 | 176 | 247 | 6 | 51 | 165 | 241 | 9 | 367 |  | 229 | 521 | 98 | 165 | 248 | 6 | 51 | 166 | 385 | 9 | 382
| 230 | 399 | 75 | 162 | 224 | 6 | 46 | 179 | 97 | 7 | 194 |  | 230 | 409 | 82 | 171 | 234 | 6 | 74 | 180 | 65 | 7 | 282 |  | 230 | 532 | 102 | 176 | 246 | 6 | 51 | 165 | 240 | 9 | 370 |  | 230 | 516 | 97 | 165 | 247 | 6 | 51 | 166 | 384 | 9 | 385
| 231 | 395 | 75 | 162 | 223 | 6 | 46 | 179 | 97 | 7 | 198 |  | 231 | 406 | 82 | 171 | 234 | 6 | 74 | 179 | 65 | 7 | 285 |  | 231 | 528 | 101 | 175 | 246 | 6 | 51 | 165 | 239 | 9 | 372 |  | 231 | 512 | 97 | 165 | 247 | 6 | 51 | 165 | 384 | 9 | 387
| 232 | 392 | 75 | 162 | 223 | 6 | 46 | 179 | 97 | 7 | 201 |  | 232 | 403 | 82 | 170 | 233 | 6 | 74 | 179 | 65 | 7 | 288 |  | 232 | 524 | 100 | 174 | 246 | 6 | 51 | 165 | 238 | 9 | 374 |  | 232 | 508 | 96 | 164 | 247 | 6 | 51 | 165 | 383 | 9 | 389
| 233 | 389 | 74 | 161 | 223 | 6 | 46 | 179 | 96 | 7 | 205 |  | 233 | 400 | 81 | 169 | 233 | 6 | 74 | 179 | 65 | 7 | 290 |  | 233 | 520 | 99 | 174 | 246 | 6 | 51 | 165 | 237 | 9 | 377 |  | 233 | 504 | 95 | 164 | 247 | 6 | 51 | 165 | 383 | 9 | 392
| 234 | 386 | 74 | 161 | 222 | 6 | 46 | 178 | 96 | 7 | 208 |  | 234 | 396 | 80 | 169 | 233 | 6 | 74 | 179 | 65 | 7 | 293 |  | 234 | 516 | 99 | 173 | 246 | 6 | 51 | 164 | 236 | 9 | 379 |  | 234 | 500 | 94 | 163 | 246 | 6 | 51 | 165 | 382 | 9 | 394
| 235 | 383 | 73 | 160 | 222 | 6 | 46 | 178 | 95 | 7 | 212 |  | 235 | 393 | 80 | 169 | 233 | 6 | 74 | 178 | 65 | 7 | 296 |  | 235 | 512 | 98 | 173 | 246 | 6 | 51 | 164 | 235 | 9 | 381 |  | 235 | 496 | 94 | 163 | 246 | 6 | 51 | 165 | 381 | 9 | 397
| 236 | 379 | 73 | 160 | 222 | 6 | 45 | 178 | 95 | 7 | 215 |  | 236 | 390 | 80 | 168 | 233 | 6 | 74 | 178 | 65 | 7 | 299 |  | 236 | 508 | 98 | 172 | 245 | 6 | 51 | 164 | 234 | 9 | 384 |  | 236 | 492 | 93 | 162 | 246 | 6 | 51 | 165 | 381 | 9 | 399
| 237 | 376 | 73 | 159 | 222 | 6 | 45 | 178 | 94 | 7 | 219 |  | 237 | 387 | 79 | 167 | 233 | 6 | 74 | 178 | 64 | 7 | 301 |  | 237 | 503 | 97 | 172 | 245 | 6 | 51 | 164 | 233 | 9 | 386 |  | 237 | 488 | 93 | 162 | 246 | 6 | 51 | 164 | 380 | 9 | 401
| 238 | 373 | 72 | 159 | 222 | 6 | 45 | 178 | 94 | 7 | 222 |  | 238 | 383 | 79 | 167 | 232 | 6 | 74 | 178 | 64 | 7 | 304 |  | 238 | 500 | 96 | 171 | 245 | 6 | 51 | 164 | 232 | 9 | 388 |  | 238 | 484 | 92 | 161 | 246 | 6 | 51 | 164 | 380 | 9 | 404
| 239 | 370 | 72 | 158 | 222 | 6 | 45 | 177 | 94 | 7 | 226 |  | 239 | 380 | 78 | 166 | 232 | 6 | 74 | 178 | 64 | 7 | 307 |  | 239 | 496 | 96 | 170 | 245 | 6 | 51 | 163 | 231 | 9 | 390 |  | 239 | 481 | 91 | 160 | 245 | 6 | 51 | 164 | 379 | 9 | 406
| 240 | 367 | 71 | 158 | 221 | 6 | 45 | 177 | 93 | 7 | 229 |  | 240 | 377 | 78 | 166 | 232 | 6 | 75 | 177 | 64 | 7 | 309 |  | 240 | 491 | 95 | 170 | 244 | 6 | 51 | 163 | 230 | 9 | 392 |  | 240 | 477 | 91 | 160 | 245 | 6 | 51 | 164 | 379 | 9 | 408
| 241 | 364 | 70 | 158 | 221 | 6 | 45 | 177 | 93 | 7 | 233 |  | 241 | 374 | 77 | 166 | 232 | 6 | 75 | 177 | 64 | 7 | 312 |  | 241 | 488 | 94 | 170 | 244 | 6 | 51 | 163 | 229 | 9 | 395 |  | 241 | 473 | 90 | 159 | 245 | 6 | 51 | 164 | 378 | 9 | 410
| 242 | 361 | 70 | 157 | 221 | 6 | 45 | 177 | 93 | 7 | 236 |  | 242 | 371 | 76 | 165 | 231 | 6 | 75 | 177 | 64 | 7 | 314 |  | 242 | 483 | 93 | 169 | 244 | 6 | 51 | 163 | 228 | 9 | 397 |  | 242 | 469 | 89 | 159 | 245 | 6 | 51 | 164 | 378 | 9 | 412
| 243 | 358 | 69 | 157 | 220 | 6 | 45 | 177 | 92 | 7 | 239 |  | 243 | 367 | 76 | 165 | 231 | 6 | 75 | 177 | 64 | 7 | 317 |  | 243 | 479 | 93 | 169 | 243 | 6 | 51 | 163 | 227 | 9 | 399 |  | 243 | 465 | 89 | 159 | 244 | 6 | 51 | 163 | 377 | 9 | 415
| 244 | 354 | 69 | 157 | 220 | 6 | 45 | 176 | 92 | 7 | 243 |  | 244 | 364 | 75 | 165 | 231 | 6 | 75 | 177 | 63 | 7 | 320 |  | 244 | 475 | 92 | 168 | 243 | 6 | 51 | 163 | 227 | 9 | 401 |  | 244 | 460 | 88 | 159 | 244 | 6 | 51 | 163 | 376 | 9 | 417
| 245 | 351 | 69 | 156 | 220 | 6 | 45 | 176 | 91 | 7 | 246 |  | 245 | 360 | 75 | 164 | 230 | 6 | 75 | 176 | 63 | 7 | 322 |  | 245 | 470 | 92 | 168 | 243 | 6 | 51 | 162 | 226 | 9 | 403 |  | 245 | 456 | 88 | 158 | 243 | 6 | 51 | 163 | 376 | 9 | 419
| 246 | 348 | 68 | 156 | 219 | 6 | 45 | 176 | 91 | 7 | 249 |  | 246 | 357 | 75 | 164 | 230 | 6 | 75 | 176 | 63 | 7 | 325 |  | 246 | 466 | 91 | 168 | 242 | 6 | 51 | 162 | 225 | 9 | 405 |  | 246 | 452 | 87 | 158 | 243 | 6 | 51 | 163 | 375 | 9 | 421
| 247 | 344 | 68 | 156 | 219 | 6 | 45 | 176 | 91 | 7 | 253 |  | 247 | 354 | 74 | 164 | 230 | 6 | 75 | 176 | 63 | 7 | 327 |  | 247 | 462 | 91 | 167 | 242 | 6 | 51 | 162 | 224 | 9 | 407 |  | 247 | 448 | 87 | 158 | 243 | 6 | 51 | 163 | 375 | 9 | 423
| 248 | 341 | 68 | 155 | 219 | 6 | 45 | 176 | 90 | 7 | 256 |  | 248 | 351 | 74 | 163 | 230 | 6 | 75 | 176 | 63 | 7 | 330 |  | 248 | 457 | 90 | 167 | 242 | 6 | 51 | 162 | 223 | 9 | 409 |  | 248 | 443 | 86 | 157 | 243 | 6 | 51 | 163 | 374 | 9 | 425
| 249 | 338 | 67 | 155 | 219 | 6 | 45 | 176 | 90 | 7 | 259 |  | 249 | 347 | 73 | 163 | 229 | 6 | 75 | 176 | 63 | 7 | 332 |  | 249 | 453 | 90 | 167 | 242 | 6 | 51 | 162 | 222 | 9 | 411 |  | 249 | 439 | 86 | 157 | 242 | 6 | 51 | 162 | 374 | 9 | 427
| 250 | 335 | 67 | 154 | 218 | 6 | 45 | 175 | 90 | 7 | 262 |  | 250 | 344 | 73 | 162 | 229 | 6 | 75 | 176 | 63 | 7 | 335 |  | 250 | 448 | 89 | 166 | 242 | 6 | 51 | 162 | 221 | 9 | 413 |  | 250 | 435 | 85 | 157 | 242 | 6 | 51 | 162 | 373 | 9 | 429
| 251 | 331 | 66 | 154 | 218 | 6 | 45 | 175 | 89 | 7 | 266 |  | 251 | 340 | 73 | 162 | 229 | 6 | 75 | 176 | 63 | 7 | 337 |  | 251 | 443 | 89 | 166 | 241 | 6 | 51 | 162 | 220 | 9 | 415 |  | 251 | 430 | 85 | 156 | 242 | 6 | 51 | 162 | 373 | 9 | 431
| 252 | 328 | 66 | 154 | 218 | 6 | 45 | 175 | 89 | 7 | 269 |  | 252 | 337 | 72 | 162 | 229 | 6 | 75 | 175 | 63 | 7 | 340 |  | 252 | 439 | 89 | 166 | 241 | 6 | 51 | 161 | 220 | 9 | 417 |  | 252 | 425 | 85 | 156 | 242 | 6 | 51 | 162 | 373 | 9 | 433
| 253 | 324 | 66 | 154 | 218 | 6 | 45 | 175 | 89 | 7 | 272 |  | 253 | 333 | 72 | 161 | 229 | 6 | 75 | 175 | 62 | 7 | 342 |  | 253 | 434 | 88 | 166 | 241 | 6 | 51 | 161 | 219 | 9 | 419 |  | 253 | 421 | 84 | 156 | 242 | 6 | 51 | 162 | 372 | 9 | 435
| 254 | 321 | 65 | 153 | 217 | 6 | 45 | 175 | 88 | 7 | 275 |  | 254 | 330 | 71 | 161 | 228 | 6 | 76 | 175 | 62 | 7 | 344 |  | 254 | 430 | 87 | 165 | 241 | 6 | 51 | 161 | 218 | 9 | 420 |  | 254 | 417 | 84 | 155 | 241 | 6 | 51 | 162 | 372 | 9 | 437
| 255 | 318 | 65 | 153 | 217 | 6 | 45 | 175 | 88 | 7 | 278 |  | 255 | 327 | 71 | 161 | 228 | 6 | 76 | 175 | 62 | 7 | 347 |  | 255 | 426 | 87 | 165 | 240 | 6 | 51 | 161 | 217 | 9 | 422 |  | 255 | 413 | 83 | 155 | 241 | 6 | 51 | 162 | 371 | 9 | 439
| 256 | 315 | 65 | 152 | 217 | 6 | 45 | 175 | 88 | 7 | 281 |  | 256 | 323 | 71 | 160 | 228 | 6 | 76 | 175 | 62 | 7 | 349 |  | 256 | 422 | 86 | 164 | 240 | 6 | 51 | 161 | 216 | 9 | 424 |  | 256 | 409 | 83 | 154 | 241 | 6 | 51 | 162 | 371 | 9 | 441
| 257 | 312 | 64 | 152 | 217 | 6 | 45 | 174 | 87 | 7 | 285 |  | 257 | 320 | 70 | 159 | 228 | 6 | 76 | 175 | 62 | 7 | 351 |  | 257 | 418 | 86 | 163 | 240 | 6 | 51 | 161 | 216 | 9 | 426 |  | 257 | 405 | 82 | 154 | 240 | 6 | 51 | 162 | 370 | 9 | 443
| 258 | 309 | 64 | 151 | 216 | 6 | 45 | 174 | 87 | 7 | 288 |  | 258 | 317 | 70 | 159 | 227 | 6 | 76 | 175 | 62 | 7 | 354 |  | 258 | 414 | 85 | 163 | 240 | 6 | 51 | 161 | 215 | 9 | 428 |  | 258 | 401 | 82 | 153 | 240 | 6 | 51 | 161 | 370 | 9 | 444
| 259 | 305 | 64 | 151 | 216 | 6 | 45 | 174 | 87 | 7 | 291 |  | 259 | 314 | 69 | 159 | 227 | 6 | 76 | 175 | 62 | 7 | 356 |  | 259 | 410 | 85 | 162 | 239 | 6 | 51 | 161 | 214 | 9 | 429 |  | 259 | 397 | 81 | 153 | 240 | 6 | 51 | 161 | 370 | 9 | 446
| 260 | 302 | 63 | 150 | 216 | 6 | 45 | 174 | 86 | 7 | 294 |  | 260 | 310 | 69 | 158 | 227 | 6 | 76 | 174 | 62 | 7 | 358 |  | 260 | 405 | 84 | 162 | 239 | 6 | 51 | 161 | 213 | 9 | 431 |  | 260 | 393 | 80 | 152 | 240 | 6 | 51 | 161 | 369 | 9 | 448
| 261 | 299 | 62 | 150 | 216 | 6 | 45 | 174 | 86 | 7 | 297 |  | 261 | 307 | 68 | 158 | 227 | 6 | 76 | 174 | 62 | 7 | 360 |  | 261 | 401 | 83 | 162 | 239 | 6 | 51 | 161 | 213 | 9 | 433 |  | 261 | 389 | 80 | 152 | 240 | 6 | 51 | 161 | 369 | 9 | 450
| 262 | 296 | 62 | 149 | 215 | 6 | 45 | 174 | 86 | 7 | 300 |  | 262 | 304 | 67 | 157 | 227 | 6 | 76 | 174 | 62 | 7 | 362 |  | 262 | 397 | 83 | 161 | 238 | 6 | 51 | 161 | 212 | 9 | 434 |  | 262 | 385 | 79 | 151 | 239 | 6 | 51 | 161 | 369 | 9 | 451
| 263 | 293 | 61 | 149 | 215 | 6 | 45 | 174 | 86 | 7 | 303 |  | 263 | 301 | 67 | 157 | 227 | 6 | 76 | 174 | 62 | 7 | 365 |  | 263 | 394 | 82 | 160 | 238 | 6 | 51 | 160 | 211 | 9 | 436 |  | 263 | 381 | 78 | 151 | 239 | 6 | 51 | 161 | 368 | 9 | 453
| 264 | 290 | 61 | 148 | 215 | 6 | 45 | 174 | 85 | 7 | 306 |  | 264 | 298 | 66 | 156 | 226 | 6 | 76 | 174 | 62 | 7 | 367 |  | 264 | 390 | 81 | 160 | 237 | 6 | 51 | 160 | 211 | 9 | 437 |  | 264 | 378 | 78 | 151 | 238 | 6 | 51 | 161 | 368 | 9 | 454
| 265 | 287 | 60 | 148 | 214 | 6 | 45 | 174 | 85 | 7 | 309 |  | 265 | 295 | 66 | 155 | 226 | 6 | 76 | 174 | 62 | 7 | 369 |  | 265 | 386 | 81 | 159 | 237 | 6 | 51 | 160 | 210 | 9 | 439 |  | 265 | 374 | 77 | 150 | 238 | 6 | 51 | 161 | 367 | 9 | 456
| 266 | 284 | 60 | 148 | 214 | 6 | 45 | 174 | 85 | 7 | 311 |  | 266 | 292 | 65 | 155 | 225 | 6 | 76 | 174 | 62 | 7 | 371 |  | 266 | 382 | 80 | 159 | 237 | 6 | 51 | 160 | 209 | 9 | 440 |  | 266 | 369 | 77 | 150 | 238 | 6 | 51 | 161 | 367 | 9 | 458
| 267 | 281 | 59 | 147 | 214 | 6 | 45 | 174 | 84 | 7 | 314 |  | 267 | 289 | 65 | 155 | 225 | 6 | 76 | 174 | 61 | 7 | 373 |  | 267 | 377 | 80 | 159 | 237 | 6 | 51 | 160 | 209 | 9 | 442 |  | 267 | 365 | 76 | 149 | 238 | 6 | 51 | 161 | 367 | 9 | 459
| 268 | 278 | 59 | 147 | 214 | 6 | 45 | 174 | 84 | 7 | 317 |  | 268 | 286 | 64 | 154 | 225 | 6 | 76 | 174 | 61 | 7 | 375 |  | 268 | 373 | 79 | 158 | 236 | 6 | 51 | 160 | 208 | 9 | 442 |  | 268 | 361 | 76 | 149 | 238 | 6 | 51 | 161 | 367 | 9 | 459
| 269 | 275 | 58 | 146 | 213 | 6 | 45 | 174 | 84 | 7 | 320 |  | 269 | 282 | 64 | 153 | 225 | 6 | 76 | 174 | 61 | 7 | 377 |  | 269 | 368 | 78 | 158 | 236 | 6 | 51 | 160 | 207 | 9 | 443 |  | 269 | 357 | 75 | 148 | 237 | 6 | 51 | 161 | 366 | 9 | 461
| 270 | 272 | 58 | 145 | 213 | 6 | 45 | 174 | 84 | 7 | 323 |  | 270 | 279 | 63 | 153 | 225 | 6 | 76 | 174 | 61 | 7 | 379 |  | 270 | 364 | 78 | 157 | 236 | 6 | 51 | 160 | 207 | 9 | 443 |  | 270 | 353 | 75 | 147 | 237 | 6 | 51 | 161 | 366 | 9 | 461
| 271 | 268 | 58 | 145 | 213 | 6 | 45 | 174 | 83 | 7 | 326 |  | 271 | 276 | 63 | 153 | 225 | 6 | 76 | 174 | 61 | 7 | 381 |  | 271 | 360 | 77 | 156 | 236 | 6 | 51 | 160 | 206 | 9 | 445 |  | 271 | 349 | 74 | 147 | 237 | 6 | 51 | 161 | 366 | 9 | 462
| 272 | 265 | 57 | 145 | 213 | 6 | 45 | 174 | 83 | 7 | 328 |  | 272 | 272 | 63 | 152 | 224 | 6 | 77 | 174 | 61 | 7 | 383 |  | 272 | 356 | 77 | 156 | 236 | 6 | 51 | 160 | 206 | 9 | 445 |  | 272 | 345 | 73 | 146 | 237 | 6 | 51 | 161 | 365 | 9 | 462
| 273 | 262 | 57 | 144 | 213 | 6 | 45 | 174 | 83 | 7 | 331 |  | 273 | 269 | 62 | 151 | 224 | 6 | 77 | 174 | 61 | 7 | 385 |  | 273 | 352 | 76 | 155 | 236 | 6 | 51 | 160 | 205 | 9 | 446 |  | 273 | 341 | 73 | 146 | 237 | 6 | 51 | 161 | 365 | 9 | 464
| 274 | 259 | 57 | 144 | 213 | 6 | 45 | 174 | 83 | 7 | 334 |  | 274 | 266 | 62 | 151 | 224 | 6 | 77 | 174 | 61 | 7 | 387 |  | 274 | 348 | 76 | 155 | 235 | 6 | 51 | 160 | 205 | 9 | 446 |  | 274 | 337 | 72 | 145 | 236 | 6 | 51 | 161 | 365 | 9 | 464
| 275 | 256 | 56 | 143 | 212 | 6 | 45 | 174 | 83 | 7 | 337 |  | 275 | 263 | 61 | 150 | 224 | 6 | 77 | 174 | 61 | 7 | 389 |  | 275 | 344 | 75 | 154 | 235 | 6 | 51 | 160 | 204 | 9 | 448 |  | 275 | 333 | 72 | 145 | 236 | 6 | 51 | 161 | 365 | 9 | 465
| 276 | 253 | 56 | 142 | 212 | 6 | 45 | 174 | 82 | 7 | 339 |  | 276 | 260 | 61 | 150 | 224 | 6 | 77 | 174 | 61 | 7 | 390 |  | 276 | 340 | 75 | 153 | 235 | 6 | 51 | 160 | 204 | 9 | 448 |  | 276 | 329 | 71 | 144 | 236 | 6 | 51 | 161 | 365 | 9 | 465
| 277 | 250 | 55 | 142 | 212 | 6 | 45 | 174 | 82 | 7 | 342 |  | 277 | 257 | 60 | 149 | 223 | 6 | 77 | 174 | 61 | 7 | 392 |  | 277 | 336 | 74 | 153 | 234 | 6 | 51 | 160 | 203 | 9 | 449 |  | 277 | 325 | 71 | 144 | 235 | 6 | 51 | 161 | 364 | 9 | 466
| 278 | 247 | 55 | 141 | 211 | 6 | 45 | 174 | 82 | 7 | 344 |  | 278 | 254 | 60 | 148 | 223 | 6 | 77 | 174 | 61 | 7 | 394 |  | 278 | 332 | 73 | 152 | 234 | 6 | 51 | 160 | 203 | 9 | 449 |  | 278 | 322 | 70 | 143 | 235 | 6 | 51 | 161 | 364 | 9 | 466
| 279 | 244 | 54 | 141 | 211 | 6 | 45 | 174 | 82 | 7 | 347 |  | 279 | 251 | 59 | 148 | 223 | 6 | 77 | 174 | 61 | 7 | 396 |  | 279 | 329 | 73 | 152 | 234 | 6 | 51 | 160 | 202 | 9 | 450 |  | 279 | 319 | 70 | 143 | 235 | 6 | 51 | 161 | 364 | 9 | 468
| 280 | 242 | 54 | 140 | 211 | 6 | 45 | 174 | 82 | 7 | 350 |  | 280 | 248 | 59 | 147 | 222 | 6 | 77 | 174 | 61 | 7 | 397 |  | 280 | 326 | 72 | 152 | 233 | 6 | 51 | 160 | 202 | 9 | 450 |  | 280 | 316 | 69 | 142 | 234 | 6 | 51 | 161 | 364 | 9 | 468
| 281 | 240 | 54 | 140 | 210 | 6 | 45 | 174 | 81 | 7 | 352 |  | 281 | 246 | 59 | 147 | 222 | 6 | 77 | 174 | 61 | 7 | 399 |  | 281 | 324 | 72 | 151 | 233 | 6 | 51 | 160 | 202 | 9 | 452 |  | 281 | 314 | 69 | 142 | 234 | 6 | 51 | 161 | 364 | 9 | 469
| 282 | 237 | 53 | 140 | 210 | 6 | 45 | 174 | 81 | 7 | 355 |  | 282 | 244 | 58 | 147 | 222 | 6 | 77 | 174 | 61 | 7 | 401 |  | 282 | 321 | 72 | 151 | 232 | 6 | 51 | 160 | 201 | 9 | 452 |  | 282 | 311 | 69 | 142 | 233 | 6 | 51 | 161 | 364 | 9 | 469
| 283 | 236 | 53 | 139 | 210 | 6 | 45 | 174 | 81 | 7 | 357 |  | 283 | 242 | 58 | 146 | 221 | 6 | 77 | 174 | 61 | 7 | 403 |  | 283 | 318 | 71 | 150 | 232 | 6 | 51 | 160 | 201 | 9 | 453 |  | 283 | 308 | 68 | 141 | 233 | 6 | 51 | 161 | 363 | 9 | 470
| 284 | 234 | 53 | 139 | 209 | 6 | 45 | 174 | 81 | 7 | 360 |  | 284 | 240 | 58 | 146 | 221 | 6 | 77 | 174 | 61 | 7 | 404 |  | 284 | 315 | 71 | 150 | 232 | 6 | 51 | 161 | 201 | 9 | 453 |  | 284 | 306 | 68 | 141 | 233 | 6 | 51 | 161 | 363 | 9 | 470
| 285 | 231 | 52 | 139 | 209 | 6 | 45 | 174 | 81 | 7 | 362 |  | 285 | 238 | 57 | 146 | 221 | 6 | 77 | 174 | 61 | 7 | 406 |  | 285 | 312 | 70 | 150 | 232 | 6 | 51 | 161 | 200 | 9 | 454 |  | 285 | 303 | 67 | 140 | 233 | 6 | 51 | 161 | 363 | 9 | 472
| 286 | 229 | 52 | 138 | 209 | 6 | 45 | 174 | 80 | 7 | 364 |  | 286 | 236 | 57 | 145 | 221 | 6 | 77 | 174 | 61 | 7 | 407 |  | 286 | 309 | 70 | 149 | 232 | 6 | 51 | 161 | 200 | 9 | 454 |  | 286 | 300 | 67 | 140 | 233 | 6 | 51 | 161 | 363 | 9 | 472
| 287 | 227 | 52 | 138 | 209 | 6 | 45 | 174 | 80 | 7 | 367 |  | 287 | 234 | 56 | 145 | 220 | 6 | 77 | 174 | 61 | 7 | 409 |  | 287 | 307 | 69 | 148 | 232 | 6 | 51 | 161 | 200 | 9 | 455 |  | 287 | 298 | 66 | 140 | 232 | 6 | 51 | 161 | 363 | 9 | 473
| 288 | 225 | 51 | 137 | 208 | 6 | 45 | 174 | 80 | 7 | 369 |  | 288 | 231 | 56 | 144 | 220 | 6 | 77 | 174 | 61 | 7 | 410 |  | 288 | 304 | 69 | 148 | 231 | 6 | 51 | 161 | 199 | 9 | 455 |  | 288 | 295 | 66 | 139 | 232 | 6 | 51 | 161 | 363 | 9 | 473
| 289 | 223 | 51 | 137 | 208 | 6 | 45 | 174 | 80 | 7 | 371 |  | 289 | 230 | 56 | 144 | 220 | 6 | 77 | 174 | 61 | 7 | 412 |  | 289 | 301 | 69 | 148 | 231 | 6 | 51 | 161 | 199 | 9 | 456 |  | 289 | 292 | 66 | 139 | 232 | 6 | 51 | 161 | 362 | 9 | 474
| 290 | 221 | 51 | 137 | 208 | 6 | 45 | 174 | 80 | 7 | 374 |  | 290 | 228 | 55 | 144 | 220 | 6 | 77 | 174 | 61 | 7 | 413 |  | 290 | 298 | 68 | 147 | 231 | 6 | 51 | 161 | 199 | 9 | 456 |  | 290 | 289 | 65 | 139 | 231 | 6 | 51 | 161 | 362 | 9 | 474
| 291 | 219 | 50 | 136 | 207 | 6 | 45 | 174 | 80 | 7 | 376 |  | 291 | 226 | 55 | 143 | 219 | 6 | 77 | 175 | 61 | 7 | 415 |  | 291 | 296 | 68 | 147 | 230 | 6 | 51 | 161 | 198 | 9 | 458 |  | 291 | 287 | 65 | 138 | 231 | 6 | 51 | 161 | 362 | 9 | 475
| 292 | 217 | 50 | 136 | 207 | 6 | 45 | 174 | 79 | 7 | 378 |  | 292 | 223 | 55 | 143 | 219 | 6 | 77 | 175 | 61 | 7 | 416 |  | 292 | 293 | 67 | 147 | 230 | 6 | 51 | 161 | 198 | 9 | 458 |  | 292 | 284 | 64 | 138 | 231 | 6 | 51 | 161 | 362 | 9 | 475
| 293 | 215 | 50 | 135 | 207 | 6 | 45 | 175 | 79 | 7 | 381 |  | 293 | 221 | 54 | 142 | 219 | 6 | 77 | 175 | 61 | 7 | 417 |  | 293 | 290 | 67 | 146 | 230 | 6 | 51 | 161 | 198 | 9 | 459 |  | 293 | 281 | 64 | 137 | 231 | 6 | 51 | 161 | 362 | 9 | 477
| 294 | 213 | 49 | 135 | 207 | 6 | 45 | 175 | 79 | 7 | 383 |  | 294 | 219 | 54 | 142 | 219 | 6 | 77 | 175 | 61 | 7 | 419 |  | 294 | 287 | 66 | 146 | 230 | 6 | 51 | 161 | 197 | 9 | 459 |  | 294 | 279 | 63 | 137 | 230 | 6 | 51 | 161 | 362 | 9 | 477
| 295 | 211 | 49 | 135 | 206 | 6 | 45 | 175 | 79 | 7 | 385 |  | 295 | 217 | 54 | 141 | 219 | 6 | 77 | 175 | 61 | 7 | 420 |  | 295 | 285 | 66 | 145 | 229 | 6 | 51 | 161 | 197 | 9 | 460 |  | 295 | 276 | 63 | 136 | 230 | 6 | 51 | 161 | 361 | 9 | 478
| 296 | 209 | 49 | 134 | 206 | 6 | 45 | 175 | 79 | 7 | 387 |  | 296 | 215 | 53 | 141 | 218 | 6 | 77 | 175 | 61 | 7 | 421 |  | 296 | 282 | 65 | 145 | 229 | 6 | 51 | 161 | 197 | 9 | 460 |  | 296 | 274 | 62 | 136 | 230 | 6 | 51 | 161 | 361 | 9 | 478
| 297 | 207 | 48 | 134 | 206 | 6 | 45 | 175 | 79 | 7 | 389 |  | 297 | 213 | 53 | 141 | 218 | 6 | 77 | 175 | 61 | 7 | 423 |  | 297 | 279 | 65 | 144 | 228 | 6 | 51 | 161 | 197 | 9 | 461 |  | 297 | 271 | 62 | 136 | 229 | 6 | 51 | 161 | 361 | 9 | 479
| 298 | 205 | 48 | 133 | 205 | 6 | 45 | 175 | 79 | 7 | 391 |  | 298 | 211 | 52 | 140 | 218 | 6 | 77 | 175 | 61 | 7 | 424 |  | 298 | 277 | 65 | 144 | 228 | 6 | 51 | 161 | 196 | 9 | 461 |  | 298 | 269 | 62 | 135 | 229 | 6 | 51 | 161 | 361 | 9 | 479
| 299 | 203 | 48 | 133 | 205 | 6 | 45 | 175 | 78 | 7 | 393 |  | 299 | 209 | 52 | 140 | 217 | 6 | 77 | 175 | 61 | 7 | 425 |  | 299 | 274 | 64 | 144 | 228 | 6 | 51 | 161 | 196 | 9 | 462 |  | 299 | 266 | 61 | 135 | 228 | 6 | 51 | 161 | 360 | 9 | 480
| 300 | 201 | 48 | 133 | 205 | 6 | 45 | 175 | 78 | 7 | 395 |  | 300 | 206 | 52 | 139 | 217 | 6 | 77 | 175 | 61 | 7 | 426 |  | 300 | 271 | 64 | 143 | 227 | 6 | 51 | 161 | 196 | 9 | 462 |  | 300 | 263 | 61 | 135 | 228 | 6 | 51 | 161 | 360 | 9 | 480
| 301 | 199 | 47 | 132 | 204 | 6 | 45 | 175 | 78 | 7 | 397 |  | 301 | 204 | 51 | 139 | 217 | 6 | 77 | 175 | 61 | 7 | 427 |  | 301 | 268 | 63 | 143 | 227 | 6 | 51 | 161 | 195 | 9 | 463 |  | 301 | 260 | 61 | 134 | 228 | 6 | 51 | 161 | 360 | 9 | 481
| 302 | 197 | 47 | 132 | 204 | 6 | 45 | 175 | 78 | 7 | 399 |  | 302 | 202 | 51 | 139 | 217 | 6 | 77 | 175 | 61 | 7 | 429 |  | 302 | 266 | 63 | 143 | 227 | 6 | 51 | 161 | 195 | 9 | 463 |  | 302 | 258 | 60 | 134 | 227 | 6 | 51 | 161 | 360 | 9 | 481
| 303 | 195 | 47 | 132 | 204 | 6 | 45 | 175 | 78 | 7 | 401 |  | 303 | 200 | 51 | 138 | 217 | 6 | 77 | 175 | 61 | 7 | 430 |  | 303 | 263 | 63 | 142 | 226 | 6 | 51 | 162 | 195 | 9 | 464 |  | 303 | 255 | 60 | 133 | 227 | 6 | 51 | 161 | 359 | 9 | 482
| 304 | 193 | 46 | 131 | 203 | 6 | 45 | 175 | 78 | 7 | 403 |  | 304 | 198 | 50 | 138 | 216 | 6 | 77 | 175 | 61 | 7 | 431 |  | 304 | 261 | 62 | 142 | 226 | 6 | 51 | 162 | 195 | 9 | 464 |  | 304 | 253 | 59 | 133 | 227 | 6 | 51 | 161 | 359 | 9 | 482
| 305 | 191 | 46 | 131 | 203 | 6 | 45 | 175 | 78 | 7 | 405 |  | 305 | 196 | 50 | 137 | 216 | 6 | 77 | 175 | 61 | 7 | 432 |  | 305 | 258 | 62 | 141 | 226 | 6 | 51 | 162 | 194 | 9 | 465 |  | 305 | 250 | 59 | 133 | 226 | 6 | 51 | 161 | 359 | 9 | 483
| 306 | 189 | 46 | 130 | 202 | 6 | 45 | 175 | 77 | 7 | 407 |  | 306 | 194 | 50 | 137 | 216 | 6 | 77 | 175 | 61 | 7 | 433 |  | 306 | 255 | 61 | 141 | 225 | 6 | 51 | 162 | 194 | 9 | 465 |  | 306 | 248 | 59 | 132 | 226 | 6 | 51 | 161 | 358 | 9 | 483
| 307 | 187 | 45 | 130 | 202 | 6 | 45 | 175 | 77 | 7 | 409 |  | 307 | 192 | 50 | 136 | 216 | 6 | 77 | 175 | 61 | 7 | 434 |  | 307 | 252 | 61 | 140 | 225 | 6 | 51 | 162 | 194 | 9 | 466 |  | 307 | 245 | 58 | 132 | 226 | 6 | 51 | 161 | 358 | 9 | 484
| 308 | 185 | 45 | 129 | 202 | 6 | 45 | 175 | 77 | 7 | 410 |  | 308 | 190 | 49 | 136 | 215 | 6 | 77 | 175 | 60 | 7 | 435 |  | 308 | 249 | 60 | 140 | 225 | 6 | 51 | 162 | 193 | 9 | 466 |  | 308 | 242 | 58 | 131 | 226 | 6 | 51 | 161 | 357 | 9 | 484
| 309 | 183 | 45 | 129 | 202 | 6 | 45 | 175 | 77 | 7 | 412 |  | 309 | 188 | 49 | 135 | 215 | 6 | 77 | 175 | 60 | 7 | 436 |  | 309 | 247 | 60 | 139 | 224 | 6 | 51 | 161 | 193 | 9 | 467 |  | 309 | 240 | 57 | 131 | 225 | 6 | 51 | 161 | 357 | 9 | 485
| 310 | 181 | 45 | 128 | 201 | 6 | 45 | 175 | 77 | 7 | 414 |  | 310 | 186 | 48 | 135 | 215 | 6 | 77 | 175 | 60 | 7 | 436 |  | 310 | 245 | 60 | 138 | 224 | 6 | 51 | 161 | 193 | 9 | 467 |  | 310 | 237 | 57 | 130 | 225 | 6 | 51 | 161 | 356 | 9 | 485
| 311 | 179 | 44 | 128 | 201 | 6 | 45 | 175 | 77 | 7 | 415 |  | 311 | 184 | 48 | 134 | 215 | 6 | 77 | 175 | 60 | 7 | 437 |  | 311 | 242 | 59 | 138 | 224 | 6 | 51 | 161 | 192 | 9 | 467 |  | 311 | 235 | 57 | 130 | 224 | 6 | 51 | 161 | 356 | 9 | 486
| 312 | 177 | 44 | 127 | 201 | 6 | 45 | 175 | 76 | 7 | 417 |  | 312 | 182 | 48 | 134 | 214 | 6 | 77 | 175 | 60 | 7 | 437 |  | 312 | 239 | 59 | 137 | 223 | 6 | 51 | 161 | 192 | 9 | 467 |  | 312 | 232 | 56 | 129 | 224 | 6 | 51 | 161 | 355 | 9 | 486
| 313 | 176 | 44 | 127 | 200 | 6 | 45 | 175 | 76 | 7 | 419 |  | 313 | 180 | 47 | 133 | 214 | 6 | 77 | 175 | 60 | 7 | 438 |  | 313 | 237 | 58 | 137 | 223 | 6 | 51 | 161 | 191 | 9 | 468 |  | 313 | 230 | 56 | 129 | 224 | 6 | 51 | 161 | 355 | 9 | 486
| 314 | 174 | 43 | 126 | 200 | 6 | 45 | 175 | 76 | 7 | 420 |  | 314 | 178 | 47 | 132 | 214 | 6 | 77 | 175 | 60 | 7 | 438 |  | 314 | 234 | 58 | 136 | 223 | 6 | 51 | 161 | 191 | 9 | 468 |  | 314 | 227 | 55 | 128 | 223 | 6 | 51 | 161 | 354 | 9 | 486
| 315 | 172 | 43 | 125 | 200 | 6 | 45 | 175 | 76 | 7 | 422 |  | 315 | 176 | 47 | 132 | 214 | 6 | 77 | 174 | 60 | 7 | 439 |  | 315 | 232 | 58 | 135 | 222 | 6 | 51 | 161 | 191 | 9 | 469 |  | 315 | 225 | 55 | 127 | 223 | 6 | 51 | 161 | 353 | 9 | 487
| 316 | 170 | 43 | 125 | 199 | 6 | 45 | 174 | 76 | 7 | 423 |  | 316 | 175 | 47 | 131 | 213 | 6 | 77 | 174 | 60 | 7 | 439 |  | 316 | 229 | 57 | 135 | 222 | 6 | 51 | 161 | 190 | 9 | 469 |  | 316 | 222 | 55 | 127 | 223 | 6 | 51 | 161 | 353 | 9 | 487
| 317 | 169 | 43 | 124 | 199 | 6 | 45 | 174 | 76 | 7 | 425 |  | 317 | 173 | 46 | 130 | 213 | 6 | 77 | 174 | 60 | 7 | 440 |  | 317 | 227 | 57 | 134 | 222 | 6 | 51 | 161 | 190 | 9 | 470 |  | 317 | 220 | 54 | 126 | 222 | 6 | 51 | 160 | 352 | 9 | 488
| 318 | 167 | 42 | 123 | 199 | 6 | 45 | 174 | 75 | 7 | 426 |  | 318 | 172 | 46 | 129 | 213 | 6 | 77 | 174 | 60 | 7 | 440 |  | 318 | 225 | 57 | 133 | 221 | 6 | 51 | 161 | 189 | 9 | 470 |  | 318 | 218 | 54 | 125 | 222 | 6 | 51 | 160 | 351 | 9 | 488
| 319 | 166 | 42 | 122 | 198 | 6 | 45 | 174 | 75 | 7 | 428 |  | 319 | 170 | 46 | 128 | 213 | 6 | 77 | 174 | 59 | 7 | 440 |  | 319 | 222 | 57 | 132 | 221 | 6 | 51 | 161 | 189 | 9 | 471 |  | 319 | 216 | 54 | 124 | 221 | 6 | 51 | 160 | 351 | 9 | 489
| 320 | 164 | 42 | 121 | 198 | 6 | 45 | 174 | 75 | 7 | 429 |  | 320 | 168 | 46 | 127 | 212 | 6 | 77 | 174 | 59 | 7 | 440 |  | 320 | 220 | 56 | 131 | 221 | 6 | 51 | 160 | 188 | 9 | 471 |  | 320 | 213 | 54 | 123 | 221 | 6 | 51 | 160 | 350 | 9 | 489
| 321 | 162 | 42 | 121 | 197 | 6 | 45 | 174 | 75 | 7 | 431 |  | 321 | 166 | 45 | 127 | 212 | 6 | 77 | 173 | 59 | 7 | 441 |  | 321 | 217 | 56 | 130 | 220 | 6 | 51 | 160 | 188 | 9 | 471 |  | 321 | 211 | 53 | 123 | 221 | 6 | 51 | 160 | 349 | 9 | 490
| 322 | 160 | 41 | 120 | 197 | 6 | 45 | 173 | 75 | 7 | 432 |  | 322 | 165 | 45 | 126 | 212 | 6 | 77 | 173 | 59 | 7 | 441 |  | 322 | 215 | 55 | 130 | 220 | 6 | 51 | 160 | 187 | 9 | 471 |  | 322 | 209 | 53 | 122 | 220 | 6 | 51 | 160 | 348 | 9 | 490
| 323 | 158 | 41 | 120 | 197 | 6 | 45 | 173 | 75 | 7 | 433 |  | 323 | 163 | 45 | 126 | 211 | 6 | 76 | 173 | 59 | 7 | 442 |  | 323 | 214 | 55 | 129 | 220 | 6 | 51 | 160 | 187 | 9 | 472 |  | 323 | 207 | 53 | 121 | 220 | 6 | 51 | 159 | 347 | 9 | 490
| 324 | 157 | 41 | 119 | 196 | 6 | 45 | 173 | 74 | 7 | 435 |  | 324 | 162 | 45 | 125 | 211 | 6 | 76 | 173 | 59 | 7 | 442 |  | 324 | 212 | 55 | 129 | 219 | 6 | 51 | 160 | 186 | 9 | 472 |  | 324 | 206 | 53 | 121 | 219 | 6 | 51 | 159 | 346 | 9 | 490
| 325 | 156 | 41 | 118 | 196 | 6 | 45 | 173 | 74 | 7 | 436 |  | 325 | 161 | 45 | 124 | 211 | 6 | 76 | 172 | 58 | 7 | 442 |  | 325 | 210 | 55 | 128 | 219 | 6 | 51 | 159 | 186 | 9 | 473 |  | 325 | 204 | 52 | 120 | 219 | 6 | 51 | 159 | 345 | 9 | 491
| 326 | 154 | 41 | 117 | 195 | 6 | 45 | 172 | 74 | 7 | 437 |  | 326 | 159 | 45 | 123 | 210 | 6 | 76 | 172 | 58 | 7 | 442 |  | 326 | 208 | 55 | 127 | 218 | 6 | 51 | 159 | 185 | 9 | 473 |  | 326 | 202 | 52 | 119 | 218 | 6 | 51 | 159 | 344 | 9 | 491
| 327 | 153 | 41 | 117 | 195 | 6 | 45 | 172 | 74 | 7 | 438 |  | 327 | 158 | 44 | 123 | 210 | 6 | 76 | 172 | 58 | 7 | 443 |  | 327 | 206 | 54 | 126 | 218 | 6 | 51 | 159 | 184 | 9 | 473 |  | 327 | 200 | 52 | 119 | 218 | 6 | 50 | 158 | 343 | 9 | 492
| 328 | 152 | 40 | 116 | 194 | 6 | 45 | 172 | 73 | 7 | 439 |  | 328 | 157 | 44 | 122 | 209 | 6 | 76 | 172 | 58 | 7 | 443 |  | 328 | 205 | 54 | 125 | 217 | 6 | 51 | 159 | 184 | 9 | 473 |  | 328 | 199 | 52 | 118 | 218 | 6 | 50 | 158 | 342 | 9 | 492
| 329 | 151 | 40 | 115 | 194 | 6 | 45 | 171 | 73 | 7 | 441 |  | 329 | 156 | 44 | 121 | 209 | 6 | 76 | 171 | 58 | 7 | 443 |  | 329 | 203 | 54 | 125 | 217 | 6 | 51 | 158 | 183 | 9 | 474 |  | 329 | 197 | 51 | 117 | 217 | 6 | 50 | 158 | 341 | 9 | 492
| 330 | 150 | 40 | 114 | 193 | 6 | 45 | 171 | 73 | 7 | 442 |  | 330 | 155 | 43 | 120 | 209 | 6 | 76 | 171 | 57 | 7 | 443 |  | 330 | 202 | 53 | 124 | 216 | 6 | 51 | 158 | 182 | 9 | 474 |  | 330 | 195 | 51 | 116 | 217 | 6 | 50 | 157 | 339 | 9 | 492
| 331 | 149 | 40 | 113 | 193 | 6 | 45 | 171 | 73 | 7 | 443 |  | 331 | 154 | 43 | 119 | 208 | 6 | 76 | 170 | 57 | 7 | 444 |  | 331 | 200 | 53 | 123 | 216 | 6 | 51 | 158 | 182 | 9 | 474 |  | 331 | 194 | 51 | 115 | 216 | 6 | 50 | 157 | 338 | 9 | 493
| 332 | 149 | 39 | 112 | 193 | 6 | 45 | 170 | 72 | 7 | 444 |  | 332 | 154 | 43 | 118 | 208 | 6 | 76 | 170 | 57 | 7 | 444 |  | 332 | 199 | 53 | 121 | 216 | 6 | 51 | 157 | 181 | 9 | 474 |  | 332 | 193 | 50 | 114 | 216 | 6 | 50 | 156 | 337 | 9 | 493
| 333 | 148 | 39 | 110 | 192 | 6 | 45 | 170 | 72 | 7 | 445 |  | 333 | 153 | 43 | 116 | 208 | 6 | 76 | 170 | 57 | 7 | 445 |  | 333 | 198 | 53 | 119 | 215 | 6 | 51 | 157 | 180 | 9 | 475 |  | 333 | 192 | 50 | 112 | 215 | 6 | 50 | 156 | 335 | 9 | 493
| 334 | 148 | 39 | 109 | 192 | 6 | 45 | 169 | 72 | 7 | 446 |  | 334 | 153 | 43 | 114 | 207 | 6 | 76 | 169 | 56 | 7 | 445 |  | 334 | 198 | 52 | 117 | 215 | 6 | 51 | 156 | 179 | 9 | 475 |  | 334 | 192 | 50 | 110 | 215 | 6 | 50 | 156 | 334 | 9 | 493
| 335 | 147 | 39 | 107 | 191 | 6 | 45 | 169 | 72 | 7 | 447 |  | 335 | 153 | 42 | 113 | 207 | 6 | 76 | 169 | 56 | 7 | 445 |  | 335 | 197 | 52 | 116 | 214 | 6 | 51 | 156 | 178 | 9 | 475 |  | 335 | 191 | 50 | 109 | 215 | 6 | 50 | 155 | 332 | 9 | 494
| 336 | 147 | 38 | 106 | 191 | 6 | 45 | 168 | 71 | 7 | 447 |  | 336 | 152 | 42 | 112 | 207 | 6 | 76 | 168 | 56 | 7 | 445 |  | 336 | 196 | 51 | 115 | 214 | 6 | 50 | 156 | 178 | 9 | 475 |  | 336 | 190 | 49 | 108 | 214 | 6 | 50 | 155 | 331 | 9 | 494
| 337 | 146 | 38 | 105 | 190 | 6 | 45 | 168 | 71 | 7 | 448 |  | 337 | 151 | 42 | 111 | 206 | 6 | 76 | 168 | 55 | 7 | 445 |  | 337 | 195 | 51 | 114 | 214 | 6 | 50 | 155 | 177 | 9 | 476 |  | 337 | 189 | 49 | 107 | 214 | 6 | 50 | 154 | 329 | 9 | 494
| 338 | 145 | 38 | 104 | 190 | 6 | 45 | 167 | 71 | 7 | 449 |  | 338 | 151 | 41 | 109 | 206 | 6 | 76 | 167 | 55 | 7 | 445 |  | 338 | 193 | 51 | 112 | 213 | 6 | 50 | 155 | 176 | 9 | 476 |  | 338 | 187 | 48 | 106 | 213 | 6 | 50 | 154 | 328 | 9 | 494
| 339 | 144 | 38 | 103 | 190 | 6 | 45 | 167 | 71 | 7 | 450 |  | 339 | 150 | 41 | 108 | 206 | 6 | 76 | 166 | 55 | 7 | 446 |  | 339 | 192 | 50 | 111 | 213 | 6 | 50 | 154 | 175 | 9 | 476 |  | 339 | 186 | 48 | 105 | 213 | 6 | 50 | 153 | 326 | 9 | 495
| 340 | 144 | 37 | 102 | 189 | 6 | 45 | 166 | 70 | 7 | 451 |  | 340 | 149 | 40 | 107 | 205 | 6 | 76 | 166 | 54 | 7 | 446 |  | 340 | 191 | 50 | 110 | 212 | 6 | 50 | 154 | 174 | 9 | 476 |  | 340 | 185 | 47 | 104 | 212 | 6 | 50 | 153 | 324 | 9 | 495
| 341 | 143 | 36 | 101 | 189 | 6 | 45 | 166 | 70 | 7 | 451 |  | 341 | 149 | 40 | 106 | 205 | 6 | 76 | 165 | 54 | 7 | 446 |  | 341 | 190 | 49 | 109 | 212 | 6 | 50 | 153 | 173 | 9 | 477 |  | 341 | 183 | 47 | 103 | 212 | 6 | 50 | 152 | 322 | 9 | 495
| 342 | 143 | 36 | 100 | 188 | 6 | 45 | 165 | 70 | 7 | 452 |  | 342 | 149 | 39 | 105 | 205 | 6 | 76 | 165 | 54 | 7 | 446 |  | 342 | 189 | 48 | 109 | 212 | 6 | 50 | 152 | 172 | 9 | 477 |  | 342 | 182 | 46 | 102 | 212 | 6 | 50 | 151 | 320 | 9 | 495
| 343 | 143 | 35 | 99 | 188 | 6 | 45 | 164 | 69 | 7 | 453 |  | 343 | 148 | 38 | 104 | 204 | 6 | 76 | 164 | 53 | 7 | 447 |  | 343 | 188 | 47 | 107 | 211 | 6 | 50 | 152 | 171 | 9 | 477 |  | 343 | 182 | 45 | 101 | 211 | 6 | 50 | 151 | 318 | 9 | 495
| 344 | 142 | 34 | 98 | 187 | 6 | 45 | 164 | 69 | 7 | 453 |  | 344 | 148 | 37 | 103 | 204 | 6 | 76 | 163 | 53 | 7 | 447 |  | 344 | 187 | 46 | 106 | 211 | 6 | 50 | 151 | 169 | 9 | 477 |  | 344 | 181 | 44 | 100 | 211 | 6 | 50 | 150 | 316 | 9 | 495
| 345 | 142 | 33 | 97 | 187 | 6 | 45 | 163 | 69 | 7 | 454 |  | 345 | 148 | 36 | 102 | 204 | 6 | 76 | 162 | 52 | 7 | 447 |  | 345 | 187 | 45 | 105 | 210 | 6 | 50 | 150 | 168 | 9 | 477 |  | 345 | 180 | 43 | 99 | 210 | 6 | 50 | 149 | 314 | 9 | 496
| 346 | 142 | 32 | 96 | 187 | 6 | 45 | 162 | 68 | 7 | 455 |  | 346 | 148 | 35 | 101 | 203 | 6 | 76 | 162 | 52 | 7 | 447 |  | 346 | 186 | 44 | 104 | 210 | 6 | 50 | 150 | 167 | 9 | 477 |  | 346 | 180 | 42 | 98 | 210 | 6 | 50 | 149 | 312 | 9 | 496
| 347 | 141 | 31 | 95 | 186 | 6 | 45 | 161 | 68 | 7 | 455 |  | 347 | 147 | 34 | 100 | 203 | 6 | 76 | 161 | 51 | 7 | 447 |  | 347 | 186 | 42 | 103 | 209 | 6 | 50 | 149 | 166 | 9 | 478 |  | 347 | 180 | 41 | 97 | 209 | 6 | 50 | 148 | 310 | 9 | 496
| 348 | 141 | 31 | 94 | 186 | 6 | 45 | 160 | 67 | 7 | 456 |  | 348 | 147 | 34 | 99 | 203 | 6 | 76 | 160 | 51 | 7 | 447 |  | 348 | 185 | 41 | 102 | 209 | 6 | 50 | 148 | 164 | 9 | 478 |  | 348 | 179 | 40 | 96 | 209 | 6 | 50 | 147 | 307 | 9 | 496
| 349 | 140 | 30 | 94 | 185 | 6 | 45 | 160 | 67 | 7 | 456 |  | 349 | 146 | 33 | 98 | 202 | 6 | 76 | 159 | 50 | 7 | 448 |  | 349 | 184 | 40 | 101 | 209 | 6 | 50 | 147 | 163 | 9 | 478 |  | 349 | 178 | 39 | 95 | 209 | 6 | 50 | 146 | 305 | 9 | 496
| 350 | 139 | 30 | 93 | 185 | 6 | 44 | 159 | 67 | 7 | 456 |  | 350 | 145 | 32 | 98 | 202 | 6 | 75 | 158 | 50 | 7 | 448 |  | 350 | 183 | 40 | 100 | 208 | 6 | 50 | 147 | 162 | 9 | 478 |  | 350 | 177 | 38 | 94 | 208 | 6 | 50 | 146 | 303 | 9 | 496
| 351 | 138 | 29 | 92 | 185 | 6 | 44 | 158 | 66 | 7 | 457 |  | 351 | 144 | 32 | 97 | 202 | 6 | 75 | 157 | 49 | 7 | 448 |  | 351 | 181 | 39 | 100 | 208 | 6 | 50 | 146 | 160 | 9 | 478 |  | 351 | 175 | 37 | 94 | 208 | 6 | 49 | 145 | 300 | 9 | 497
| 352 | 137 | 29 | 92 | 184 | 6 | 44 | 157 | 66 | 7 | 457 |  | 352 | 143 | 31 | 97 | 202 | 6 | 75 | 156 | 49 | 7 | 448 |  | 352 | 180 | 38 | 99 | 207 | 6 | 50 | 145 | 159 | 9 | 478 |  | 352 | 174 | 36 | 93 | 207 | 6 | 49 | 144 | 298 | 9 | 497
| 353 | 135 | 28 | 91 | 184 | 6 | 44 | 156 | 65 | 7 | 457 |  | 353 | 141 | 31 | 96 | 201 | 6 | 75 | 155 | 48 | 7 | 448 |  | 353 | 178 | 38 | 98 | 207 | 6 | 50 | 144 | 157 | 9 | 478 |  | 353 | 172 | 36 | 92 | 207 | 6 | 49 | 143 | 295 | 9 | 497
| 354 | 134 | 28 | 91 | 183 | 6 | 44 | 155 | 65 | 7 | 458 |  | 354 | 140 | 31 | 96 | 201 | 6 | 75 | 154 | 48 | 7 | 448 |  | 354 | 177 | 37 | 98 | 207 | 6 | 50 | 143 | 156 | 9 | 478 |  | 354 | 171 | 36 | 92 | 206 | 6 | 49 | 142 | 292 | 9 | 497
| 355 | 133 | 28 | 90 | 183 | 6 | 44 | 154 | 65 | 7 | 458 |  | 355 | 138 | 31 | 95 | 201 | 6 | 75 | 153 | 47 | 7 | 448 |  | 355 | 174 | 37 | 97 | 206 | 6 | 49 | 142 | 154 | 9 | 478 |  | 355 | 168 | 35 | 92 | 206 | 6 | 49 | 141 | 289 | 9 | 497
| 356 | 131 | 28 | 90 | 182 | 6 | 44 | 153 | 64 | 7 | 458 |  | 356 | 137 | 30 | 95 | 200 | 6 | 75 | 152 | 46 | 7 | 448 |  | 356 | 172 | 37 | 97 | 206 | 6 | 49 | 141 | 152 | 9 | 478 |  | 356 | 167 | 35 | 91 | 206 | 6 | 49 | 140 | 286 | 9 | 497
| 357 | 130 | 28 | 89 | 182 | 6 | 44 | 151 | 64 | 7 | 458 |  | 357 | 135 | 30 | 94 | 200 | 6 | 75 | 151 | 46 | 7 | 448 |  | 357 | 170 | 36 | 96 | 205 | 6 | 49 | 140 | 151 | 9 | 479 |  | 357 | 165 | 35 | 90 | 205 | 6 | 49 | 139 | 283 | 9 | 497
| 358 | 128 | 27 | 89 | 181 | 6 | 44 | 150 | 63 | 7 | 459 |  | 358 | 134 | 30 | 94 | 200 | 6 | 75 | 150 | 45 | 7 | 448 |  | 358 | 168 | 36 | 96 | 205 | 6 | 49 | 139 | 149 | 9 | 479 |  | 358 | 163 | 34 | 90 | 205 | 6 | 49 | 138 | 280 | 9 | 497
| 359 | 126 | 27 | 89 | 181 | 6 | 44 | 149 | 63 | 7 | 459 |  | 359 | 132 | 30 | 93 | 199 | 6 | 75 | 149 | 45 | 7 | 448 |  | 359 | 166 | 36 | 95 | 205 | 6 | 49 | 138 | 147 | 9 | 479 |  | 359 | 161 | 34 | 90 | 204 | 6 | 49 | 137 | 277 | 9 | 497
| 360 | 125 | 27 | 88 | 181 | 6 | 44 | 148 | 62 | 7 | 459 |  | 360 | 131 | 29 | 93 | 199 | 6 | 75 | 147 | 44 | 7 | 448 |  | 360 | 165 | 35 | 95 | 204 | 6 | 49 | 137 | 145 | 9 | 479 |  | 360 | 159 | 34 | 89 | 204 | 6 | 49 | 136 | 274 | 9 | 497
| 361 | 124 | 26 | 88 | 180 | 6 | 44 | 147 | 62 | 7 | 459 |  | 361 | 129 | 29 | 93 | 199 | 6 | 75 | 146 | 43 | 7 | 448 |  | 361 | 162 | 35 | 94 | 204 | 6 | 49 | 136 | 144 | 9 | 479 |  | 361 | 157 | 33 | 89 | 203 | 6 | 49 | 135 | 271 | 9 | 497
| 362 | 122 | 26 | 88 | 180 | 6 | 44 | 145 | 61 | 7 | 459 |  | 362 | 128 | 29 | 92 | 198 | 6 | 75 | 145 | 43 | 7 | 448 |  | 362 | 160 | 34 | 94 | 203 | 6 | 49 | 134 | 142 | 9 | 479 |  | 362 | 155 | 33 | 88 | 203 | 6 | 49 | 133 | 267 | 9 | 497
| 363 | 121 | 26 | 87 | 179 | 6 | 44 | 144 | 60 | 7 | 459 |  | 363 | 126 | 28 | 92 | 198 | 6 | 75 | 143 | 42 | 7 | 449 |  | 363 | 158 | 34 | 94 | 203 | 6 | 49 | 133 | 140 | 9 | 479 |  | 363 | 153 | 33 | 88 | 203 | 6 | 49 | 132 | 264 | 9 | 497
| 364 | 119 | 26 | 87 | 179 | 6 | 44 | 142 | 60 | 7 | 459 |  | 364 | 125 | 28 | 92 | 198 | 6 | 75 | 142 | 41 | 7 | 449 |  | 364 | 156 | 34 | 93 | 203 | 6 | 49 | 132 | 138 | 9 | 479 |  | 364 | 151 | 32 | 88 | 202 | 6 | 48 | 131 | 260 | 9 | 497
| 365 | 118 | 25 | 86 | 178 | 6 | 44 | 141 | 59 | 7 | 459 |  | 365 | 123 | 28 | 91 | 197 | 6 | 75 | 140 | 40 | 7 | 449 |  | 365 | 154 | 33 | 93 | 202 | 6 | 49 | 131 | 136 | 9 | 479 |  | 365 | 149 | 32 | 87 | 202 | 6 | 48 | 130 | 257 | 9 | 497

## Annual supply by terminal
Figure 5.2I Annual Supply by terminal. Community renewables High continent/Low LNG case
|  | 2017/18 | 2018/19 | 2019/20 | 2020/21 | 2021/22 | 2022/23 | 2023/24 | 2024/25 | 2025/26 | 2026/27 | 2027/28 | 2028/29 | 2029/30 | 2030/31 | 2031/32 | 2032/33 | 2033/34 | 2034/35 | 2035/36 | 2036/37 | 2037/38 | 2038/39 | 2039/40
| Bacton | 185.6335 | 176.7972 | 188.1839 | 180.3905 | 179.9391 | 203.8015 | 194.8471 | 216.1926 | 224.5002 | 216.3019 | 214.0821 | 212.0373 | 216.0172 | 241.8594 | 254.8364 | 246.3868 | 258.8123 | 254.0077 | 249.9833 | 246.2766 | 239.2995 | 230.3984 | 220.4578
| Barrow | 20.0677 | 20.1478 | 17.7457 | 15.4589 | 13.1499 | 8.2813 | 6.8313 | 5.3556 | 4.5522 | 3.2802 | 2.9349 | 1.4191 | 0 | 0 | 0 | 0 | 0 | 0 | 0 | 0 | 0 | 0 | 0
| Easington | 233.723 | 219.4806 | 176.0444 | 164.9578 | 169.7021 | 175.8961 | 179.4187 | 167.1005 | 152.9119 | 144.5746 | 136.3444 | 124.2599 | 118.1427 | 103.7982 | 88.1928 | 81.0194 | 68.3939 | 60.987 | 56.9273 | 50.5173 | 45.9245 | 43.6893 | 42.2843
| St Fergus | 337.6182 | 306.3916 | 260.3167 | 252.3688 | 241.2392 | 204.6363 | 192.8918 | 174.1538 | 164.0157 | 156.5623 | 158.8099 | 150.1513 | 144.0025 | 129.4593 | 115.9632 | 106.9222 | 93.0538 | 84.3515 | 75.0078 | 65.6631 | 57.7142 | 52.4523 | 47.2739
| Teesside | 69.4684 | 75.9908 | 95.0752 | 114.7036 | 99.5716 | 99.5473 | 81.8359 | 67.8399 | 58.4646 | 60.6495 | 54.762 | 50.884 | 41.5985 | 31.7378 | 23.9332 | 21.1394 | 16.3215 | 15.3789 | 12.8193 | 10.8007 | 9.2821 | 7.484 | 5.0251
| Theddlethorpe | 6.3641 | 0 | 0 | 0 | 0 | 0 | 0 | 0 | 0 | 0 | 0 | 0 | 0 | 0 | 0 | 0 | 0 | 0 | 0 | 0 | 0 | 0 | 0
| Onshore | 2.6081 | 2.7083 | 4.4627 | 5.6419 | 7.2871 | 8.1186 | 9.685 | 11.3509 | 12.7821 | 14.7684 | 16.607 | 18.7721 | 22.2291 | 24.4701 | 28.8067 | 36.8402 | 41.4884 | 47.8681 | 56.7558 | 61.8682 | 70.7452 | 74.3457 | 79.391
| Burton Point | 0 | 0 | 0 | 0 | 0 | 0 | 0 | 0 | 0 | 0 | 0 | 0 | 0 | 0 | 0 | 0 | 0 | 0 | 0 | 0 | 0 | 0 | 0
| Isle of Grain | 0.58064 | 0.44106 | 0.6021 | 0.58491 | 0.63167 | 0.5981 | 0.82852 | 0.8655 | 0.82375 | 0.83202 | 0.83719 | 0.91022 | 0.94448 | 0.91393 | 0.8937 | 0.91311 | 0.90295 | 0.91196 | 0.90722 | 0.89658 | 0.90585 | 0.89626 | 0.90347
| Milford Haven | 57.4836 | 43.6649 | 59.6078 | 57.9062 | 62.535 | 59.2121 | 82.0234 | 85.6845 | 81.5515 | 82.3696 | 82.8819 | 90.1121 | 93.5039 | 90.4792 | 88.4766 | 90.3984 | 89.3922 | 90.2842 | 89.8149 | 88.761 | 89.679 | 88.7299 | 89.4432
| Total | 913.5473 | 845.6223 | 802.0385 | 792.0125 | 774.0555 | 760.0913 | 748.3616 | 728.5434 | 699.6019 | 679.3386 | 667.2594 | 648.546 | 636.4384 | 622.718 | 601.1025 | 583.6195 | 568.3651 | 553.7893 | 542.2157 | 524.7834 | 513.5503 | 497.9958 | 484.7786
Figure 5.2J Annual Supply by terminal. Gone Green Low continent/High LNG case
|  | 2017/18 | 2018/19 | 2019/20 | 2020/21 | 2021/22 | 2022/23 | 2023/24 | 2024/25 | 2025/26 | 2026/27 | 2027/28 | 2028/29 | 2029/30 | 2030/31 | 2031/32 | 2032/33 | 2033/34 | 2034/35 | 2035/36 | 2036/37 | 2037/38 | 2038/39 | 2039/40
| Bacton | 185.6335 | 170.2048 | 155.8469 | 145.8833 | 132.1913 | 117.7678 | 107.0447 | 100.4715 | 97.5702 | 97.1048 | 91.7756 | 87.8232 | 74.4214 | 67.0382 | 63.4853 | 57.6485 | 59.3023 | 55.6713 | 55.3819 | 54.732 | 55.2981 | 54.7129 | 55.1527
| Barrow | 20.0677 | 20.1478 | 17.7457 | 15.4589 | 13.1499 | 8.2813 | 6.8313 | 5.3556 | 4.5522 | 3.2802 | 2.9349 | 1.4191 | 0 | 0 | 0 | 0 | 0 | 0 | 0 | 0 | 0 | 0 | 0
| Easington | 233.723 | 219.4806 | 176.0444 | 164.9578 | 169.7021 | 175.8961 | 179.4187 | 167.1005 | 152.9119 | 144.5746 | 136.3444 | 124.2599 | 118.1427 | 103.7982 | 88.1928 | 81.0194 | 68.3939 | 60.987 | 56.9273 | 50.5173 | 45.9245 | 43.6893 | 42.2843
| St Fergus | 337.6182 | 306.3916 | 260.3167 | 252.3688 | 241.2392 | 204.6363 | 192.8918 | 174.1538 | 164.0157 | 156.5623 | 158.8099 | 150.1513 | 144.0025 | 129.4593 | 115.9632 | 106.9222 | 93.0538 | 84.3515 | 75.0078 | 65.6631 | 57.7142 | 52.4523 | 47.2739
| Teesside | 69.4684 | 75.9908 | 95.0752 | 114.7036 | 99.5716 | 99.5473 | 81.8359 | 67.8399 | 58.4646 | 60.6495 | 54.762 | 50.884 | 41.5985 | 31.7378 | 23.9332 | 21.1394 | 16.3215 | 15.3789 | 12.8193 | 10.8007 | 9.2821 | 7.484 | 5.0251
| Theddlethorpe | 6.3641 | 0 | 0 | 0 | 0 | 0 | 0 | 0 | 0 | 0 | 0 | 0 | 0 | 0 | 0 | 0 | 0 | 0 | 0 | 0 | 0 | 0 | 0
| Onshore | 2.6081 | 2.7083 | 4.4627 | 5.6419 | 7.2871 | 8.1186 | 9.685 | 11.3509 | 12.7821 | 14.7684 | 16.607 | 18.7721 | 22.2291 | 24.4701 | 28.8067 | 36.8402 | 41.4884 | 47.8681 | 56.7558 | 61.8682 | 70.7452 | 74.3457 | 79.391
| Burton Point | 0 | 0 | 0 | 0 | 0 | 0 | 0 | 0 | 0 | 0 | 0 | 0 | 0 | 0 | 0 | 0 | 0 | 0 | 0 | 0 | 0 | 0 | 0
| Isle of Grain | 0.58064 | 0.50698 | 0.92547 | 0.92998 | 1.1091 | 1.4584 | 1.7065 | 2.0227 | 2.0931 | 2.024 | 2.0603 | 2.1524 | 2.3604 | 6.1884 | 16.3217 | 15.8505 | 22.7173 | 22.5249 | 19.5571 | 16.6593 | 12.0243 | 5.5611 | 2.5565
| Milford Haven | 57.4836 | 50.1914 | 91.6214 | 92.0682 | 109.8054 | 144.3855 | 168.9478 | 200.2484 | 207.2122 | 200.3748 | 203.9654 | 213.084 | 233.6837 | 260.026 | 264.3996 | 264.1993 | 267.0878 | 267.0077 | 265.7664 | 264.5429 | 262.562 | 259.7506 | 253.0953
| Total | 913.5473 | 845.6223 | 802.0385 | 792.0125 | 774.0555 | 760.0913 | 748.3616 | 728.5434 | 699.6019 | 679.3386 | 667.2594 | 648.546 | 636.4384 | 622.718 | 601.1025 | 583.6195 | 568.3651 | 553.7893 | 542.2157 | 524.7834 | 513.5503 | 497.9958 | 484.7786
Figure 5.2L Annual Supply by terminal. Two Degrees High continent/Low LNG case
|  | 2017/18 | 2018/19 | 2019/20 | 2020/21 | 2021/22 | 2022/23 | 2023/24 | 2024/25 | 2025/26 | 2026/27 | 2027/28 | 2028/29 | 2029/30 | 2030/31 | 2031/32 | 2032/33 | 2033/34 | 2034/35 | 2035/36 | 2036/37 | 2037/38 | 2038/39 | 2039/40
| Bacton | 181.882 | 184.9488 | 154.385 | 135.6355 | 123.6687 | 123.2402 | 140.2714 | 143.5762 | 130.0671 | 117.9692 | 131.764 | 113.0765 | 115.3836 | 108.1303 | 126.3623 | 141.2842 | 153.9846 | 173.1183 | 184.4873 | 209.7222 | 223.5905 | 236.5456 | 245.7185
| Barrow | 19.7506 | 20.9377 | 19.2962 | 15.2308 | 57.2071 | 57.0231 | 43.1447 | 32.8448 | 27.1695 | 24.3799 | 22.5548 | 18.3332 | 14.5598 | 13.2271 | 11.2384 | 9.7627 | 8.6358 | 7.1406 | 5.9493 | 4.9545 | 3.773 | 2.3585 | 1.6403
| Easington | 230.9998 | 227.3588 | 200.7906 | 202.7087 | 196.3181 | 198.5784 | 190.3239 | 176.6606 | 172.3171 | 175.4546 | 165.6565 | 161.497 | 156.75 | 162.3416 | 158.9889 | 155.4184 | 150.7621 | 145.147 | 139.5679 | 128.6712 | 126.2141 | 123.2372 | 139.2141
| St Fergus | 329.2642 | 319.4417 | 291.9592 | 262.803 | 299.2611 | 281.0323 | 267.3561 | 264.5479 | 251.4166 | 238.7492 | 212.3941 | 194.2366 | 174.6047 | 169.3742 | 160.062 | 151.1879 | 145.0064 | 138.2622 | 133.033 | 122.7939 | 117.927 | 114.9219 | 114.275
| Teesside | 70.0059 | 81.8589 | 102.9732 | 122.7837 | 50.8754 | 44.174 | 35.6259 | 45.961 | 61.9289 | 59.4181 | 69.2508 | 78.5192 | 89.7487 | 89.6138 | 84.7488 | 77.18 | 72.8104 | 65.5167 | 58.6627 | 51.4609 | 44.8361 | 38.2968 | 13.8885
| Theddlethorpe | 7.064 | 0 | 0 | 0 | 0 | 0 | 0 | 0 | 0 | 0 | 0 | 0 | 0 | 0 | 0 | 0 | 0 | 0 | 0 | 0 | 0 | 0 | 0
| Onshore | 2.5254 | 2.7504 | 4.0987 | 4.6954 | 5.7973 | 6.6117 | 7.3305 | 8.1106 | 8.7341 | 9.8915 | 10.7548 | 11.7734 | 13.2885 | 15.2289 | 17.5925 | 20.9498 | 23.6906 | 26.4775 | 30.8092 | 33.1418 | 37.4755 | 39.6806 | 42.0759
| Burton Point | 0 | 0 | 0 | 0 | 0 | 0 | 0 | 0 | 0 | 0 | 0 | 0 | 0 | 0 | 0 | 0 | 0 | 0 | 0 | 0 | 0 | 0 | 0
| Isle of Grain | 0.56223 | 0.40862 | 0.42085 | 0.37715 | 0.40727 | 0.45357 | 0.61906 | 0.62887 | 0.62189 | 0.67191 | 0.66543 | 0.73145 | 0.78161 | 0.84522 | 0.8392 | 0.83099 | 0.83819 | 0.83282 | 0.87261 | 0.8562 | 0.86435 | 0.86109 | 0.86095
| Milford Haven | 55.6604 | 40.4537 | 41.6638 | 37.3375 | 40.3201 | 44.903 | 61.2865 | 62.2578 | 61.567 | 66.519 | 65.8778 | 72.4136 | 77.3796 | 83.677 | 83.081 | 82.2677 | 82.9805 | 82.4488 | 86.3884 | 84.7642 | 85.5707 | 85.2477 | 85.2343
| Total | 897.7145 | 878.1586 | 815.5875 | 781.5718 | 773.855 | 756.0163 | 745.958 | 734.5878 | 713.8223 | 693.0534 | 678.9182 | 650.5811 | 642.4966 | 642.4381 | 642.9131 | 638.8817 | 638.7086 | 638.944 | 639.7705 | 636.3649 | 640.2512 | 641.1493 | 642.9076
Figure 5.2M Annual Supply by terminal. Two Degrees Low continent/High LNG case
|  | 2017/18 | 2018/19 | 2019/20 | 2020/21 | 2021/22 | 2022/23 | 2023/24 | 2024/25 | 2025/26 | 2026/27 | 2027/28 | 2028/29 | 2029/30 | 2030/31 | 2031/32 | 2032/33 | 2033/34 | 2034/35 | 2035/36 | 2036/37 | 2037/38 | 2038/39 | 2039/40
| Bacton | 181.882 | 179.7312 | 147.3389 | 131.6638 | 121.7798 | 109.7447 | 108.1 | 91.1432 | 83.9234 | 81.2008 | 75.3892 | 69.6236 | 64.1121 | 60.962 | 61.836 | 57.6612 | 54.002 | 51.259 | 51.7334 | 50.7664 | 51.1811 | 55.0381 | 55.0295
| Barrow | 19.7506 | 20.9377 | 19.2962 | 15.2308 | 57.2071 | 57.0231 | 43.1447 | 32.8448 | 27.1695 | 24.3799 | 22.5548 | 18.3332 | 14.5598 | 13.2271 | 11.2384 | 9.7627 | 8.6358 | 7.1406 | 5.9493 | 4.9545 | 3.773 | 2.3585 | 1.6403
| Easington | 230.9998 | 227.3588 | 200.7906 | 202.7087 | 196.3181 | 198.5784 | 190.3239 | 176.6606 | 172.3171 | 175.4546 | 165.6565 | 161.497 | 156.75 | 162.3416 | 158.9889 | 155.4184 | 150.7621 | 145.147 | 139.5679 | 128.6712 | 126.2141 | 123.2372 | 139.2141
| St Fergus | 329.2642 | 319.4417 | 291.9592 | 262.803 | 299.2611 | 281.0323 | 267.3561 | 264.5479 | 251.4166 | 238.7492 | 212.3941 | 194.2366 | 174.6047 | 169.3742 | 160.062 | 151.1879 | 145.0064 | 138.2622 | 133.033 | 122.7939 | 117.927 | 114.9219 | 114.275
| Teesside | 70.0059 | 81.8589 | 102.9732 | 122.7837 | 50.8754 | 44.174 | 35.6259 | 45.961 | 61.9289 | 59.4181 | 69.2508 | 78.5192 | 89.7487 | 89.6138 | 84.7488 | 77.18 | 72.8104 | 65.5167 | 58.6627 | 51.4609 | 44.8361 | 38.2968 | 13.8885
| Theddlethorpe | 7.064 | 0 | 0 | 0 | 0 | 0 | 0 | 0 | 0 | 0 | 0 | 0 | 0 | 0 | 0 | 0 | 0.41013 | 0 | 0 | 0 | 0 | 0 | 0
| Onshore | 2.5254 | 2.7504 | 4.0987 | 4.6954 | 5.7973 | 6.6117 | 7.3305 | 8.1106 | 8.7341 | 9.8915 | 10.7548 | 11.7734 | 13.2885 | 15.2289 | 17.5925 | 20.9498 | 23.6906 | 26.4775 | 30.8092 | 33.1418 | 37.4755 | 39.6806 | 42.0759
| Burton Point | 0 | 0 | 0 | 0 | 0 | 0 | 0 | 0 | 0 | 0 | 0 | 0 | 0 | 0 | 0 | 0 | 0 | 0 | 0 | 0 | 0 | 0 | 0
| Isle of Grain | 0.56223 | 0.4608 | 0.49131 | 0.41686 | 0.42616 | 0.58852 | 0.94077 | 1.1532 | 1.0833 | 1.0396 | 1.2292 | 1.166 | 1.2943 | 1.3169 | 1.4845 | 1.6672 | 1.838 | 2.0514 | 2.2001 | 2.4458 | 2.5884 | 7.1634 | 13.5619
| Milford Haven | 55.6604 | 45.6192 | 48.6395 | 41.2695 | 42.1901 | 58.2636 | 93.1361 | 114.1665 | 107.2493 | 102.9198 | 121.6889 | 115.432 | 128.1384 | 130.3736 | 146.962 | 165.0545 | 181.9633 | 203.0895 | 217.8148 | 242.1305 | 256.256 | 260.4529 | 263.2224
| Total | 897.7145 | 878.1586 | 815.5875 | 781.5718 | 773.855 | 756.0163 | 745.958 | 734.5878 | 713.8223 | 693.0534 | 678.9182 | 650.5811 | 642.4966 | 642.4381 | 642.9131 | 639.3943 | 639.1187 | 638.944 | 639.7705 | 636.3649 | 640.2512 | 641.1493 | 642.9076
Figure 5.2O Annual Supply by terminal. Steady Progression High continent/Low LNG case
|  | 2017/18 | 2018/19 | 2019/20 | 2020/21 | 2021/22 | 2022/23 | 2023/24 | 2024/25 | 2025/26 | 2026/27 | 2027/28 | 2028/29 | 2029/30 | 2030/31 | 2031/32 | 2032/33 | 2033/34 | 2034/35 | 2035/36 | 2036/37 | 2037/38 | 2038/39 | 2039/40
| Bacton | 183.1366 | 194.2024 | 172.0991 | 160.8546 | 154.01 | 159.2884 | 178.533 | 175.5491 | 185.0206 | 174.6883 | 171.6426 | 167.125 | 148.4185 | 157.8036 | 134.6358 | 117.6492 | 112.7022 | 99.6799 | 98.6392 | 107.7723 | 120.8608 | 115.8039 | 134.3397
| Barrow | 19.9236 | 21.6449 | 20.3558 | 17.1615 | 15.7138 | 12.4599 | 9.4955 | 8.1588 | 6.8296 | 5.6307 | 4.6923 | 2.8526 | 1.2091 | 0.74335 | 0 | 0 | 0 | 0 | 0 | 0 | 0 | 0 | 0
| Easington | 240.5082 | 221.3635 | 203.685 | 216.4216 | 221.2609 | 224.0244 | 197.9537 | 195.8987 | 181.2222 | 174.9443 | 167.8998 | 155.2192 | 155.1745 | 140.5847 | 135.0817 | 134.6754 | 127.3554 | 124.7296 | 122.8123 | 118.7532 | 114.4161 | 114.4244 | 112.6959
| St Fergus | 336.9015 | 316.0727 | 301.4396 | 285.6414 | 270.91 | 267.9216 | 261.0563 | 268.2923 | 264.816 | 265.5082 | 263.0052 | 257.052 | 257.3642 | 236.2055 | 223.3949 | 219.8215 | 209.8977 | 208.8557 | 202.9388 | 199.1469 | 191.2068 | 192.1749 | 183.5949
| Teesside | 69.8512 | 86.0388 | 111.7947 | 138.1958 | 137.1289 | 138.1447 | 129.6981 | 111.9305 | 100.5135 | 97.594 | 90.2818 | 91.2724 | 97.8455 | 103.913 | 105.2071 | 102.6433 | 103.5543 | 96.4047 | 91.3469 | 76.016 | 64.1689 | 47.0986 | 38.0622
| Theddlethorpe | 7.1258 | 0 | 0 | 0 | 0 | 0 | 0 | 0 | 0 | 0 | 0 | 0 | 0 | 0 | 0.016172 | 0.01595 | 0.015946 | 0 | 0 | 0 | 0 | 0 | 0
| Onshore | 2.652 | 2.6035 | 3.4488 | 3.4924 | 3.6145 | 6.0715 | 9.0915 | 16.378 | 26.906 | 41.905 | 65.3303 | 80.4245 | 102.2432 | 109.9911 | 121.9894 | 138.5062 | 149.9383 | 163.8872 | 172.9203 | 180.2099 | 180.9028 | 182.7135 | 182.6391
| Burton Point | 0 | 0 | 0 | 0 | 0 | 0 | 0 | 0 | 0 | 0 | 0 | 0 | 0 | 0 | 0 | 0 | 0 | 0 | 0 | 0 | 0 | 0 | 0
| Isle of Grain | 0.59042 | 0.34961 | 0.41522 | 0.37692 | 0.39009 | 0.41569 | 0.50396 | 0.56439 | 0.57781 | 0.58631 | 0.59728 | 0.65245 | 0.67731 | 0.64044 | 0.64076 | 0.66453 | 0.65678 | 0.65854 | 0.6681 | 0.67062 | 0.6599 | 0.7894 | 0.78908
| Milford Haven | 58.4514 | 34.6115 | 41.1068 | 37.3148 | 38.6189 | 41.1533 | 49.8923 | 55.8747 | 57.2029 | 58.0442 | 59.1306 | 64.5921 | 67.054 | 63.4032 | 63.4357 | 65.7884 | 65.0213 | 65.1953 | 66.1416 | 66.3913 | 65.3297 | 78.1503 | 78.1185
| Total | 919.1408 | 876.8869 | 854.3451 | 859.4591 | 841.6471 | 849.4794 | 836.2244 | 832.6465 | 823.0887 | 818.901 | 822.5799 | 819.1902 | 829.9863 | 813.2849 | 784.4015 | 779.7645 | 769.142 | 759.411 | 755.4673 | 748.9601 | 737.545 | 731.155 | 730.2394
Figure 5.2P Annual Supply by terminal. Steady Progression Low continent/High LNG case
|  | 2017/18 | 2018/19 | 2019/20 | 2020/21 | 2021/22 | 2022/23 | 2023/24 | 2024/25 | 2025/26 | 2026/27 | 2027/28 | 2028/29 | 2029/30 | 2030/31 | 2031/32 | 2032/33 | 2033/34 | 2034/35 | 2035/36 | 2036/37 | 2037/38 | 2038/39 | 2039/40
| Bacton | 183.1366 | 177.8524 | 157.9072 | 146.0502 | 132.1957 | 125.7724 | 114.9308 | 108.8771 | 105.838 | 100.1691 | 93.7733 | 85.2631 | 71.1172 | 64.3093 | 57.052 | 53.9838 | 51.4448 | 47.9567 | 50.5534 | 47.8542 | 47.0316 | 47.4981 | 47.4788
| Barrow | 19.9236 | 21.6449 | 20.3558 | 17.1615 | 15.7138 | 12.4599 | 9.4955 | 8.1588 | 6.8296 | 5.6307 | 4.6923 | 2.8526 | 1.2091 | 0.74335 | 0 | 0 | 0 | 0 | 0 | 0 | 0 | 0 | 0
| Easington | 240.5082 | 221.3635 | 203.685 | 216.4216 | 221.2609 | 224.0244 | 197.9537 | 195.8987 | 181.2222 | 174.9443 | 167.8998 | 155.2192 | 155.1745 | 140.5847 | 135.0817 | 134.6754 | 127.3554 | 124.7296 | 122.8123 | 118.7532 | 114.4161 | 114.4244 | 112.6959
| St Fergus | 336.9015 | 316.0727 | 301.4396 | 285.6414 | 270.91 | 267.9216 | 261.0563 | 268.2923 | 264.816 | 265.5082 | 263.0052 | 257.052 | 257.3642 | 236.2055 | 223.3949 | 219.8215 | 209.8977 | 208.8557 | 202.9388 | 199.1469 | 191.2068 | 192.1749 | 183.5949
| Teesside | 69.8512 | 86.0388 | 111.7947 | 138.1958 | 137.1289 | 138.1447 | 129.6981 | 111.9305 | 100.5135 | 97.594 | 90.2818 | 91.2724 | 97.8455 | 103.913 | 105.2071 | 102.6433 | 103.5543 | 96.4047 | 91.3469 | 76.016 | 64.1689 | 47.0986 | 38.0622
| Theddlethorpe | 7.1258 | 0 | 0 | 0 | 0 | 0 | 0 | 0 | 0 | 0 | 0 | 0 | 0 | 0 | 0.016172 | 0.01595 | 0.015946 | 0 | 0 | 0 | 0 | 0 | 0
| Onshore | 2.652 | 2.6035 | 3.4488 | 3.4924 | 3.6145 | 6.0715 | 9.0915 | 16.378 | 26.906 | 41.905 | 65.3303 | 80.4245 | 102.2432 | 109.9911 | 121.9894 | 138.5062 | 149.9383 | 163.8872 | 172.9203 | 180.2099 | 180.9028 | 182.7135 | 182.6391
| Burton Point | 0 | 0 | 0 | 0 | 0 | 0 | 0 | 0 | 0 | 0 | 0 | 0 | 0 | 0 | 0 | 0 | 0 | 0 | 0 | 0 | 0 | 0 | 0
| Isle of Grain | 0.59042 | 0.51311 | 0.55714 | 0.52496 | 0.60823 | 0.75085 | 1.14 | 1.2311 | 1.3696 | 1.3315 | 1.376 | 1.4711 | 1.4503 | 1.5754 | 1.4166 | 1.3012 | 1.2694 | 1.1758 | 1.149 | 1.2698 | 1.3982 | 1.4725 | 1.6577
| Milford Haven | 58.4514 | 50.798 | 55.1568 | 51.9711 | 60.215 | 74.3342 | 112.8584 | 121.88 | 135.5936 | 131.8183 | 136.2212 | 145.6354 | 143.5822 | 155.9625 | 140.2436 | 128.8172 | 125.6662 | 116.4012 | 113.7466 | 125.7102 | 138.4206 | 145.7731 | 164.1109
| Total | 919.1408 | 876.8869 | 854.3451 | 859.4591 | 841.6471 | 849.4794 | 836.2244 | 832.6465 | 823.0887 | 818.901 | 822.5799 | 819.1902 | 829.9863 | 813.2849 | 784.4015 | 779.7645 | 769.142 | 759.411 | 755.4673 | 748.9601 | 737.545 | 731.155 | 730.2394
|  | 2031/32: 876.8869; 2032/33: 854.3451; 2033/34: 859.4591; 2034/35: 841.6471; 2035/36: 849.4794; 2036/37: 836.2244; 2037/38: 832.6465; 2038/39: 823.0887; 2039/40: 818.901 | 822.5799 | 819.1902 | 829.9863 | 813.2849 | 784.4015
Figure 5.2R Annual Supply by terminal. Consumer Evolution High continent/Low LNG case
|  | 2017/18 | 2018/19 | 2019/20 | 2020/21 | 2021/22 | 2022/23 | 2023/24 | 2024/25 | 2025/26 | 2026/27 | 2027/28 | 2028/29 | 2029/30 | 2030/31 | 2031/32 | 2032/33 | 2033/34 | 2034/35 | 2035/36 | 2036/37 | 2037/38 | 2038/39 | 2039/40
| Bacton | 185.8345 | 176.0182 | 168.0521 | 155.7097 | 141.8649 | 156.8449 | 187.0494 | 199.5243 | 154.9353 | 129.5341 | 106.3856 | 94.9341 | 85.4168 | 103.1492 | 102.6339 | 83.314 | 58.7887 | 55.7017 | 49.2087 | 62.1472 | 66.5715 | 75.184 | 77.4202
| Barrow | 20.0801 | 21.0716 | 19.1638 | 15.8206 | 14.0779 | 10.8626 | 8.1622 | 6.9075 | 5.6859 | 4.7014 | 3.9669 | 2.3604 | 0.78003 | 0 | 0 | 0 | 0 | 0 | 0 | 0 | 0 | 0 | 0
| Easington | 236.8373 | 235.0585 | 219.2996 | 216.6863 | 239.5039 | 228.1468 | 221.1005 | 191.655 | 187.9981 | 178.8412 | 172.7982 | 160.0823 | 160.7079 | 152.3484 | 144.4157 | 140.631 | 141.1699 | 136.8236 | 137.829 | 133.133 | 132.4887 | 130.1806 | 128.8661
| St Fergus | 336.2618 | 327.1939 | 308.8566 | 280.2272 | 281.305 | 263.9321 | 249.7705 | 234.6117 | 244.7953 | 233.6591 | 234.7816 | 229.6584 | 239.8854 | 235.0934 | 223.2519 | 209.2645 | 205.8147 | 194.0767 | 185.0563 | 166.9521 | 159.3041 | 151.7785 | 132.4527
| Teesside | 71.1738 | 82.3821 | 102.2667 | 127.5054 | 122.2094 | 115.1007 | 98.2496 | 94.9234 | 83.2099 | 81.1403 | 69.234 | 58.1207 | 52.1228 | 44.8793 | 38.2506 | 34.883 | 30.0563 | 25.9534 | 20.9732 | 15.7799 | 13.4585 | 10.2866 | 17.7987
| Theddlethorpe | 7.1818 | 0 | 0 | 0 | 0 | 0 | 0 | 0 | 0 | 0 | 0 | 0 | 0 | 0 | 0.013785 | 0.013604 | 0.013772 | 0 | 0 | 0 | 0 | 0 | 0
| Onshore | 2.5937 | 2.7927 | 2.7571 | 3.9112 | 8.4375 | 16.1673 | 31.3718 | 51.8252 | 81.6237 | 128.5619 | 163.381 | 198.9526 | 236.3341 | 252.5837 | 273.3362 | 297.6061 | 333.1369 | 338.0573 | 365.4912 | 365.6234 | 369.4776 | 368.9218 | 368.8412
| Burton Point | 0 | 0 | 0 | 0 | 0 | 0 | 0 | 0 | 0 | 0 | 0 | 0 | 0 | 0 | 0 | 0 | 0 | 0 | 0 | 0 | 0 | 0 | 0
| Isle of Grain | 0.57744 | 0.41548 | 0.41181 | 0.3515 | 0.28407 | 0.4492 | 0.63063 | 0.57467 | 0.66236 | 0.67418 | 0.75559 | 0.73969 | 0.68566 | 0.61869 | 0.60936 | 0.52409 | 0.45671 | 0.44411 | 0.41943 | 0.40988 | 0.41208 | 0.41008 | 0.40857
| Milford Haven | 57.1665 | 41.1329 | 40.7688 | 34.7986 | 28.1229 | 44.4706 | 62.4325 | 56.8927 | 65.5732 | 66.7439 | 74.8036 | 73.2292 | 67.8802 | 61.2504 | 60.3268 | 51.8849 | 45.2141 | 43.9673 | 41.5238 | 40.5781 | 40.796 | 40.5978 | 40.4483
| Total | 917.7071 | 886.0654 | 861.5767 | 835.0104 | 835.8057 | 835.9741 | 858.7671 | 836.9145 | 824.4838 | 823.856 | 826.1065 | 818.0773 | 843.8128 | 849.923 | 842.8382 | 818.1212 | 814.651 | 795.0242 | 800.5018 | 784.6236 | 782.5085 | 777.3595 | 766.2358
Figure 5.2S Annual Supply by terminal. Consumer Evolution Low continent/High LNG case
|  | 2017/18 | 2018/19 | 2019/20 | 2020/21 | 2021/22 | 2022/23 | 2023/24 | 2024/25 | 2025/26 | 2026/27 | 2027/28 | 2028/29 | 2029/30 | 2030/31 | 2031/32 | 2032/33 | 2033/34 | 2034/35 | 2035/36 | 2036/37 | 2037/38 | 2038/39 | 2039/40
| Bacton | 185.8345 | 159.8787 | 146.0884 | 134.8321 | 123.1803 | 116.0387 | 111.3768 | 93.7213 | 85.7991 | 79.6398 | 73.0882 | 65.1985 | 53.7803 | 38.7545 | 39.6207 | 35.3386 | 32.9707 | 29.164 | 26.9873 | 26.3698 | 26.4629 | 26.3343 | 26.2374
| Barrow | 20.0801 | 21.0716 | 19.1638 | 15.8206 | 14.0779 | 10.8626 | 8.1622 | 6.9075 | 5.6859 | 4.7014 | 3.9669 | 2.3604 | 0.78003 | 0 | 0 | 0 | 0 | 0 | 0 | 0 | 0 | 0 | 0
| Easington | 236.8373 | 235.0585 | 219.2996 | 216.6863 | 239.5039 | 228.1468 | 221.1005 | 191.655 | 187.9981 | 178.8412 | 172.7982 | 160.0823 | 160.7079 | 152.3484 | 144.4157 | 140.631 | 141.1699 | 136.8236 | 137.829 | 133.133 | 132.4887 | 130.1806 | 128.8661
| St Fergus | 336.2618 | 327.1939 | 308.8566 | 280.2272 | 281.305 | 263.9321 | 249.7705 | 234.6117 | 244.7953 | 233.6591 | 234.7816 | 229.6584 | 239.8854 | 235.0934 | 223.2519 | 209.2645 | 205.8147 | 194.0767 | 185.0563 | 166.9521 | 159.3041 | 151.7785 | 132.4527
| Teesside | 71.1738 | 82.3821 | 102.2667 | 127.5054 | 122.2094 | 115.1007 | 98.2496 | 94.9234 | 83.2099 | 81.1403 | 69.234 | 58.1207 | 52.1228 | 44.8793 | 38.2506 | 34.883 | 30.0563 | 25.9534 | 20.9732 | 15.7799 | 13.4585 | 10.2866 | 17.7987
| Theddlethorpe | 7.1818 | 0 | 0 | 0 | 0 | 0 | 0 | 0 | 0 | 0 | 0 | 0 | 0 | 0 | 0.013785 | 0.013604 | 0.013772 | 0 | 0 | 0 | 0 | 0 | 0
| Onshore | 2.5937 | 2.7927 | 2.7571 | 3.9112 | 8.4375 | 16.1673 | 31.3718 | 51.8252 | 81.6237 | 128.5619 | 163.381 | 198.9526 | 236.3341 | 252.5837 | 273.3362 | 297.6061 | 333.1369 | 338.0573 | 365.4912 | 365.6234 | 369.4776 | 368.9218 | 368.8412
| Burton Point | 0 | 0 | 0 | 0 | 0 | 0 | 0 | 0 | 0 | 0 | 0 | 0 | 0 | 0 | 0 | 0 | 0 | 0 | 0 | 0 | 0 | 0 | 0
| Isle of Grain | 0.57744 | 0.57688 | 0.63144 | 0.56028 | 0.47092 | 0.85726 | 1.3874 | 1.6327 | 1.3537 | 1.1731 | 1.0886 | 1.037 | 1.002 | 1.2626 | 1.2395 | 1.0038 | 0.71489 | 0.70949 | 0.64165 | 0.76765 | 0.81317 | 0.89858 | 0.9204
| Milford Haven | 57.1665 | 57.111 | 62.5129 | 55.4674 | 46.6207 | 84.8687 | 137.3484 | 161.6376 | 134.0181 | 116.1393 | 107.7679 | 102.6674 | 99.2003 | 125.0011 | 122.7099 | 99.3805 | 70.7739 | 70.2397 | 63.5231 | 75.9977 | 80.5036 | 88.959 | 91.1194
| Total | 917.7071 | 886.0654 | 861.5767 | 835.0104 | 835.8057 | 835.9741 | 858.7671 | 836.9145 | 824.4838 | 823.856 | 826.1065 | 818.0773 | 843.8128 | 849.923 | 842.8382 | 818.1212 | 814.651 | 795.0242 | 800.5018 | 784.6236 | 782.5085 | 777.3595 | 766.2358

## Peak supply by terminal
Figure 5.2K Peak Supply by terminal. Community renewables
|  | 2018/19 | 2019/20 | 2020/21 | 2021/22 | 2022/23 | 2023/24 | 2024/25 | 2025/26 | 2026/27 | 2027/28 | 2028/29 | 2029/30 | 2030/31 | 2031/32 | 2032/33 | 2033/34 | 2034/35 | 2035/36 | 2036/37 | 2037/38 | 2038/39 | 2039/40 | 2040/41
| Bacton | 1818.0099 | 1783.6424 | 1728.0036 | 1715.4856 | 1673.6962 | 1620.0006 | 1594.5767 | 1559.9282 | 1544.2637 | 1527.843 | 1509.2768 | 1496.1998 | 1445.7692 | 1427.1761 | 1419.2565 | 1396.4577 | 1390.4488 | 1376.7027 | 1376.7027 | 1376.7027 | 1376.7027 | 1376.7027 | 1376.7027
| Barrow | 65.9761 | 66.2394 | 58.3421 | 50.8053 | 43.2324 | 27.2262 | 22.4589 | 17.6076 | 14.9661 | 10.7844 | 9.6489 | 4.6655 | 0 | 0 | 0 | 0 | 0 | 0 | 0 | 0 | 0 | 0 | 0
| Easington | 955.5352 | 943.4475 | 907.4205 | 875.2817 | 866.0621 | 920.7257 | 933.5786 | 916.7544 | 894.8197 | 881.8557 | 873.1583 | 862.6446 | 859.0907 | 852.5144 | 847.7595 | 845.616 | 843.4904 | 836.1959 | 836.1959 | 836.1959 | 836.1959 | 836.1959 | 836.1959
| St Fergus | 1267.8482 | 1198.5598 | 1149.6706 | 1127.5695 | 1067.247 | 979.8634 | 942.473 | 903.6144 | 894.0274 | 883.4026 | 908.433 | 908.0366 | 903.7296 | 894.9087 | 895.2629 | 886.1384 | 878.3823 | 866.16 | 848.2643 | 837.7897 | 826.1637 | 815.9248 | 805.5146
| Teesside | 228.3894 | 249.8329 | 312.5761 | 376.9708 | 327.3587 | 327.2788 | 269.0495 | 223.0353 | 192.2122 | 199.3957 | 180.0393 | 167.29 | 136.7623 | 104.3436 | 78.6844 | 69.4993 | 53.6598 | 50.5607 | 42.1456 | 35.5092 | 30.5165 | 24.6049 | 18.166
| Theddlethorpe | 20.9231 | 0 | 0 | 0 | 0 | 0 | 0 | 0 | 0 | 0 | 0 | 0 | 0 | 0 | 0 | 0 | 0 | 0 | 0 | 0 | 0 | 0 | 0
| Onshore | 8.58 | 9.24 | 15.1366 | 18.4254 | 22.0368 | 25.929 | 30.0648 | 35.4619 | 41.9569 | 47.9954 | 53.6369 | 60.6 | 69.1568 | 78.674 | 94.7129 | 118.5509 | 135.0113 | 154.2334 | 183.8254 | 202.763 | 229.4825 | 243.7413 | 258.2067
| Burton Point | 0 | 0 | 0 | 0 | 0 | 0 | 0 | 0 | 0 | 0 | 0 | 0 | 0 | 0 | 0 | 0 | 0 | 0 | 0 | 0 | 0 | 0 | 0
| Isle of Grain | 648.6082 | 648.6082 | 648.6082 | 648.6082 | 648.6082 | 648.6082 | 648.6082 | 648.6082 | 648.6082 | 648.6082 | 648.6082 | 648.6082 | 648.6082 | 648.6082 | 648.6082 | 648.6082 | 648.6082 | 648.6082 | 648.6082 | 648.6082 | 648.6082 | 648.6082 | 648.6082
| Milford Haven | 896.726 | 896.726 | 896.726 | 896.726 | 896.726 | 896.726 | 896.726 | 896.726 | 896.726 | 896.726 | 896.726 | 896.726 | 896.726 | 896.726 | 896.726 | 896.726 | 896.726 | 896.726 | 896.726 | 896.726 | 896.726 | 896.726 | 896.726
| Medium & Short Range Storage | 1359.6 | 1334.432 | 1334.432 | 1334.432 | 1334.432 | 1334.432 | 1334.432 | 1334.432 | 1334.432 | 1334.432 | 1334.432 | 1334.432 | 1334.432 | 1334.432 | 1334.432 | 1334.432 | 1334.432 | 1334.432 | 1334.432 | 1334.432 | 1334.432 | 1334.432 | 1334.432
| Long Range Storage | 0 | 0 | 0 | 0 | 0 | 0 | 0 | 0 | 0 | 0 | 0 | 0 | 0 | 0 | 0 | 0 | 0 | 0 | 0 | 0 | 0 | 0 | 0
| Generic Storage | 0 | 0 | 0 | 0 | 0 | 0 | 0 | 0 | 0 | 0 | 0 | 0 | 0 | 0 | 0 | 0 | 0 | 0 | 0 | 0 | 0 | 0 | 0
| Total | 7270.1961 | 7130.7283 | 7050.9158 | 7044.3046 | 6879.3994 | 6780.79 | 6671.9677 | 6536.168 | 6462.0123 | 6431.043 | 6413.9593 | 6379.2028 | 6294.2748 | 6237.383 | 6215.4425 | 6196.0286 | 6180.7589 | 6163.619 | 6166.9002 | 6168.7267 | 6178.8276 | 6176.9359 | 6174.5521
Figure 5.2N Peak Supply by terminal. Two Degrees
|  | 2018/19 | 2019/20 | 2020/21 | 2021/22 | 2022/23 | 2023/24 | 2024/25 | 2025/26 | 2026/27 | 2027/28 | 2028/29 | 2029/30 | 2030/31 | 2031/32 | 2032/33 | 2033/34 | 2034/35 | 2035/36 | 2036/37 | 2037/38 | 2038/39 | 2039/40 | 2040/41
| Bacton | 1811.0364 | 1799.3497 | 1760.8282 | 1710.2185 | 1683.5726 | 1628.6 | 1608.9734 | 1546.429 | 1524.3767 | 1513.7137 | 1496.046 | 1478.2944 | 1458.736 | 1431.3541 | 1421.7739 | 1409.717 | 1396.4588 | 1388.5179 | 1376.9091 | 1376.9242 | 1376.7027 | 1376.7027 | 1376.7027
| Barrow | 64.9335 | 68.7838 | 63.4396 | 50.074 | 187.863 | 186.854 | 140.3714 | 106.7952 | 88.3526 | 79.3131 | 73.3836 | 59.6703 | 47.3988 | 43.0621 | 36.6164 | 31.8217 | 28.1648 | 23.2948 | 19.4329 | 16.2138 | 12.3857 | 7.7539 | 5.3928
| Easington | 967.169 | 953.1232 | 923.61 | 964.874 | 915.8292 | 914.2128 | 899.3356 | 878.4926 | 867.3816 | 885.1654 | 882.9549 | 888.6474 | 887.1577 | 889.1566 | 889.853 | 897.7246 | 889.8647 | 883.959 | 877.6757 | 871.0737 | 867.4475 | 862.8168 | 914.0788
| St Fergus | 1260.1626 | 1225.6221 | 1191.0886 | 1128.8191 | 1221.3305 | 1152.1432 | 1117.0534 | 1130.4122 | 1090.6437 | 1056.8264 | 999.6074 | 959.0495 | 908.582 | 875.9876 | 856.8454 | 846.6748 | 833.5569 | 823.481 | 817.8674 | 812.2716 | 800.5523 | 795.6099 | 792.2678
| Teesside | 230.1563 | 268.9199 | 338.542 | 403.6724 | 167.0704 | 144.7499 | 115.9089 | 149.4423 | 201.3867 | 193.2997 | 225.3121 | 255.5611 | 292.173 | 291.7471 | 276.1233 | 251.5696 | 237.4649 | 213.7356 | 191.6164 | 168.4077 | 147.1826 | 125.9074 | 45.6607
| Theddlethorpe | 23.2241 | 0 | 0 | 0 | 0 | 0 | 0 | 0 | 0 | 0 | 0 | 0 | 0 | 0 | 0 | 0 | 1.3376 | 0 | 0 | 0 | 0 | 0 | 0
| Onshore | 8.58 | 9.24 | 13.4616 | 15.565 | 17.7962 | 20.1487 | 22.64 | 26.3612 | 28.7061 | 32.0329 | 35.1677 | 38.7975 | 43.2242 | 48.1859 | 56.064 | 67.4233 | 75.5892 | 85.026 | 99.0849 | 108.6288 | 121.6756 | 129.3235 | 137.1516
| Burton Point | 0 | 0 | 0 | 0 | 0 | 0 | 0 | 0 | 0 | 0 | 0 | 0 | 0 | 0 | 0 | 0 | 0 | 0 | 0 | 0 | 0 | 0 | 0
| Isle of Grain | 648.6082 | 648.6082 | 648.6082 | 648.6082 | 648.6082 | 648.6082 | 648.6082 | 648.6082 | 648.6082 | 648.6082 | 648.6082 | 648.6082 | 648.6082 | 648.6082 | 648.6082 | 648.6082 | 648.6082 | 648.6082 | 648.6082 | 648.6082 | 648.6082 | 648.6082 | 648.6082
| Milford Haven | 896.726 | 896.726 | 896.726 | 896.726 | 896.726 | 896.726 | 896.726 | 896.726 | 896.726 | 896.726 | 896.726 | 896.726 | 896.726 | 896.726 | 896.726 | 896.726 | 896.726 | 896.726 | 896.726 | 896.726 | 896.726 | 896.726 | 896.726
| Medium & Short Range Storage | 1359.6 | 1334.432 | 1334.432 | 1334.432 | 1334.432 | 1334.432 | 1334.432 | 1334.432 | 1334.432 | 1334.432 | 1334.432 | 1334.432 | 1334.432 | 1334.432 | 1334.432 | 1334.432 | 1334.432 | 1334.432 | 1334.432 | 1334.432 | 1334.432 | 1334.432 | 1334.432
| Long Range Storage | 0 | 0 | 0 | 0 | 0 | 0 | 0 | 0 | 0 | 0 | 0 | 0 | 0 | 0 | 0 | 0 | 0 | 0 | 0 | 0 | 0 | 0 | 0
| Generic Storage | 0 | 0 | 0 | 0 | 0 | 0 | 0 | 0 | 0 | 0 | 0 | 0 | 0 | 0 | 0 | 0 | 0 | 0 | 0 | 0 | 0 | 0 | 0
| Total | 7270.1961 | 7204.8049 | 7170.7363 | 7152.9892 | 7073.2281 | 6926.4748 | 6784.0489 | 6717.6987 | 6680.6136 | 6640.1174 | 6592.238 | 6559.7865 | 6517.0378 | 6459.2596 | 6417.0422 | 6384.6973 | 6342.2031 | 6297.7806 | 6262.3527 | 6233.2859 | 6205.7128 | 6177.8805 | 6151.0207
Figure 5.2Q Peak Supply by terminal. Steady Progression
|  | 2018/19 | 2019/20 | 2020/21 | 2021/22 | 2022/23 | 2023/24 | 2024/25 | 2025/26 | 2026/27 | 2027/28 | 2028/29 | 2029/30 | 2030/31 | 2031/32 | 2032/33 | 2033/34 | 2034/35 | 2035/36 | 2036/37 | 2037/38 | 2038/39 | 2039/40 | 2040/41
| Bacton | 1770.0536 | 1767.298 | 1710.6829 | 1671.52 | 1640.3766 | 1627.933 | 1619.8367 | 1617.324 | 1588.1978 | 1556.1087 | 1531.9973 | 1511.6261 | 1473.5472 | 1442.8556 | 1369.9691 | 1363.9907 | 1359.2939 | 1355.3649 | 1341.4726 | 1341.4726 | 1341.4726 | 1341.4726 | 1341.4726
| Barrow | 43.0638 | 56.5889 | 53.6267 | 45.6469 | 44.1209 | 39.4689 | 33.1962 | 29.9962 | 23.018 | 18.5829 | 16.9046 | 13.6597 | 0 | 0 | 0 | 0 | 0 | 0 | 0 | 0 | 0 | 0 | 0
| Easington | 945.9128 | 958.834 | 951.2756 | 944.1735 | 840.1653 | 866.5341 | 906.7563 | 898.0743 | 874.9423 | 857.2455 | 840.6854 | 831.0391 | 822.3926 | 812.5188 | 793.1 | 793.1 | 793.1 | 793.1 | 793.1 | 793.1 | 793.1 | 793.1 | 793.1
| St Fergus | 1180.4665 | 1154.2125 | 1102.1995 | 1075.4983 | 1028.6139 | 954.4859 | 895.5214 | 891.5749 | 982.9016 | 1026.4293 | 1050.3985 | 1080.3816 | 1159.0635 | 1161.5523 | 1172.2412 | 1140.2682 | 1102.018 | 1063.5302 | 1040.6039 | 990.3341 | 951.2787 | 912.0539 | 880.7163
| Teesside | 243.2241 | 241.3942 | 249.9692 | 319.5732 | 353.9785 | 336.2199 | 290.6119 | 263.2979 | 217.88 | 184.1161 | 226.357 | 240.3597 | 204.7849 | 174.6682 | 157.2147 | 135.6238 | 127.3142 | 113.1348 | 95.6132 | 78.4755 | 64.6888 | 57.0851 | 50.8909
| Theddlethorpe | 42.2187 | 0 | 0 | 0 | 0 | 0 | 0 | 0 | 0 | 0 | 0 | 0 | 0 | 0 | 0 | 0 | 0 | 0 | 0 | 0 | 0 | 0 | 0
| Onshore | 6.0769 | 8.2411 | 8.3938 | 8.4701 | 8.5464 | 8.5464 | 29.0806 | 49.6156 | 85.4745 | 162.5772 | 239.8107 | 316.8651 | 419.6781 | 470.5915 | 522.5775 | 547.9107 | 584.8973 | 584.5552 | 585.1658 | 585.2072 | 585.4084 | 585.3949 | 585.3949
| Burton Point | 0 | 0 | 0 | 0 | 0 | 0 | 0 | 0 | 0 | 0 | 0 | 0 | 0 | 0 | 0 | 0 | 0 | 0 | 0 | 0 | 0 | 0 | 0
| Isle of Grain | 664.3 | 664.3 | 664.3 | 664.3 | 664.3 | 664.3 | 664.3 | 664.3 | 664.3 | 664.3 | 664.3 | 664.3 | 664.3 | 664.3 | 664.3 | 664.3 | 664.3 | 664.3 | 664.3 | 664.3 | 664.3 | 664.3 | 664.3
| Milford Haven | 948.08 | 948.08 | 948.08 | 948.08 | 948.08 | 948.08 | 948.08 | 948.08 | 948.08 | 948.08 | 948.08 | 948.08 | 948.08 | 948.08 | 948.08 | 948.08 | 948.08 | 948.08 | 948.08 | 948.08 | 948.08 | 948.08 | 948.08
| Medium & Short Range Storage | 1261.7 | 1261.7 | 1261.7 | 1261.7 | 1261.7 | 1261.7 | 1261.7 | 1261.7 | 1261.7 | 1261.7 | 1261.7 | 1261.7 | 1261.7 | 1261.7 | 1261.7 | 1261.7 | 1261.7 | 1261.7 | 1261.7 | 1261.7 | 1261.7 | 1261.7 | 1261.7
| Long Range Storage | 0 | 0 | 0 | 0 | 0 | 0 | 0 | 0 | 0 | 0 | 0 | 0 | 0 | 0 | 0 | 0 | 0 | 0 | 0 | 0 | 0 | 0 | 0
| Generic Storage | 0 | 0 | 0 | 0 | 0 | 0 | 0 | 0 | 0 | 0 | 0 | 0 | 0 | 0 | 0 | 0 | 0 | 0 | 0 | 0 | 0 | 0 | 0
| Total | 7105.0964 | 7060.6488 | 6950.2277 | 6938.962 | 6789.8816 | 6707.2682 | 6649.0832 | 6623.9628 | 6646.4941 | 6679.1397 | 6780.2335 | 6868.0113 | 6953.5464 | 6936.2663 | 6889.1826 | 6854.9734 | 6840.7034 | 6783.765 | 6730.0355 | 6662.6694 | 6610.0285 | 6563.1864 | 6525.6547
Figure 5.2T Peak Supply by terminal. Consumer Evolution
|  | 2018/19 | 2019/20 | 2020/21 | 2021/22 | 2022/23 | 2023/24 | 2024/25 | 2025/26 | 2026/27 | 2027/28 | 2028/29 | 2029/30 | 2030/31 | 2031/32 | 2032/33 | 2033/34 | 2034/35 | 2035/36 | 2036/37 | 2037/38 | 2038/39 | 2039/40 | 2040/41
| Bacton | 1819.6029 | 1803.333 | 1758.8713 | 1727.5663 | 1701.0189 | 1665.2717 | 1648.557 | 1585.8598 | 1558.5512 | 1549.9577 | 1528.4624 | 1503.322 | 1462.1831 | 1429.6285 | 1420.4792 | 1407.2817 | 1397.2498 | 1387.1468 | 1376.8745 | 1376.8614 | 1376.7027 | 1376.7027 | 1376.7027
| Barrow | 66.0169 | 69.2763 | 63.0044 | 52.0391 | 46.2835 | 35.7126 | 26.8345 | 22.7122 | 18.6955 | 15.4585 | 13.0438 | 7.7615 | 2.5649 | 0 | 0 | 0 | 0 | 0 | 0 | 0 | 0 | 0 | 0
| Easington | 969.3541 | 953.9604 | 923.0103 | 968.9189 | 977.7065 | 945.4269 | 934.278 | 900.2878 | 883.6054 | 873.573 | 867.6094 | 856.7666 | 853.1833 | 849.3998 | 846.0417 | 843.691 | 837.1846 | 836.1959 | 836.1959 | 836.1959 | 836.1959 | 836.1959 | 836.1959
| St Fergus | 1266.8287 | 1227.845 | 1187.6001 | 1145.9578 | 1085.7506 | 1033.4944 | 998.4815 | 1009.0164 | 1038.0257 | 1020.6995 | 1037.7537 | 1050.6643 | 1078.8767 | 1085.9003 | 1068.8567 | 1032.5673 | 1013.2826 | 987.3518 | 954.5201 | 909.8329 | 886.724 | 869.273 | 809.888
| Teesside | 233.9962 | 270.8454 | 336.2194 | 419.4058 | 401.7842 | 378.4133 | 323.0124 | 312.1114 | 273.5985 | 266.7959 | 227.6491 | 191.109 | 171.3894 | 147.5745 | 125.8044 | 114.7347 | 98.8662 | 85.3263 | 68.953 | 51.8792 | 44.2471 | 33.8191 | 58.5161
| Theddlethorpe | 23.6115 | 0 | 0 | 0 | 0 | 0 | 0 | 0 | 0 | 0 | 0 | 0 | 0 | 0 | 0.045339 | 0.044746 | 0.045302 | 0 | 0 | 0 | 0 | 0 | 0
| Onshore | 8.58 | 11.2708 | 12.5542 | 17.2113 | 28.6721 | 53.0479 | 98.4126 | 175.7227 | 271.4468 | 418.2383 | 530.8868 | 651.6159 | 743.1193 | 825.6816 | 906.8744 | 997.2602 | 1089.4925 | 1136.7049 | 1185.4802 | 1213.4242 | 1219.638 | 1223.7305 | 1227.9664
| Burton Point | 0 | 0 | 0 | 0 | 0 | 0 | 0 | 0 | 0 | 0 | 0 | 0 | 0 | 0 | 0 | 0 | 0 | 0 | 0 | 0 | 0 | 0 | 0
| Isle of Grain | 648.6082 | 648.6082 | 648.6082 | 648.6082 | 648.6082 | 648.6082 | 648.6082 | 648.6082 | 648.6082 | 648.6082 | 648.6082 | 648.6082 | 648.6082 | 648.6082 | 648.6082 | 648.6082 | 648.6082 | 648.6082 | 648.6082 | 648.6082 | 648.6082 | 648.6082 | 648.6082
| Milford Haven | 896.726 | 896.726 | 896.726 | 896.726 | 896.726 | 896.726 | 896.726 | 896.726 | 896.726 | 896.726 | 896.726 | 896.726 | 896.726 | 896.726 | 896.726 | 896.726 | 896.726 | 896.726 | 896.726 | 896.726 | 896.726 | 896.726 | 896.726
| Medium & Short Range Storage | 1359.6 | 1334.432 | 1334.432 | 1334.432 | 1334.432 | 1334.432 | 1334.432 | 1334.432 | 1334.432 | 1334.432 | 1334.432 | 1334.432 | 1334.432 | 1334.432 | 1334.432 | 1334.432 | 1334.432 | 1334.432 | 1334.432 | 1334.432 | 1334.432 | 1334.432 | 1334.432
| Long Range Storage | 0 | 0 | 0 | 0 | 0 | 0 | 0 | 0 | 0 | 0 | 0 | 0 | 0 | 0 | 0 | 0 | 0 | 0 | 0 | 0 | 0 | 0 | 0
| Generic Storage | 0 | 0 | 0 | 0 | 0 | 0 | 0 | 0 | 0 | 0 | 0 | 0 | 0 | 0 | 0 | 0 | 0 | 0 | 0 | 0 | 0 | 0 | 0
| Total | 7292.9245 | 7216.2971 | 7161.026 | 7210.8655 | 7120.9821 | 6991.133 | 6909.3422 | 6885.4765 | 6923.6893 | 7024.4892 | 7085.1715 | 7141.0055 | 7191.0828 | 7217.951 | 7247.868 | 7275.346 | 7315.8872 | 7312.4919 | 7301.79 | 7267.9598 | 7243.274 | 7219.4875 | 7189.0355

## Capacity at each ASEP
A5.2A - Peak Bacton scenarios (mcm/d)
Source: National Grid
[15 empty] | Range of Scenarios | 0 | 0 | 3.2464 | 0 | 0 | 0 | 0 | 0 | 0 | 0 | 0 | 0 | 0 | 0 | 0 | 0
[16 empty] | 0 | 0 | 160.914 | 0 | 0 | 0 | 0 | 0 | 0 | 0 | 0 | 0 | 0 | 0 | 0 | 0
| Location | 00/01 | 01/02 | 02/03 | 03/04 | 04/05 | 05/06 | 06/07 | 07/08 | 08/09 | 09/10 | 10/11 | 11/12 | 12/13 | 13/14 | 14/15 | 15/16 | 16/17 | 17/18 | 18/19 | 19/20 | 20/21 | 21/22 | 22/23 | 23/24 | 24/25 | 25/26 | 26/27 | 27/28 | 28/29 | 29/30
| Bacton Sold Capacity | 104.176 | 85.7281 | 88.095 | 46.6082 | 57.9771 | 63.2996 | 88.2735 | 108.8333 | 107.9795 | 105.0003 | 91.5738 | 82.296 | 101.3778 | 100.9091 | 82.3308 | 137.7 | 100.4 | 97 | 70 | 69.27 | 68 | 57.9 | 54.6 | 54.6 | 54.6 | 27.72 | 0 | 0 | 0 | 0
| Bacton Actual | 00/01: 98.3; 01/02: 106.9; 02/03: 108; 03/04: 109.2; 04/05: 110; 05/06: 120.8; 06/07: 115.5; 07/08: 117.5; 08/09: 113.4; 09/10: 122.6; 10/11: 125.4; 11/12: 82; 12/13: 139; 13/14: 94.795; 14/15: 73.345; 15/16: 67.8; 16/17: 82.45
| Bacton Obligated Release | 00/01: 135.6364; 01/02: 139.1636; 02/03: 142.6818; 03/04: 150.4545; 04/05: 158.6364; 05/06: 158.6364; 06/07: 163; 07/08: 162.1273; 08/09: 162.1273; 09/10: 162.1273; 10/11: 162.1; 11/12: 162.1273; 12/13: 162.1273; 13/14: 162.1273; 14/15: 162.1273; 15/16: 162.1273; 16/17: 162.1273
| Bacton scenario minimum | 16/17: 160.914
| Bacton scenario maximum | 16/17: 164.1603
*Bacton ASEP was split into seperate Bacton UKCS and Bacton IP ASEPs (effective from 1st November 2015) for capacity booking purposes as a result of regulatory EU changes. This table shows the aggregate position upto 1st November 2015.
A5.2B - Peak Barrow scenarios (mcm/d)
Source: National Grid
[15 empty] | Range of Scenarios | 0 | 0 | 0.3262 | 0.14252 | 0.37984 | 0.37311 | 0.73177 | 0.39457 | 0.43633 | 0.27226 | 0.15221 | 0.083252 | 0.16709 | 1.251 | 0 | 0
[16 empty] | 0 | 0 | 3.9149 | 5.0019 | 4.7212 | 3.978 | 3.4564 | 3.4446 | 2.8335 | 2.5429 | 1.9403 | 1.6061 | 1.409 | 0 | 0 | 0
|  | 00/01 | 01/02 | 02/03 | 03/04 | 04/05 | 05/06 | 06/07 | 07/08 | 08/09 | 09/10 | 10/11 | 11/12 | 12/13 | 13/14 | 14/15 | 15/16 | 16/17 | 17/18 | 18/19 | 19/20 | 20/21 | 21/22 | 22/23 | 23/24 | 24/25 | 25/26 | 26/27 | 27/28 | 28/29 | 29/30
| Barrow Sold Capacity | 51.2355 | 48.9523 | 66.4545 | 39.4379 | 33.5 | 31.8273 | 25.4091 | 28.1 | 28.1 | 16.9182 | 14.2909 | 21.1404 | 19.5599 | 17.4366 | 28.1 | 27.2 | 10.89 | 13.45 | 12.63 | 7.8 | 6.7 | 6.3 | 5.4 | 5.36 | 0.1 | 0 | 0 | 0 | 0 | 0
| Barrow Actual | 00/01: 55.3; 01/02: 55.7; 02/03: 50.2; 03/04: 45.4; 04/05: 35.4; 05/06: 29.8; 06/07: 25.2; 07/08: 20.4; 08/09: 17.6; 09/10: 17.6; 10/11: 14.3; 11/12: 11.5; 12/13: 10.5; 13/14: 8.1444; 14/15: 8.145; 15/16: 7; 16/17: 6.5
| Barrow Obligated Release | 85.4091 | 85.4091 | 85.4091 | 64.6364 | 64.6364 | 64.6364 | 28.1 | 28.1 | 28.1 | 28.1 | 28.1 | 28.1 | 28.1 | 28.1 | 30.91 | 30.91 | 30.91 | 30.91 | 30.91 | 30.91 | 30.91 | 30.91 | 30.91 | 30.91 | 30.91 | 30.91 | 30.91 | 30.91 | 30.91 | 30.91
| Barrow scenario minimum | 16/17: 3.9149; 17/18: 5.0019; 18/19: 4.7212; 19/20: 3.978; 20/21: 3.4564; 21/22: 3.4446; 22/23: 2.8335; 23/24: 2.5429; 24/25: 1.9403; 25/26: 1.6061; 26/27: 1.409; 27/28: 0; 28/29: 0; 29/30: 0
| Barrow scenario maximum | 16/17: 4.2411; 17/18: 5.1444; 18/19: 5.101; 19/20: 4.3511; 20/21: 4.1882; 21/22: 3.8392; 22/23: 3.2698; 23/24: 2.8151; 24/25: 2.0925; 25/26: 1.6894; 26/27: 1.5761; 27/28: 1.251; 28/29: 0; 29/30: 0
A5.2C - Peak Easington scenarios (mcm/d)
Source: National Grid
[15 empty] | Range of Scenarios | 0 | 0 | 8.8522 | 0.021366 | 0.44268 | 4.7048 | 10.0985 | 10.6187 | 8.5525 | 5.7937 | 1.6721 | 2.114 | 1.939 | 1.3678 | 1.818 | 2.3599
[16 empty] | 0 | 0 | 77.1399 | 87.1454 | 86.2863 | 85.3819 | 76.3787 | 75.2807 | 74.4332 | 75.8494 | 77.8681 | 76.886 | 75.5662 | 74.8058 | 73.5689 | 72.1
|  | 00/01 | 01/02 | 02/03 | 03/04 | 04/05 | 05/06 | 06/07 | 07/08 | 08/09 | 09/10 | 10/11 | 11/12 | 12/13 | 13/14 | 14/15 | 15/16 | 16/17 | 17/18 | 18/19 | 19/20 | 20/21 | 21/22 | 22/23 | 23/24 | 24/25 | 25/26 | 26/27 | 27/28 | 28/29 | 29/30
| Easington Sold Capacity | 56.7838 | 60.5334 | 66.5042 | 50.4746 | 25.1068 | 14.3973 | 88.4183 | 104.3079 | 96.5455 | 126.7765 | 127.3424 | 127.4299 | 124.1668 | 120.1018 | 118.2682 | 152.5 | 107.64 | 119.2 | 119 | 118.9 | 118.2 | 114 | 115.3 | 92.1 | 79.5 | 69 | 57.7 | 43.8 | 0 | 0
| Easington Actual | 00/01: 66.1; 01/02: 64.1; 02/03: 64.4; 03/04: 64.5; 04/05: 63.6; 05/06: 61.7; 06/07: 104.3; 07/08: 109.8; 08/09: 120.1; 09/10: 122; 10/11: 120.6; 11/12: 121.8; 12/13: 125.1; 13/14: 123.5454; 14/15: 125.102; 15/16: 120.6; 16/17: 103.45
| Easington Obligated Release | 86.5273 | 86.5273 | 86.5273 | 93.3636 | 96.5455 | 96.5455 | 96.5455 | 104.3091 | 96.5455 | 127.9273 | 127.9 | 127.9227 | 127.9227 | 127.9227 | 127.9227 | 127.9227 | 127.9227 | 127.9227 | 127.9227 | 127.9227 | 127.9227 | 127.9227 | 127.9227 | 127.9227 | 127.9227 | 127.9227 | 127.9227 | 127.9227 | 127.9227 | 127.9227
| Easington scenario minimum | 16/17: 77.1399; 17/18: 87.1454; 18/19: 86.2863; 19/20: 85.3819; 20/21: 76.3787; 21/22: 75.2807; 22/23: 74.4332; 23/24: 75.8494; 24/25: 77.8681; 25/26: 76.886; 26/27: 75.5662; 27/28: 74.8058; 28/29: 73.5689; 29/30: 72.1
| Easington scenario maximum | 16/17: 85.9921; 17/18: 87.1667; 18/19: 86.729; 19/20: 90.0866; 20/21: 86.4772; 21/22: 85.8994; 22/23: 82.9857; 23/24: 81.6431; 24/25: 79.5402; 25/26: 79; 26/27: 77.5052; 27/28: 76.1737; 28/29: 75.3868; 29/30: 74.4599
A5.2D - Peak St. Fergus scenarios (mcm/d)
Source: National Grid
[15 empty] | Range of Scenarios | 0 | 0 | 3.1657 | 1.3986 | 1.5111 | 5.9189 | 10.2563 | 11.0658 | 19.54 | 22.5788 | 26.7813 | 31.1999 | 34.889 | 29.7509 | 28.9256 | 26.8754
[16 empty] | 0 | 0 | 107.3151 | 103.5298 | 98.9984 | 95.9743 | 89.5953 | 83.6676 | 76.9896 | 75.501 | 76.1637 | 76.8444 | 78.4119 | 82.9675 | 81.7913 | 82.0706
|  | 00/01 | 01/02 | 02/03 | 03/04 | 04/05 | 05/06 | 06/07 | 07/08 | 08/09 | 09/10 | 10/11 | 11/12 | 12/13 | 13/14 | 14/15 | 15/16 | 16/17 | 17/18 | 18/19 | 19/20 | 20/21 | 21/22 | 22/23 | 23/24 | 24/25 | 25/26 | 26/27 | 27/28 | 28/29 | 29/30
| St Fergus Sold Capacity | 121.4111 | 136.7657 | 138.1818 | 140.8182 | 160.7995 | 140.3264 | 126.6569 | 137.9483 | 130.7254 | 96.3077 | 97.2559 | 80.6755 | 63.764 | 51.746 | 44.4264 | 151.9 | 126.76 | 41.2 | 20.46 | 11.18 | 8.9 | 4.1 | 3.1 | 2.6 | 0.6 | 0.27 | 0 | 0 | 0 | 0
| St Fergus Actual | 00/01: 123.4; 01/02: 133.1; 02/03: 140; 03/04: 139.4; 04/05: 145.2; 05/06: 131.1; 06/07: 125.3; 07/08: 124.7; 08/09: 120.6; 09/10: 100.7; 10/11: 91.1; 11/12: 80; 12/13: 90; 13/14: 83.1342; 14/15: 87.11; 15/16: 80.6; 16/17: 112.36
| St Fergus Obligated Release | 174.7273 | 174.7273 | 138.1818 | 148 | 149.8182 | 152.4545 | 151.8818 | 151.8818 | 151.8818 | 151.8818 | 151.9 | 151.8818 | 151.8818 | 151.8818 | 151.8818 | 151.8818 | 151.8818 | 151.8818 | 151.8818 | 151.8818 | 151.8818 | 151.8818 | 151.8818 | 151.8818 | 151.8818 | 151.8818 | 151.8818 | 151.8818 | 151.8818 | 151.8818
| St Fergus scenario minimum | 16/17: 107.3151; 17/18: 103.5298; 18/19: 98.9984; 19/20: 95.9743; 20/21: 89.5953; 21/22: 83.6676; 22/23: 76.9896; 23/24: 75.501; 24/25: 76.1637; 25/26: 76.8444; 26/27: 78.4119; 27/28: 82.9675; 28/29: 81.7913; 29/30: 82.0706
| St Fergus scenario maximum | 16/17: 110.4808; 17/18: 104.9284; 18/19: 100.5095; 19/20: 101.8932; 20/21: 99.8516; 21/22: 94.7333; 22/23: 96.5296; 23/24: 98.0798; 24/25: 102.945; 25/26: 108.0443; 26/27: 113.3009; 27/28: 112.7184; 28/29: 110.7169; 29/30: 108.9459
A5.2E - Peak Teesside scenarios (mcm/d)
Source: National Grid
[15 empty] | Range of Scenarios | 0 | 0 | 1.8424 | 0.16394 | 1.4113 | 6.0497 | 14.2483 | 13.8655 | 11.9882 | 10.251 | 12.3006 | 10.3218 | 10.849 | 12.2835 | 9.7956 | 11.8464
[16 empty] | 0 | 0 | 22.1113 | 21.781 | 22.1872 | 26.239 | 25.3727 | 26.1699 | 20.3968 | 17.2455 | 15.69 | 14.2945 | 11.289 | 9.5674 | 10.2514 | 9.2508
|  | 00/01 | 01/02 | 02/03 | 03/04 | 04/05 | 05/06 | 06/07 | 07/08 | 08/09 | 09/10 | 10/11 | 11/12 | 12/13 | 13/14 | 14/15 | 15/16 | 16/17 | 17/18 | 18/19 | 19/20 | 20/21 | 21/22 | 22/23 | 23/24 | 24/25 | 25/26 | 26/27 | 27/28 | 28/29 | 29/30
| Teesside Sold Capacity | 34.8785 | 43.5777 | 74.4545 | 41.3328 | 22.9644 | 19.2234 | 13.1744 | 37.2379 | 33.5132 | 26.7116 | 25.6964 | 24.1766 | 27.8151 | 25.411 | 31.5164 | 41.4 | 32.04 | 13.7 | 11.27 | 8.3 | 6.9 | 11.1 | 9.8 | 6.1 | 4.9 | 4.2 | 3.4 | 2.6 | 2 | 1.8
| Teesside Actual | 00/01: 40.1; 01/02: 40.5; 02/03: 44.3; 03/04: 40.4; 04/05: 37.2; 05/06: 33.8; 06/07: 35.4; 07/08: 26.3; 08/09: 33.9; 09/10: 28.7; 10/11: 32.2; 11/12: 20; 12/13: 17.4; 13/14: 24.4508; 14/15: 24.451; 15/16: 25.4; 16/17: 24.45
| Teesside Obligated Release | 82.0636 | 82.0636 | 90.4182 | 68.2727 | 69.1818 | 69.1818 | 69.1818 | 37.2364 | 43.2727 | 43.2727 | 43.3 | 43.2727 | 43.2727 | 43.2727 | 43.2727 | 40.4627 | 40.4627 | 40.4627 | 40.4627 | 40.4627 | 40.4627 | 40.4627 | 40.4627 | 40.4627 | 40.4627 | 40.4627 | 40.4627 | 40.4627 | 40.4627 | 40.4627
| Teesside scenario minimum | 16/17: 22.1113; 17/18: 21.781; 18/19: 22.1872; 19/20: 26.239; 20/21: 25.3727; 21/22: 26.1699; 22/23: 20.3968; 23/24: 17.2455; 24/25: 15.69; 25/26: 14.2945; 26/27: 11.289; 27/28: 9.5674; 28/29: 10.2514; 29/30: 9.2508
| Teesside scenario maximum | 16/17: 23.9536; 17/18: 21.9449; 18/19: 23.5985; 19/20: 32.2887; 20/21: 39.6209; 21/22: 40.0354; 22/23: 32.385; 23/24: 27.4965; 24/25: 27.9907; 25/26: 24.6162; 26/27: 22.138; 27/28: 21.8509; 28/29: 20.047; 29/30: 21.0972
A5.2F - Peak Theddlethorpe scenarios (mcm/d)
Source: National Grid
[15 empty] | Range of Scenarios | 0 | 0 | 0.3198 | 0.0098921 | 1.6362 | 0 | 0 | 0 | 0 | 0 | 0 | 0 | 0 | 0 | 0 | 0
[16 empty] | 0 | 0 | 3.8381 | 3.045 | 0 | 0 | 0 | 0 | 0 | 0 | 0 | 0 | 0 | 0 | 0 | 0
|  | 00/01 | 01/02 | 02/03 | 03/04 | 04/05 | 05/06 | 06/07 | 07/08 | 08/09 | 09/10 | 10/11 | 11/12 | 12/13 | 13/14 | 14/15 | 15/16 | 16/17 | 17/18 | 18/19 | 19/20 | 20/21 | 21/22 | 22/23 | 23/24 | 24/25 | 25/26 | 26/27 | 27/28 | 28/29 | 29/30
| Theddlethorpe Sold Capacity | 30.5216 | 26.5471 | 21.9496 | 18.1944 | 15.5512 | 18.2445 | 14.103 | 47.068 | 50.4676 | 12.8339 | 10.0504 | 7.2251 | 5.0734 | 5.4052 | 3.8779 | 1.6631 | 20.1 | 2.1 | 1.2 | 0.8 | 0 | 0 | 0 | 0 | 0 | 0 | 0 | 0 | 0 | 0
| Theddlethorpe Actual | 00/01: 39; 01/02: 30.4; 02/03: 32.6; 03/04: 29.9; 04/05: 24.5; 05/06: 30.1; 06/07: 28.2; 07/08: 27.9; 08/09: 20.7; 09/10: 18.6; 10/11: 15.7; 11/12: 12.6; 12/13: 12.9; 13/14: 13.4065; 14/15: 12.384; 15/16: 10.9; 16/17: 8.63
| Theddlethorpe Obligated Release | 85.6909 | 85.6909 | 89.1818 | 71.9091 | 77.0909 | 55.5182 | 55.5182 | 55.5182 | 55.5182 | 55.5182 | 55.5 | 55.5182 | 55.5182 | 55.5182 | 55.5182 | 55.5182 | 55.5182 | 55.5182 | 55.5182 | 55.5182 | 55.5182 | 55.5182 | 55.5182 | 55.5182 | 55.5182 | 55.5182 | 55.5182 | 55.5182 | 55.5182 | 55.5182
| Theddlethorpe scenario minimum | 16/17: 3.8381; 17/18: 3.045; 18/19: 0; 19/20: 0; 20/21: 0; 21/22: 0; 22/23: 0; 23/24: 0; 24/25: 0; 25/26: 0; 26/27: 0; 27/28: 0; 28/29: 0; 29/30: 0
| Theddlethorpe scenario maximum | 16/17: 4.1579; 17/18: 3.0549; 18/19: 1.6362; 19/20: 0; 20/21: 0; 21/22: 0; 22/23: 0; 23/24: 0; 24/25: 0; 25/26: 0; 26/27: 0; 27/28: 0; 28/29: 0; 29/30: 0
A5.2G - Peak Grain LNG scenarios (mcm/d)
Source: National Grid
[15 empty] | Range of Scenarios | 0 | 0 | 0 | 0 | 0 | 0 | 0 | 0 | 0 | 0 | 0 | 0 | 0 | 0 | 0 | 0
[16 empty] | 0 | 0 | 60.3909 | 60.3909 | 60.3909 | 60.3909 | 60.3909 | 60.3909 | 60.3909 | 60.3909 | 60.3909 | 60.3909 | 60.3909 | 60.3909 | 60.3909 | 60.3909
|  | 00/01 | 01/02 | 02/03 | 03/04 | 04/05 | 05/06 | 06/07 | 07/08 | 08/09 | 09/10 | 10/11 | 11/12 | 12/13 | 13/14 | 14/15 | 15/16 | 16/17 | 17/18 | 18/19 | 19/20 | 20/21 | 21/22 | 22/23 | 23/24 | 24/25 | 25/26 | 26/27 | 27/28 | 28/29 | 29/30
| IOG Sold Capacity | 0 | 0 | 0 | 0 | 0 | 0 | 0 | 3.8489 | 38.0691 | 44.0273 | 60.5273 | 60.5273 | 60.5273 | 59.6436 | 59.6436 | 71.4 | 59.01 | 60.3 | 60.3 | 60.3 | 60.3 | 60.3 | 60.3 | 60.3 | 47.4 | 38.36 | 38.36 | 38.36 | 31.81 | 0
| IOG Import Capacity | [11 empty] | 59.0909 | 59.0909 | 59.0909 | 59.0909 | 59.0909 | 59.0909 | 59.0909 | 59.0909 | 59.0909 | 59.0909 | 59.0909 | 59.0909 | 59.0909 | 59.0909 | 59.0909 | 59.0909 | 59.0909 | 59.0909 | 59.0909
| IOG Actual | 04/05: 7; 05/06: 17.2; 06/07: 17; 07/08: 15.6; 08/09: 30.9; 09/10: 31.5; 10/11: 52.9; 11/12: 54.9; 12/13: 33.1; 13/14: 14.581; 14/15: 21.987; 15/16: 7.5; 16/17: 9.09
| IOG Obligated Release | 47.9 | 47.9 | 32.7091 | 19.8182 | 19.8182 | 19.8182 | 19.8182 | 15.9091 | 41.2182 | 41.2182 | 60.9 | 63.6073 | 63.6073 | 63.6073 | 63.6073 | 63.6073 | 63.6073 | 63.6073 | 63.6073 | 63.6073 | 63.6073 | 63.6073 | 63.6073 | 63.6073 | 63.6073 | 63.6073 | 63.6073 | 63.6073 | 63.6073 | 63.6073
| IOG scenario minimum | 16/17: 60.3909; 17/18: 60.3909; 18/19: 60.3909; 19/20: 60.3909; 20/21: 60.3909; 21/22: 60.3909; 22/23: 60.3909; 23/24: 60.3909; 24/25: 60.3909; 25/26: 60.3909; 26/27: 60.3909; 27/28: 60.3909; 28/29: 60.3909; 29/30: 60.3909
| IOG scenario maximum | 16/17: 60.3909; 17/18: 60.3909; 18/19: 60.3909; 19/20: 60.3909; 20/21: 60.3909; 21/22: 60.3909; 22/23: 60.3909; 23/24: 60.3909; 24/25: 60.3909; 25/26: 60.3909; 26/27: 60.3909; 27/28: 60.3909; 28/29: 60.3909; 29/30: 60.3909
A5.2H - Peak Milford haven scenarios (mcm/d)
Source: National Grid
[15 empty] | Range of Scenarios | 0 | 0 | 0 | 0 | 0 | 0 | 0 | 0 | 0 | 0 | 0 | 0 | 0 | 0 | 0 | 0
[16 empty] | 0 | 0 | 86.1891 | 86.1891 | 86.1891 | 86.1891 | 86.1891 | 86.1891 | 86.1891 | 86.1891 | 86.1891 | 86.1891 | 86.1891 | 86.1891 | 86.1891 | 86.1891
|  | 00/01 | 01/02 | 02/03 | 03/04 | 04/05 | 05/06 | 06/07 | 07/08 | 08/09 | 09/10 | 10/11 | 11/12 | 12/13 | 13/14 | 14/15 | 15/16 | 16/17 | 17/18 | 18/19 | 19/20 | 20/21 | 21/22 | 22/23 | 23/24 | 24/25 | 25/26 | 26/27 | 27/28 | 28/29 | 29/30
| Miford Haven Sold Capacity | 0 | 0 | 0 | 0 | 0 | 0 | 0 | 0 | 86.3636 | 86.3636 | 86.3636 | 86.3636 | 86.3636 | 86.3636 | 86.3636 | 86.3636 | 79.75 | 86.3 | 86.3 | 86.3 | 86.3 | 72.72 | 72.72 | 72.72 | 72.72 | 72.72 | 72.72 | 72.72 | 72.72 | 59
| Milford Haven Forecast | 10/11: 68.1818
| Milford Haven Actual | 08/09: 43.6; 09/10: 63.4; 10/11: 74.5; 11/12: 59.1; 12/13: 52.7; 13/14: 55.844; 14/15: 55.845; 15/16: 59.1; 16/17: 43.27
| Miford Haven Obligated Release | 0 | 0 | 0 | 0 | 0 | 0 | 0 | 59.0909 | 86.3636 | 86.3636 | 86.4 | 86.3636 | 86.3636 | 86.3636 | 86.3636 | 86.3636 | 86.3636 | 86.3636 | 86.3636 | 86.3636 | 86.3636 | 86.3636 | 86.3636 | 86.3636 | 86.3636 | 86.3636 | 86.3636 | 86.3636 | 86.3636 | 86.3636
| Milford scenario minimum | 16/17: 86.1891; 17/18: 86.1891; 18/19: 86.1891; 19/20: 86.1891; 20/21: 86.1891; 21/22: 86.1891; 22/23: 86.1891; 23/24: 86.1891; 24/25: 86.1891; 25/26: 86.1891; 26/27: 86.1891; 27/28: 86.1891; 28/29: 86.1891; 29/30: 86.1891
| Milford scenario maximum | 16/17: 86.1891; 17/18: 86.1891; 18/19: 86.1891; 19/20: 86.1891; 20/21: 86.1891; 21/22: 86.1891; 22/23: 86.1891; 23/24: 86.1891; 24/25: 86.1891; 25/26: 86.1891; 26/27: 86.1891; 27/28: 86.1891; 28/29: 86.1891; 29/30: 86.1891

## Actual 2017 demand
Annual demand for 2017 (TWh) - LDZ/NTS split
Annual forecasts are based on average weather conditions. Therefore, when comparing actual demand with forecasts, demand has been adjusted to take account of the difference between the actual weather and the seasonal normal weather. The result of this calculation is the weather-corrected demand. Actual demands incorporate a reallocation of demand between 0–73.2MWh/y and >73.2MWh/y firm load bands to allow for reconciliation, loads crossing between thresholds, etc. The load band splits shown in Table A4.1 are slightly different from those incorporated in the National Grid Accounts. Table A4.1 provides a comparison of actual and weather-corrected demands during the 2017 calendar year with the forecasts presented in the 2017 Ten Year Statement. Annual demands are presented in the format of LDZ and NTS load bands/categories, consistent with the basis of system design and operation.
| Actual Demand (TWh) | Weather-Corrected Demand (TWh) | GTYS (2017) Updated Forecast Demand
0–73 MWh | 323 | 332 | 332
73–732 MWh | 49 | 50 | 51
>732 MWh Firm | 169 | 170 | 166
Total LDZ Consumption | 540 | 552 | 549
NTS Industrial | 24 | 24 | 22
NTS Power Generation | 233 | 233 | 249
Exports | 126 | 126 | 87
Total | 384 | 384 | 358
Total Consumption | 924 | 936 | 907
Shrinkage | 6 | 6 | 6
Total System Demand | 930 | 942 | 913

## Maximum day entry flows
Physical NTS entry flows: 01 March 2018 (mcm/d)
For the 2017/18 gas year, the day of highest supply to the NTS was 01st March 2018 (417.1mcm), whilst the day of highest demand for the same period was also 01st March 2018 (417.7mcm). These are both higher than the highest supply and demand days in the 2016/17 gas year (Supply: 369.3mcm; Demand: 372.2mcm). The day of lowest supply (131.7mcm – 2nd September 2018) and day of lowest demand (129.9mcm – 2nd September 2018) for gas year 2017/18 are higher and lower, respectively, than the lowest supply and demand days in the 2016/17 gas year (131.3mcm and 132.5mcm, respectively).
Terminal | Maximum Day | GTYS (2017) TD Supply Capability | Highest Daily
(per terminal)
Bacton inc. IUK and BBL | 107 | 164 | 135
Barrow | 2 | 4 | 7
Easington inc. Rough & Langeled Sub-terminals | 82 | 77 | 99
Isle of Grain (excl. LDZ inputs) | 33 | 60 | 44
Milford Haven | 29 | 86 | 41
Point of Ayr (Burton Point) | 2 | 2 | 2
St Fergus | 65 | 110 | 106
Teesside | 10 | 24 | 20
Theddlethorpe | 4 | 4 | 8
Sub-total | 334 | 531 | 462
MRS | 83 | 115 | 90
Total | 417 | 646 | 552
Notes - The maximum supply day for 2017/18 refers to NTS flows on 1st March 2018 - This was the overall highest supply day, but individual terminals may have supplied higher deliveries on other days – Supply Capability refers to that published in the 2017 GTYS. Conversions to mcm have been made using a CV of 39.6MJ/m3 - Due to linepack changes, there may be a difference between total demand and total supply on the day – Figures may not sum exactly due to rounding.

## Minimum day entry flows
Physical NTS entry flows: 2nd September 2018 (mcm/d)
Terminal | Minimum Day
Bacton inc. IUK and BBL | 37
Barrow | 0
Easington inc. Rough& Langeled | 33
Isle of Grain (excl. LDZ inputs) | 0
Milford Haven | 7
Point of Ayr (Burton Point) | 2
St Fergus | 39
Teesside | 15
Theddlethorpe | 0
Sub-total | 132
MRS & LNG Storage | 0
Total | 132
Notes - The minimum supply day for 2017/18 refers to NTS flows on 2nd September 2018. This was the overall lowest supply day, but individual terminals may have supplied lower deliveries on other days - Due to linepack changes, there may be a difference between total demand and total supply on the day – Figures may not sum exactly due to rounding.

## Maximum day exit flows
Physical LDZ demand flows: 1st March 2018 (mcm/d)
LDZ | Maximum Day | GTYS (2017) 1 in 20 Undiversified Updated Forecast peak
Eastern | 30 | 29
East Midlands | 39 | 37
North East | 23 | 23
Northern | 19 | 19
North Thames | 36 | 37
North West | 44 | 44
Scotland | 27 | 31
South East | 36 | 40
Southern | 29 | 28
South West | 23 | 21
West Midlands | 32 | 32
Wales (North & South) | 20 | 22
LDZ Total | 357 | 364
NTS Total | 60 | 152
Compressor Fuel usage (CFU) | 1
Total | 418 | 516
Notes - The maximum day for gas year 2017/18 refers to 1st March 2018. This was the overall highest demand day, but individual LDZs may have seen higher demands on other days - NTS actual loads include interconnector demand - CFU from Actuals Input Output (Fusion)_v1 - Due to linepack changes, there may be a difference between total demand and total supply on the day - The Updated Forecast 1-in-20 Peak Day Demand was published in the 2017 GTYS. Conversions to mcm have been made using a CV of 39.6MJ/m3 - Figures may not sum exactly due to rounding.

## Minimum day exit flows
Physical LDZ demand flows: 20th June 2018 (mcm/d)
Terminal | Minimum Day
Eastern | 4
East Midlands | 5
North East | 4
Northern | 4
North Thames | 5
North West | 7
Scotland | 6
South East | 3
Southern | 4
South West | 3
West Midlands | 4
Wales (North & South) | 5
LDZ Total | 52
NTS Total | 78
Compressor Fuel usage (CFU) | 0
Total | 130
Notes - The minimum day for gas year 2017/18 refers to 2nd September 2018 (Demand: 129.9 mcm which includes 4.5mcm Storage Injection). This was the overall lowest demand day, but individual LDZs may have seen lower demands on other days - NTS actual loads include interconnector demand - CFU from Actuals Input Output (Fusion)_v1 - Due to linepack changes, there may be a small difference between total demand and total supply on the day - Figures may not sum exactly due to rounding.