## Contents page
Gas Ten Year Statement 2024 – Data tables and charts content
Chapter | Chapter section | Figure title | Figure number
Chapter 1: Drivers of change | Gas demand | Figure 4: 2023 FES and 2024 FES Annual demand comparison | 4
|  | Figure 5: 2023 FES and 2024 FES peak day (1-in-20) demand comparison | 5
| Gas supply | Figure 7: Comparison of gas supply by FES scenario between 2023 and 2034 | 7
|  | Figure 8: Peak Gas supply under N-1 Conditions | 8
Appendix 3: Import and storage infrastructure | Import infrastructure | Existing import infrastructure | A3.1
| Storage infrastructure | Existing storage infrastructure | A3.2
Useful Information | Offtakes by Exit zone
NTS DN exit zones
Demand | Annual and peak by load band
2024-2025 Average Load Curve
2024-2025 Severe Load Curve
2029-2030 Severe Load Curve
2034-2035 Severe Load Curve
Annual gas demand
LDZ annual demand
Supply | Annual supply patterns
Annual Supply by terminal Bacton split
Annual supply by terminal
Peak Supply by terminal Bacton Split
Peak supply by terminal
Actual flows | Actual 2022 demand
Maximum day entry flows
Minimum day entry flows
Maximum day exit flows
Minimum day exit flows

## Figure 4
Figure 4 2023 FES, 2024 FES Annual demand comparison
Natural Gas Annual Demand TWh per annum
| Calendar Year Beginning | 2020-01-01 | 2021-01-01 | 2022-01-01 | 2023-01-01 | 2024-01-01 | 2025-01-01 | 2026-01-01 | 2027-01-01 | 2028-01-01 | 2029-01-01 | 2030-01-01 | 2031-01-01 | 2032-01-01 | 2033-01-01 | 2034-01-01 | 2035-01-01 | 2036-01-01 | 2037-01-01 | 2038-01-01 | 2039-01-01 | 2040-01-01 | 2041-01-01 | 2042-01-01 | 2043-01-01 | 2044-01-01 | 2045-01-01 | 2046-01-01 | 2047-01-01 | 2048-01-01 | 2049-01-01 | 2050-01-01
| History | 2020-01-01: 890; 2021-01-01: 877; 2022-01-01: 1021; 2023-01-01: 858
| FES 2024 Electric Engagement |  |  |  | 858 | 712.2996 | 719.3003 | 702.2105 | 697.8959 | 703.9688 | 684.2105 | 648.4312 | 597.1314 | 565.1642 | 555.3169 | 509.603 | 476.2071 | 427.3756 | 401.3233 | 379.6169 | 358.9103 | 334.7338 | 300.5325 | 271.9767 | 245.509 | 221.7144 | 204.0631 | 182.668 | 170.6083 | 158.194 | 141.0661 | 127.3729
| FES 2024 Hydrogen Evolution |  |  |  | 858 | 721.0495 | 751.2907 | 727.0497 | 727.2998 | 731.9672 | 722.9564 | 722.4514 | 662.7477 | 639.8985 | 616.2809 | 560.3004 | 541.5563 | 534.5732 | 533.957 | 521.7035 | 486.5743 | 455.9701 | 436.4995 | 421.8469 | 417.8511 | 395.248 | 383.5064 | 373.8358 | 359.4292 | 344.5823 | 330.6105 | 303.0735
| FES 2024 Holistic Transition |  |  |  | 858 | 713.699 | 716.3417 | 697.053 | 695.7199 | 705.8066 | 684.7741 | 641.6003 | 593.9115 | 553.5814 | 532.9063 | 475.613 | 432.3761 | 395.9266 | 363.625 | 336.9643 | 301.7031 | 282.214 | 265.9803 | 238.3808 | 220.2798 | 196.4877 | 186.9971 | 181.0644 | 183.1136 | 170.9577 | 154.4026 | 137.8577
| FES 2024 Counterfactual |  |  |  | 858 | 775.749 | 797.0806 | 789.0919 | 789.0021 | 802.3208 | 785.8752 | 788.6612 | 746.2126 | 709.3996 | 702.97 | 679.115 | 660.8383 | 642.2721 | 662.7592 | 671.1378 | 657.0716 | 679.272 | 664.4301 | 666.9589 | 674.3567 | 660.5353 | 649.1733 | 659.7084 | 649.8827 | 639.3082 | 633.139 | 629.4057
| FES 2023 Consumer Transformation |  |  | 1021 | 874 | 778.9627 | 735.9073 | 745.0559 | 654.2685 | 639.2405 | 608.5907 | 571.9128 | 541.1957 | 498.3457 | 469.4089 | 425.3115 | 385.9882 | 347.3471 | 313.7413 | 276.8996 | 246.225 | 212.4802 | 181.6046 | 153.7765 | 135.3383 | 115.0234 | 101.9229 | 85.7879 | 71.9552 | 59.4257 | 41.8603 | 28.827
| FES 2023 System Transformation |  |  | 1021 | 979 | 949.637 | 927.207 | 909.557 | 856.615 | 783.214 | 749.271 | 705.282 | 685.322 | 662.929 | 647.244 | 626.868 | 606.83 | 584.56 | 570.095 | 553.171 | 533.127 | 513.154 | 493.442 | 472.05 | 454.52 | 432.256 | 411.506 | 398.078 | 375.354 | 353.189 | 342.297 | 330.011
| FES 2023 Leading the Way |  |  | 1021 | 883 | 796.1816 | 723.8833 | 680.0697 | 617.9315 | 593.4414 | 560.2925 | 533.0697 | 484.9708 | 451.0805 | 410.739 | 369.9806 | 331.1995 | 292.8378 | 266.9427 | 236.9561 | 215.1193 | 190.7178 | 165.445 | 147.292 | 130.4155 | 114.3926 | 93.7575 | 89.6805 | 81.8113 | 78.8353 | 75.9299 | 74.3111
| FES 2023 Falling Short |  |  | 1021 | 1013 | 989.3702 | 937.6294 | 929.5224 | 916.1353 | 897.4399 | 861.4287 | 829.4722 | 782.2805 | 753.02 | 736.7449 | 724.2368 | 703.3432 | 677.2071 | 672.6556 | 659.8262 | 650.6975 | 643.6094 | 623.9284 | 611.793 | 609.1601 | 603.3128 | 596.2594 | 591.0141 | 571.5146 | 549.6198 | 534.8798 | 517.9936
Annual gas demands include all GB demand including LDZ and NTS shrinkage, exports to Ireland, but exclude exports to mainland Europe.

## Figure 5
Figure 5 Peak natural gas demand (1-in-20 day)
Natural Gas 1:20 Peak Demand GWh
| Natural Gas Year Beginning | 2023-01-01 | 2024-01-01 | 2025-01-01 | 2026-01-01 | 2027-01-01 | 2028-01-01 | 2029-01-01 | 2030-01-01 | 2031-01-01 | 2032-01-01 | 2033-01-01 | 2034-01-01 | 2035-01-01 | 2036-01-01 | 2037-01-01 | 2038-01-01 | 2039-01-01 | 2040-01-01 | 2041-01-01 | 2042-01-01 | 2043-01-01 | 2044-01-01 | 2045-01-01 | 2046-01-01 | 2047-01-01 | 2048-01-01 | 2049-01-01 | 2050-01-01
| FES 2024 Electric Engagement | 5082 | 5017.2359 | 5075.544 | 5037.3873 | 5022.174 | 4814.9479 | 4638.211 | 4327.3396 | 4097.4806 | 3981.1642 | 3772.7139 | 3572.4924 | 3288.7305 | 3078.1527 | 2880.6976 | 2657.0687 | 2486.1468 | 2227.2373 | 2004.2184 | 1808.9115 | 1613.176 | 1474.8062 | 1355.0939 | 1306.3467 | 1239.0093 | 1170.8725 | 1134.2067 | 1136.2407
| FES 2024 Hydrogen Evolution | 5082 | 5195.2035 | 5260.5941 | 5253.0205 | 5211.9875 | 5014.8884 | 4983.5886 | 4726.2133 | 4503.5274 | 4347.3649 | 4072.9772 | 3887.1864 | 3786.4924 | 3673.4337 | 3546.8149 | 3337.0962 | 3078.9549 | 2922.4991 | 2776.9342 | 2689.211 | 2530.3072 | 2485.1614 | 2380.6056 | 2302.1989 | 2219.5739 | 2113.7043 | 1819.2392 | 1790.844
| FES 2024 Holistic Transition | 5082 | 4487.6078 | 4515.8726 | 4482.1748 | 4428.4865 | 4274.6215 | 4038.4351 | 3810.8195 | 3623.276 | 3463.186 | 3214.226 | 3025.2876 | 2785.6083 | 2541.6194 | 2324.982 | 2082.1093 | 1877.1203 | 1725.4652 | 1514.7474 | 1365.4386 | 1205.1352 | 1065.0249 | 994.376 | 952.7968 | 857.0939 | 773.1379 | 916.7861 | 1046.9136
| FES 2024 Counterfactual | 5082 | 5353.5961 | 5553.5529 | 5548.5641 | 5631.5276 | 5482.1093 | 5485.7396 | 5351.6989 | 5126.6565 | 5118.5272 | 5027.3208 | 5012.7268 | 4933.4026 | 4972.774 | 5032.621 | 5013.9476 | 5016.8705 | 4976.3245 | 4976.2867 | 5006.4967 | 4947.1859 | 4834.4307 | 4845.7234 | 4774.5853 | 4736.328 | 4705.7174 | 4620.9127 | 4592.7546
| FES 2023 Consumer Transformation | 5159 | 5084 | 5029 | 4826 | 4662 | 4474 | 4265 | 3985 | 3728 | 3470 | 3206 | 2935 | 2593 | 2266 | 2051 | 1827 | 1620 | 1397 | 1192 | 1044 | 919 | 819 | 685 | 606 | 545 | 469 | 350 | 282
| FES 2023 System Transformation | 5145 | 5291 | 5318 | 5272 | 5130 | 5086 | 4956 | 4799 | 4670 | 4530 | 4389 | 4132 | 3956 | 3788 | 3598 | 3408 | 3222 | 3020 | 2826 | 2663 | 2532 | 2404 | 2316 | 2259 | 2182 | 2150 | 2149 | 2138
| FES 2023 Leading the Way | 4760 | 4760 | 4667 | 4559 | 4368 | 4112 | 3840 | 3568 | 3273 | 2946 | 2651 | 2367 | 1990 | 1770 | 1562 | 1371 | 1209 | 1065 | 952 | 857 | 761 | 676 | 516 | 493 | 470 | 442 | 445 | 444
| FES 2023 Falling Short | 5532 | 5624 | 5759 | 5732 | 5578 | 5453 | 5389 | 5353 | 5284 | 5245 | 5191 | 5087 | 4982 | 4993 | 4943 | 4831 | 4748 | 4646 | 4575 | 4586 | 4527 | 4478 | 4396 | 4303 | 4191 | 4080 | 3964 | 3924

## Figure 7
Figure 7 Comparison of gas supply by scenario between 2023 and 2034
|  | 2023 | 2034 CF | 2034 HT | 2034 EE | 2034 HE
| UKCS (bcm/yr) | 34 | 11.7 | 11.4 | 11.4 | 11.4
| Shale (bcm/yr) | 0 | 0 | 0 | 0 | 2.86
| Green Gas (bcm/yr) | 1 | 0.8 | 1.3 | 0.5 | 1.5
| Imports (bcm/yr) | 45 | 50 | 31 | 34 | 38

## Figure 8
Peak gas supplu under N-1 conditions
N-1 | 2024 | 2025 | 2026 | 2027 | 2028 | 2029 | 2030 | 2031 | 2032 | 2033 | 2034
CF | 79.457 | 52.8488 | 43.0599 | 26.3586 | 32.0115 | 24.6135 | 30.5897 | 44.8983 | 40.4889 | 44.1136 | 41.6151
HT | 158.6365 | 148.117 | 141.4167 | 138.3154 | 144.4958 | 159.0318 | 173.2359 | 184.1334 | 192.9298 | 210.2249 | 223.0083
EE | 110.0933 | 96.3034 | 89.6053 | 82.5063 | 93.1436 | 101.7727 | 123.5668 | 137.964 | 142.8256 | 156.9185 | 170.7427
HE | 94.3638 | 80.3897 | 71.3258 | 67.0426 | 77.2231 | 73.0318 | 90.4599 | 104.1612 | 112.6164 | 132.8196 | 145.284
The calculation in the GTYS has been completed in line with the methodology set out in Gas (Security of Supply) Regulation EU 2017/1938, incorporated into UK law by the Gas (Security of Supply and Networks Codes) (Amendment) (EU Exit) Regulations 2019. The quoted numbers differ from those seen in the Winter Outlook publication which take into account shorter-term intelligence on the level of demand and supply along with considerations of operational constraints which could impact the winter ahead

## A3.1
Exisiting import infrastructure
| Facility | Operator / Developer | Type | Location | Capacity (bcm/year) | Source
| Interconnector | Interconnector | Pipeline | Bacton | 25.5 | https://www.fluxys.com/en/about-us/interconnector-uk
| BBL Pipeline | BBL Company | Pipeline | Bacton | 8.0361 | https://www.bblcompany.com/about-bbl
| Isle of Grain 1-3 | National Grid | LNG | Kent | 26.5455 | https://www.nationalgrid.com/national-grid-ventures/grain-lng/operational-information
| South Hook 1-2 | Qatar Energy, ExxonMobil and TotalEnergies | LNG | Milford Haven | 21 | https://www.southhooklng.com/about/commercial/
| Dragon 1 | Shell / Petronas | LNG | Milford Haven | 8.3618 | https://www.dragonlng.co.uk/dragon-lng-flow-capacity
| Langeled | Gassco | Pipeline | Easington | 26.3165 | https://gassco.eu/en/about-us/where-we-are/pipelines-and-platforms/
| Vesterled | Gassco | Pipeline | St Fergus | 13.4685 | https://gassco.eu/en/about-us/where-we-are/pipelines-and-platforms/
| Tampen** | Gassco | Pipeline | FLAGS/St Fergus | 9.125 | https://gassco.eu/en/about-us/where-we-are/pipelines-and-platforms/
| Gjoa** | Gassco | Pipeline | FLAGS/St Fergus | 6.351 | https://gassco.eu/en/about-us/where-we-are/pipelines-and-platforms/
|  |  |  | Total** | 141.2283
**Both Tampen and Gjoa connect to FLAGS pipeline offshore, this limits total capacity of these pipelines and any UKCS gas to around 12.0 bcm/y
https://www.shell.co.uk/business/oil-and-gas/segal-system.html#vanity-aHR0cHM6Ly93d3cuc2hlbGwuY28udWsvYnVzaW5lc3MtY3VzdG9tZXJzL3Vwc3RyZWFtLW9pbC1hbmQtZ2FzLWluZnJhc3RydWN0dXJlL3NlZ2FsLXN5c3RlbS5odG1s

## A3.2
Exisiting storage infrastructure
Site | Operator / Developer | Location | Space (mcm) | Approximate max delivery (mcm/d) | Website | Notes for us
Aldbrough | SSE/Statoil | East Yorkshire | 295.0624 | 29.9091 | https://www.ssethermal.com/energy-storage/aldbrough/
Hatfield Moor | Scottish Power | South Yorkshire | 115.1515 | 1.8182 | https://www.scottishpower.com/userfiles/file/Hatfield-Site-Information-2014.pdf
Hill Top Farm | EDF Energy | Cheshire | 55.3248 | 13.3214 | https://kistosplc.com/operations/hill-top-and-hole-house-uk/
Holehouse Farm* | EDF Trading | Cheshire | 21.6473 | 0 | https://kistosplc.com/operations/hill-top-and-hole-house-uk/
Holford | Uniper | Cheshire | 239.5627 | 21.8889 | https://www.uniper.energy/united-kingdom/power-plants-in-the-united-kingdom/holford
Hornsea | SSE | East Yorkshire | 310.1677 | 6.3636 | https://www.ssethermal.com/energy-storage/atwick/
Humbly Grove | Humbly Grove Energy | Hampshire | 282.2691 | 7.1818 | https://www.humblyenergy.co.uk/
Rough | Centrica Storage | Southern North Sea | 1504.9412 | 10.9444 | https://www.centrica.com/our-businesses/upstream/centrica-energy-storage-limited-cesplus/
Stublach | Storengy | Cheshire | 400.9581 | 25.4545 | https://www.storengy.co.uk/storengy-uk-stublach-site
Total |  |  | 3225.0848 | 116.882
Data Source: https://data.nationalgas.com/find-gas-data/view
Based on max values reported between 01/09/2024 and 19/11/2024
*Not Operational
Checked again these are the latest figures.
Some of the websites contradict the data from the portal but so be it. The portal is the current view....
Hornsea has indicated a lower capacity, so suggests outage is greater than the outlook.

## Offtakes by Exit zone
Offtakes by Exit zone
Region | Offtake | Region | Offtake | Region | Offtake
1 | Blackness (BP Grangemouth) | 3 | Aldbrough Storage | 4
| Fordoun Industrial |  | Billingham ICI |  | Abernedd Power Station
| Glenmavis (Storage) |  | Blyborough (Brigg) |  | Hirwaun Power Station
| Gowkhall (Longannet) |  | Blyborough (Cottam) |  | Pembroke Power Station
| Moffat Irish Interconnector |  | Caythorpe Storage |  | Tonna (Baglan Bay)
| St Fergus (Peterhead) |  | Eastoft (Keadby Blackstart) |  | Upper Neeston (Milford Haven) Refinery
| St Fergus (Shell Blackstart) |  | Eastoft (Keadby) | 5 | Caldecott (Corby) Power Station
2 | Barrow (Bains) |  | Enron Billingham |  | Drakelow Power Station
| Barrow (Blackstart) |  | Goole (Guardian Glass) |  | Peterborough Power Station
| Barrow (Gateway) |  | Hatfield Moor Storage | 7 | Bacton (Baird) Storage
| Carrington (Partington) Power Station |  | Hatfield Power Station |  | Bacton (Deborah) Storage
| Ferny Knoll (AM Paper) |  | Hatfield West Storage |  | Bacton (Esmond Forbes) Storage
| Fleetwood (Preesall) Storage |  | Hornsea Storage |  | Bacton Great Yarmouth
Keadby 2 Power Station
| Roosecote Power Station |  | Phillips Petroleum Teesside |  | Bacton IUK Interconnector
Palm Paper
| Sandy Lane (Blackburn) Power Station |  | Rosehill (Saltend) Power Station |  | Saddle Bow (Kings Lynn) Power Station
| Sellafield Power Station |  | Rough Storage |  | St Neotts (Little Barford)
| Trafford Power Station |  | Saltend BPHP | 8 | Didcot Power Station
| Wyre Power Station |  | Saltfleetby Storage |  | Humbly Grove Storage
2.1 | Burton Point (Connahs Quay) |  | Saltholme Power Station |  | Marchwood Power Station
|  |  | Spalding 2 (South Holland) Power Station | 9 | Barking (Horndon)
Coryton 2 (Thames Haven) Power Station
Epping Green (Enfield Energy)
| Deeside Power Station |  | Stallingborough |  | Grain Power Station
| Harwarden (Aka Shotton Paper) |  | Staythorpe |  | Medway (Isle of Grain) Power Station
| Hill Top Farm Storage |  | Sutton Bridge Power Station |  | Middle Stoke (Damhead Creek) Power Station
| Hole House Farm Storage |  | Teesside (BASF) |  | Ryehouse
| Holford Storage |  | Teesside Hydrogen |  | Stanford Le Hope (Coryton)
| Hollingsgreen (Hays Chemicals) |  | Teesside (Seal Sands) Power Station | 10 | Abson (Seabank) Power Station
| ICI(CastnerKelner_ICI_Runcorn) |  | Thornton Curtis (Humber Refinery) |  | Avonmouth Storage
| King Street Storage |  | Thornton Curtis (Killingholme) |  | Centrax Industrial
| Pickmere (Winnington Power Station) |  | West Burton Power Station |  | ICI Severnside
| Shellstar (Aka Kemira) |  | Whitehill Storage |  | Langage Power Station
| Shotwick (BridgewaterPaper) |  | Wragg Marsh (Spalding) |  | Portland Storage
| Stublach Storage |  | Zeneca (ICI Avecia) |  | Seabank Power Station
Weston Point (Rocksavage) Power Station
Willington Power Station

## NTS DN exit zones
NTS DN exit zones
Exit Zone | Offtake | Exit Zone | Offtake | Exit Zone | Offtake
EA1 | Eye | NO1 | Thrintoft | SE1 | Tatsfield
| West Winch |  | Saltwick |  | Shorne
| Brisley |  | Humbleton |  | Farningham
| Bacton Terminal |  | Little Burdon | SE2 | Winkfield (SE)
EA2 | Bacton Terminal |  | Elton | SO1 | Ipsden
| Great Wilbraham | NO2 | Wetheral |  | Winkfield (SO)
| Roudham Heath |  | Keld | SO2 | Mappowder
EA3 | Bacton Terminal |  | Melkinthorpe |  | Braishfield
| Yelverton |  | Tow Law | SW1 | Fiddington
EA4 | Matching Green | NT1 | Winkfield (NT) |  | Evesham
| Royston | NT2 | Horndon |  | Ross (SW)
| Whitwell |  | Luxborough Lane | SW2 | Littleton Drew
EA6 | Hardwick | NT3 | Peters Green |  | Easton Grey
EM1 | Thornton Curtis | NW1 | Blackrod |  | Cirencester
| Walesby |  | Salmesbury |  | Ilchester
EM2 | Kirkstead |  | Lupton |  | Pucklechurch
| Sutton Bridge | NW2 | Mickle Trafford |  | Seabank
| Silk Willoughby |  | Malpas | SW3 | Kenn
| Gosberton |  | Warburton |  | Aylesbeare
| Blyborough |  | Weston Point |  | Lyneham (Choakford)
EM3 | Alrewas (EM) |  | Partington |  | Coffinswell
| Blaby |  | Holmes Chapel | WA1 | Maelor
| Drointon |  | Ecclestone | WA2 | Dyffryn Clydach
| Tur Langton |  | Audley (NW) |  | Dowlais
EM4 | Market Harborough | SC1 | Careston |  | Gilwern
| Caldecott |  | Balgray | WM1 | Aspley
NE1 | Towton |  | Kinknockie |  | Audley (WM)
| Rawcliffe |  | Aberdeen |  | Milwich
| Baldersby |  | St Fergus | WM2 | Shustoke
| Pannal |  | Mosside |  | Austrey
| Asselby | SC2 | Broxburn |  | Alrewas (WM)
| Burley Bank |  | Armadale | WM3 | Ross (WM)
NE2 | Ganstead | SC3 | Hulme |  | Rugby
| Pickering |  | Soutra |  | Leamington Spa
| Paull | SC4 | Nether Howcleugh |  | Lower Quinton
NO1 | Guyzance |  | Lockerbie |  | Stratford-Upon-Avon
| Cowpen Bewley |  | Pitcairngreen
| Coldstream |  | Bathgate
| Bishop Auckland |  | Stranraer
| Corbridge |  | Glenmavis
Drum

## Annual and Peak by load band
Annual and Peak by load band
A5.1A - Counterfactual: Annual demand
Source: National Grid
Calendar year DS35
|  |  | 2024 | 2025 | 2026 | 2027 | 2028 | 2029 | 2030 | 2031 | 2032 | 2033 | 2034 | 2035 | 2036 | 2037 | 2038 | 2039 | 2040 | 2041 | 2042 | 2043 | 2044 | 2045 | 2046 | 2047 | 2048 | 2049 | 2050
|  | 0-73.2 MWh | 307.5529 | 321.4028 | 319.2376 | 316.1212 | 313.0763 | 310.0887 | 307.1538 | 304.204 | 300.9455 | 297.6822 | 294.4421 | 291.4063 | 289.3192 | 286.1969 | 282.2498 | 276.7792 | 270.0681 | 262.8439 | 255.5236 | 248.0674 | 240.3082 | 232.1592 | 223.541 | 214.8126 | 205.7383 | 196.3561 | 188.151
|  | 73.2-732 MWh | 45.1648 | 46.503 | 47.6973 | 48.6807 | 48.9728 | 49.124 | 49.2304 | 49.3931 | 49.3473 | 49.1948 | 49.0058 | 48.8431 | 48.9392 | 49.1306 | 49.3421 | 49.5525 | 49.7929 | 50.0491 | 50.3602 | 50.6954 | 51.0801 | 51.5074 | 51.9335 | 52.4472 | 53.0491 | 53.7593 | 54.4469
|  | NDM > 732 MWh | 65.9155 | 65.0323 | 65.3005 | 65.3479 | 64.6814 | 64.3544 | 63.9301 | 63.3401 | 62.6573 | 62.0145 | 61.5175 | 61.1946 | 61.1574 | 61.2026 | 61.3982 | 61.6189 | 61.2711 | 60.6534 | 59.8073 | 58.9103 | 58.0125 | 56.8055 | 55.5742 | 54.1187 | 52.5677 | 50.7736 | 48.9821
|  | Total NDM | 418.6332 | 432.9381 | 432.2354 | 430.1499 | 426.7305 | 423.5672 | 420.3144 | 416.9372 | 412.9501 | 408.8915 | 404.9654 | 401.4441 | 399.4158 | 396.5302 | 392.9901 | 387.9506 | 381.1321 | 373.5463 | 365.6911 | 357.6731 | 349.4008 | 340.4721 | 331.0487 | 321.3785 | 311.3551 | 300.889 | 291.58
|  | Total DM | 79.2873 | 79.8615 | 80.6094 | 80.9929 | 80.2195 | 79.0474 | 78.0218 | 77.1326 | 76.1066 | 75.0644 | 74.1165 | 73.1053 | 72.241 | 71.4166 | 70.5196 | 69.5152 | 67.8129 | 66.2385 | 64.6729 | 63.0302 | 61.4547 | 59.6707 | 57.937 | 56.1317 | 54.2954 | 52.2231 | 50.137
|  | LDZ Shrinkage | 2.33 | 2.2354 | 2.2974 | 2.3092 | 2.29 | 2.2762 | 2.2994 | 2.3597 | 2.4121 | 2.4188 | 2.4373 | 2.4513 | 2.0569 | 1.9037 | 1.8907 | 1.8775 | 1.8671 | 1.8399 | 1.8061 | 1.7714 | 1.74 | 1.6959 | 1.6559 | 1.6144 | 1.5745 | 1.5258 | 1.4781
|  | Total LDZ | 500.2505 | 515.0351 | 515.1422 | 513.452 | 509.2399 | 504.8908 | 500.6356 | 496.4295 | 491.4688 | 486.3747 | 481.5192 | 477.0006 | 473.7137 | 469.8505 | 465.4003 | 459.3432 | 450.8121 | 441.6247 | 432.17 | 422.4746 | 412.5954 | 401.8387 | 390.6416 | 379.1245 | 367.225 | 354.638 | 343.1952
|  | NTS Industrial | 9.9406 | 9.9766 | 10.0224 | 10.0219 | 9.9462 | 9.8274 | 9.7256 | 9.5993 | 9.461 | 9.3023 | 9.1556 | 9.0073 | 9.0963 | 9.2982 | 9.7028 | 10.6641 | 10.5089 | 10.3287 | 11.2713 | 12.1985 | 13.1348 | 12.9182 | 13.8354 | 14.7349 | 14.5065 | 15.3646 | 16.2533
|  | Exports to Ireland | 72.2782 | 79.1977 | 84.8367 | 83.6196 | 82.9204 | 79.4383 | 74.1043 | 71.5713 | 69.2721 | 66.8529 | 64.5946 | 62.3455 | 60.7129 | 60.992 | 59.1375 | 56.8966 | 54.8868 | 52.841 | 50.9338 | 49.0509 | 47.2957 | 45.4937 | 43.8155 | 42.1557 | 40.6042 | 39.0141 | 37.7304
|  | NTS Power Generation | 151.7299 | 142.0135 | 142.5448 | 143.4011 | 144.2056 | 125.5601 | 137.0348 | 115.2788 | 98.394 | 100.3861 | 94.1057 | 102.9301 | 99.6425 | 123.2292 | 138.8035 | 134.2269 | 165.7307 | 163.5854 | 176.073 | 193.7672 | 190.4676 | 193.1675 | 212.9998 | 216.2652 | 217.9563 | 224.5448 | 232.8175
|  | NTS Consumption | 233.9487 | 231.1878 | 237.404 | 237.0426 | 237.0722 | 214.8258 | 220.8647 | 196.4494 | 177.1271 | 176.5413 | 167.856 | 174.2829 | 169.4518 | 193.5194 | 207.6438 | 201.7876 | 231.1264 | 226.7551 | 238.2781 | 255.0166 | 250.8981 | 251.5794 | 270.6507 | 273.1558 | 273.067 | 278.9234 | 286.8012
|  | NTS Shrinkage | 3.0653 | 2.9859 | 2.9835 | 2.9765 | 3.0233 | 2.9819 | 2.9758 | 2.8595 | 2.7254 | 2.6678 | 2.5973 | 2.527 | 2.4682 | 2.5067 | 2.5543 | 2.5273 | 2.5857 | 2.5577 | 2.5514 | 2.5751 | 2.5499 | 2.4966 | 2.5142 | 2.4939 | 2.4589 | 2.4217 | 2.4015
|  | Total excluding IUK & BBL | 737.2645 | 749.2087 | 755.5297 | 753.4711 | 749.3354 | 722.6985 | 724.4762 | 695.7384 | 671.3213 | 665.5838 | 651.9725 | 653.8105 | 645.6337 | 665.8766 | 675.5984 | 663.6581 | 684.5242 | 670.9375 | 672.9995 | 680.0663 | 666.0435 | 655.9146 | 663.8064 | 654.7742 | 642.7509 | 635.9831 | 632.3979
|  | IUK & BBL Exports | 40.6548 | 46.5179 | 32.8492 | 37.5097 | 53.747 | 64.4481 | 62.6236 | 50.2046 | 40.4181 | 39.1104 | 31.6733 | 12.0451 | 4.0151 | 4.0154 | 4.0153 | 4.0151 | 4.0157 | 4.0152 | 4.0148 | 4.0152 | 4.0149 | 4.0148 | 4.015 | 4.0147 | 4.015 | 4.015 | 4.015
|  | Total including IUK & BBL | 777.9193 | 795.7266 | 788.3789 | 790.9807 | 803.0824 | 787.1466 | 787.0997 | 745.943 | 711.7394 | 704.6942 | 683.6458 | 665.8556 | 649.6488 | 669.892 | 679.6137 | 667.6732 | 688.5399 | 674.9527 | 677.0143 | 684.0815 | 670.0583 | 659.9294 | 667.8214 | 658.7889 | 646.7659 | 639.9981 | 636.4129
A5.1B - Hydrogen Evolution: Annual demand
Source: National Grid
Calendar year DS35
|  |  | 2024 | 2025 | 2026 | 2027 | 2028 | 2029 | 2030 | 2031 | 2032 | 2033 | 2034 | 2035 | 2036 | 2037 | 2038 | 2039 | 2040 | 2041 | 2042 | 2043 | 2044 | 2045 | 2046 | 2047 | 2048 | 2049 | 2050
|  | 0-73.2 MWh | 306.4747 | 319.0568 | 315.1204 | 309.6328 | 303.3732 | 295.7349 | 286.2883 | 273.9477 | 260.1628 | 245.2473 | 229.6787 | 213.1414 | 193.4439 | 173.9403 | 154.698 | 135.6591 | 116.8819 | 99.0636 | 81.9256 | 65.6715 | 50.8718 | 37.9333 | 27.8889 | 19.3652 | 12.0487 | 5.4996 | 0.50853
|  | 73.2-732 MWh | 44.6948 | 45.5315 | 45.9025 | 45.9289 | 45.5728 | 45.1666 | 44.5296 | 43.4295 | 41.9412 | 40.2497 | 38.251 | 36.0112 | 31.4312 | 28.0429 | 24.721 | 21.4364 | 18.1629 | 15.0029 | 12.2391 | 9.9874 | 7.9445 | 6.0648 | 4.505 | 3.1682 | 1.9065 | 0.76927 | 0.078918
|  | NDM > 732 MWh | 65.7856 | 65.2231 | 65.5587 | 64.7356 | 60.7825 | 56.5492 | 53.6281 | 50.9274 | 48.4237 | 46.1637 | 44.1004 | 41.2074 | 37.6689 | 34.231 | 30.8626 | 27.5736 | 24.2178 | 20.9482 | 18.019 | 15.6386 | 13.2492 | 10.8901 | 8.7504 | 6.7006 | 4.5841 | 2.5298 | 1.439
|  | Total NDM | 416.955 | 429.8114 | 426.5816 | 420.2973 | 409.7284 | 397.4507 | 384.4461 | 368.3045 | 350.5277 | 331.6607 | 312.0301 | 290.36 | 262.544 | 236.2143 | 210.2817 | 184.6691 | 159.2626 | 135.0146 | 112.1837 | 91.2975 | 72.0655 | 54.8883 | 41.1444 | 29.2341 | 18.5393 | 8.7987 | 2.0264
|  | Total DM | 79.0111 | 78.8428 | 79.0695 | 78.022 | 75.4061 | 71.9992 | 67.6419 | 63.6874 | 59.9283 | 56.3789 | 52.8819 | 49.8635 | 46.6079 | 43.3901 | 40.2144 | 37.0795 | 33.9464 | 30.8707 | 27.975 | 24.7281 | 21.6185 | 18.5165 | 15.5171 | 12.5418 | 9.7148 | 6.9484 | 4.3595
|  | LDZ Shrinkage | 2.33 | 2.2354 | 2.2974 | 2.3092 | 2.29 | 2.2762 | 2.2994 | 2.3597 | 2.4121 | 2.4188 | 2.4373 | 2.4513 | 1.7171 | 1.3947 | 1.2746 | 1.1548 | 1.0409 | 0.92236 | 0.80811 | 0.69788 | 0.59298 | 0.49267 | 0.4027 | 0.31922 | 0.24783 | 0.18555 | 0.12956
|  | Total LDZ | 498.2961 | 510.8896 | 507.9486 | 500.6285 | 487.4245 | 471.7261 | 454.3874 | 434.3517 | 412.8681 | 390.4584 | 367.3494 | 342.6748 | 310.869 | 280.999 | 251.7706 | 222.9034 | 194.25 | 166.8077 | 140.9668 | 116.7234 | 94.277 | 73.8975 | 57.0641 | 42.0951 | 28.5019 | 15.9327 | 6.5155
|  | NTS Industrial | 9.941 | 9.9762 | 10.0272 | 10.4309 | 13.7245 | 29.6638 | 61.8942 | 63.2357 | 80.1145 | 79.497 | 79.1994 | 110.7167 | 144.5673 | 158.1889 | 167.7627 | 169.4147 | 168.0038 | 170.5377 | 172.4319 | 195.3825 | 204.0611 | 202.0865 | 212.4222 | 217.5446 | 227.9077 | 230.1306 | 218.8466
|  | Exports to Ireland | 69.8138 | 74.3168 | 77.8863 | 75.6403 | 73.5615 | 69.1511 | 62.5127 | 57.7259 | 53.1112 | 48.6142 | 44.4883 | 40.6049 | 37.4923 | 36.5146 | 33.5298 | 30.3569 | 27.5727 | 24.9331 | 22.4874 | 20.1722 | 18.0148 | 15.9414 | 14.0093 | 12.1679 | 10.4347 | 8.7705 | 7.4096
|  | NTS Power Generation | 103.2329 | 103.7673 | 94.9489 | 101.7567 | 101.2943 | 83.7648 | 75.7214 | 53.653 | 51.2004 | 55.7681 | 37.8802 | 35.6764 | 38.1963 | 53.9366 | 64.5446 | 60.0585 | 63.4539 | 71.2128 | 82.4278 | 81.6112 | 75.7121 | 87.5908 | 86.2568 | 82.8503 | 72.8453 | 70.0296 | 65.8484
|  | NTS Consumption | 182.9877 | 188.0603 | 182.8623 | 187.8279 | 188.5803 | 182.5796 | 200.1283 | 174.6146 | 184.4261 | 183.8792 | 161.568 | 186.998 | 220.256 | 248.6401 | 265.8371 | 259.8301 | 259.0304 | 266.6836 | 277.3472 | 297.1659 | 297.7881 | 305.6188 | 312.6883 | 312.5627 | 311.1877 | 308.9307 | 292.1046
|  | NTS Shrinkage | 2.9099 | 2.8049 | 2.7646 | 2.7433 | 2.765 | 2.7371 | 2.7284 | 2.5598 | 2.448 | 2.3546 | 2.1756 | 2.0711 | 2.04 | 2.0267 | 1.9919 | 1.8815 | 1.7668 | 1.6774 | 1.6169 | 1.5912 | 1.5266 | 1.4667 | 1.4269 | 1.3753 | 1.3214 | 1.2621 | 1.1687
|  | Total excluding IUK & BBL | 684.1937 | 701.7547 | 693.5754 | 691.1997 | 678.7698 | 657.0429 | 657.2441 | 611.5261 | 599.7422 | 576.6922 | 531.0929 | 531.7439 | 533.1649 | 531.6658 | 519.5996 | 484.6149 | 455.0471 | 435.1686 | 419.9309 | 415.4805 | 393.5917 | 380.983 | 371.1794 | 356.0331 | 341.011 | 326.1255 | 299.7888
|  | IUK & BBL Exports | 42.1885 | 45.9026 | 32.5172 | 37.9953 | 54.0845 | 65.8924 | 62.4612 | 49.136 | 40.8547 | 38.8191 | 29.8483 | 11.8862 | 4.0153 | 4.0149 | 4.0149 | 4.0152 | 4.0151 | 4.0148 | 4.0152 | 4.0149 | 4.0157 | 4.015 | 4.015 | 4.015 | 4.015 | 4.015 | 4.015
|  | Total including IUK & BBL | 726.3822 | 747.6573 | 726.0926 | 729.195 | 732.8543 | 722.9353 | 719.7053 | 660.6621 | 640.5968 | 615.5113 | 560.9412 | 543.63 | 537.1802 | 535.6807 | 523.6145 | 488.6302 | 459.0622 | 439.1834 | 423.9461 | 419.4954 | 397.6073 | 384.998 | 375.1944 | 360.0481 | 345.026 | 330.1405 | 303.8038
A5.1C - Electric Engagement: Annual demand
Source: National Grid
Calendar year DS35
|  |  | 2024 | 2025 | 2026 | 2027 | 2028 | 2029 | 2030 | 2031 | 2032 | 2033 | 2034 | 2035 | 2036 | 2037 | 2038 | 2039 | 2040 | 2041 | 2042 | 2043 | 2044 | 2045 | 2046 | 2047 | 2048 | 2049 | 2050
|  | 0-73.2 MWh | 302.3061 | 299.1798 | 294.5156 | 289.2314 | 282.8034 | 274.5202 | 264.5185 | 252.7475 | 240.0111 | 226.4366 | 212.0884 | 196.8815 | 178.4972 | 160.232 | 142.2084 | 124.4144 | 106.9599 | 90.3765 | 74.5209 | 59.8909 | 47.1536 | 36.1783 | 27.0217 | 18.9116 | 11.7238 | 5.4035 | 0.50037
|  | 73.2-732 MWh | 44.689 | 45.2787 | 45.2646 | 44.4075 | 43.2793 | 41.9769 | 40.4382 | 38.8211 | 37.0506 | 35.2431 | 33.3063 | 31.3481 | 27.372 | 24.5877 | 21.8102 | 18.9117 | 15.9072 | 12.8816 | 10.2422 | 8.3037 | 6.6243 | 5.2796 | 3.9998 | 2.8383 | 1.7712 | 0.80513 | 0.072139
|  | NDM > 732 MWh | 65.3134 | 64.6672 | 64.9415 | 64.6099 | 62.2912 | 59.7316 | 57.6765 | 55.721 | 53.2885 | 50.314 | 46.8002 | 42.5662 | 37.4332 | 32.5172 | 27.8979 | 23.753 | 20.2055 | 17.1426 | 14.6954 | 12.7499 | 11.1165 | 9.8547 | 8.8684 | 8.1746 | 6.5919 | 4.973 | 3.4299
|  | Total NDM | 412.3085 | 409.1257 | 404.7216 | 398.2488 | 388.3739 | 376.2286 | 362.6333 | 347.2896 | 330.3503 | 311.9938 | 292.1949 | 270.7957 | 243.3025 | 217.3368 | 191.9165 | 167.0791 | 143.0726 | 120.4007 | 99.4585 | 80.9445 | 64.8944 | 51.3126 | 39.8899 | 29.9245 | 20.0869 | 11.1816 | 4.0024
|  | Total DM | 79.1898 | 78.7582 | 78.615 | 77.9891 | 76.1713 | 73.959 | 71.0293 | 67.2666 | 63.6342 | 59.2391 | 54.3408 | 48.8045 | 42.5713 | 36.5967 | 31.1284 | 26.4478 | 22.581 | 19.3492 | 16.7604 | 14.6537 | 12.7473 | 11.0171 | 9.168 | 7.1104 | 6.0516 | 5.1142 | 4.2269
|  | LDZ Shrinkage | 2.33 | 2.2354 | 2.2974 | 2.3092 | 2.29 | 2.2762 | 2.2994 | 2.3597 | 2.4121 | 2.4188 | 2.4373 | 2.4513 | 1.6613 | 1.3116 | 1.1833 | 1.0543 | 0.93238 | 0.8101 | 0.69737 | 0.59089 | 0.49422 | 0.40797 | 0.33375 | 0.26929 | 0.2125 | 0.16108 | 0.1166
|  | Total LDZ | 493.8283 | 490.1194 | 485.634 | 478.5471 | 466.8352 | 452.4639 | 435.9619 | 416.9159 | 396.3966 | 373.6516 | 348.973 | 322.0516 | 287.535 | 255.2452 | 224.2282 | 194.5812 | 166.5859 | 140.5599 | 116.9163 | 96.1891 | 78.1359 | 62.7377 | 49.3917 | 37.3042 | 26.351 | 16.4568 | 8.3459
|  | NTS Industrial | 9.9556 | 9.9788 | 10.0122 | 9.9766 | 9.7599 | 13.4611 | 14.7644 | 18.0868 | 23.0267 | 25.6054 | 32.6299 | 39.2831 | 41.2821 | 57.1462 | 56.3552 | 55.7081 | 55.3486 | 54.2487 | 54.5316 | 54.3174 | 51.0162 | 48.7432 | 48.6358 | 48.7877 | 48.5832 | 48.748 | 48.3332
|  | Exports to Ireland | 67.5745 | 70.2521 | 72.0316 | 68.992 | 66.8678 | 62.2012 | 55.0104 | 49.7538 | 45.0584 | 40.5813 | 36.4982 | 32.6934 | 29.6725 | 28.8227 | 25.9683 | 22.9424 | 20.3015 | 17.8261 | 15.5378 | 13.386 | 11.3829 | 9.477 | 7.702 | 6.0202 | 4.4364 | 2.9294 | 1.6949
|  | NTS Power Generation | 98.7457 | 98.0497 | 97.9692 | 101.5585 | 104.0082 | 87.4841 | 74.7845 | 58.0817 | 57.5837 | 72.3515 | 59.0653 | 68.5486 | 63.7029 | 54.6983 | 68.1123 | 80.917 | 86.9429 | 82.9246 | 80.175 | 77.3614 | 76.5752 | 78.1545 | 72.5962 | 73.6249 | 74.0285 | 67.1211 | 64.8949
|  | NTS Consumption | 176.2758 | 178.2806 | 180.0131 | 180.5271 | 180.6359 | 163.1464 | 144.5593 | 125.9223 | 125.6688 | 138.5382 | 128.1934 | 140.5251 | 134.6576 | 140.6672 | 150.4357 | 159.5675 | 162.5931 | 154.9994 | 150.2444 | 145.0648 | 138.9744 | 136.3748 | 128.934 | 128.4327 | 127.048 | 118.7985 | 114.9229
|  | NTS Shrinkage | 2.8849 | 2.7056 | 2.6638 | 2.636 | 2.6568 | 2.5995 | 2.4799 | 2.3015 | 2.1698 | 2.1066 | 1.9684 | 1.8315 | 1.667 | 1.5432 | 1.4579 | 1.3788 | 1.2943 | 1.1706 | 1.0573 | 0.95513 | 0.86495 | 0.78953 | 0.71164 | 0.65666 | 0.611 | 0.54804 | 0.49216
|  | Total excluding IUK & BBL | 672.9891 | 671.1056 | 668.3109 | 661.7102 | 650.1278 | 618.2097 | 583.0011 | 545.1397 | 524.2353 | 514.2965 | 479.1347 | 464.4081 | 423.8596 | 397.4555 | 376.1217 | 355.5276 | 330.4733 | 296.73 | 268.218 | 242.209 | 217.9753 | 199.902 | 179.0373 | 166.3935 | 154.01 | 135.8033 | 123.761
|  | IUK & BBL Exports | 42.1885 | 45.9026 | 32.5172 | 37.9953 | 54.0845 | 65.8924 | 62.4612 | 49.136 | 40.8547 | 38.8191 | 29.8483 | 11.8862 | 4.0153 | 4.0149 | 4.0149 | 4.0152 | 4.0151 | 4.0148 | 4.0152 | 4.0149 | 4.0157 | 4.015 | 4.015 | 4.015 | 4.015 | 4.015 | 4.015
|  | Total including IUK & BBL | 715.1776 | 717.0082 | 700.8281 | 699.7055 | 704.2123 | 684.1022 | 645.4623 | 594.2757 | 565.0899 | 553.1156 | 508.983 | 476.2943 | 427.875 | 401.4704 | 380.1366 | 359.5428 | 334.4884 | 300.7448 | 272.2332 | 246.2239 | 221.9909 | 203.917 | 183.0523 | 170.4085 | 158.025 | 139.8183 | 127.776
A5.1D - Holistic Transition: Annual demand
Source: National Grid
Calendar year DS35
|  |  | 2024 | 2025 | 2026 | 2027 | 2028 | 2029 | 2030 | 2031 | 2032 | 2033 | 2034 | 2035 | 2036 | 2037 | 2038 | 2039 | 2040 | 2041 | 2042 | 2043 | 2044 | 2045 | 2046 | 2047 | 2048 | 2049 | 2050
|  | 0-73.2 MWh | 302.3323 | 299.233 | 294.535 | 289.0472 | 282.6237 | 274.4914 | 265.0641 | 254.1521 | 242.0975 | 228.2626 | 213.7206 | 198.0676 | 179.6513 | 161.3837 | 143.3482 | 125.5276 | 108.0459 | 91.4902 | 75.8254 | 61.1875 | 48.302 | 36.7766 | 26.7985 | 18.0388 | 11.0967 | 4.9585 | 0.45712
|  | 73.2-732 MWh | 44.367 | 44.65 | 44.2142 | 43.1247 | 42.1286 | 41.1095 | 38.5794 | 36.8809 | 34.9474 | 32.7048 | 29.8612 | 27.3487 | 24.6867 | 21.9154 | 19.0503 | 16.155 | 13.6371 | 11.235 | 9.2094 | 7.3539 | 5.7256 | 4.501 | 3.444 | 2.4721 | 1.5703 | 0.75575 | 0.13061
|  | NDM > 732 MWh | 65.6304 | 64.5109 | 64.2119 | 62.7134 | 58.6675 | 54.2571 | 50.9246 | 47.9474 | 45.0485 | 41.9021 | 38.6543 | 35.4191 | 31.19 | 27.2501 | 23.6116 | 20.3298 | 17.5023 | 14.8752 | 12.6312 | 10.9134 | 9.2731 | 7.8936 | 6.6613 | 5.5037 | 4.4276 | 3.4467 | 2.9794
|  | Total NDM | 412.3297 | 408.3939 | 402.9611 | 394.8853 | 383.4198 | 369.858 | 354.568 | 338.9804 | 322.0934 | 302.8695 | 282.2361 | 260.8354 | 235.528 | 210.5492 | 186.0101 | 162.0124 | 139.1853 | 117.6004 | 97.6661 | 79.4549 | 63.3006 | 49.1712 | 36.9038 | 26.0147 | 17.0946 | 9.1609 | 3.5671
|  | Total DM | 78.7661 | 78.418 | 78.2098 | 76.6384 | 74.4604 | 71.3705 | 67.0473 | 63.1008 | 59.0815 | 54.9502 | 50.2033 | 44.8723 | 40.0718 | 35.77 | 31.9927 | 28.735 | 25.9695 | 23.4695 | 21.2935 | 18.8197 | 16.559 | 14.4579 | 12.4414 | 10.4709 | 8.6121 | 6.7584 | 4.8993
|  | LDZ Shrinkage | 2.33 | 2.2354 | 2.2974 | 2.3092 | 2.29 | 2.2762 | 2.2994 | 2.3597 | 2.4121 | 2.4188 | 2.4373 | 2.4513 | 1.6184 | 1.2561 | 1.1373 | 1.0188 | 0.90984 | 0.79637 | 0.69064 | 0.59267 | 0.50275 | 0.41722 | 0.34049 | 0.27453 | 0.21526 | 0.16158 | 0.1166
|  | Total LDZ | 493.4258 | 489.0473 | 483.4682 | 473.8329 | 460.1702 | 443.5047 | 423.9147 | 404.441 | 383.587 | 360.2385 | 334.8768 | 308.159 | 277.2182 | 247.5753 | 219.1401 | 191.7662 | 166.0647 | 141.8663 | 119.6502 | 98.8672 | 80.3624 | 64.0463 | 49.6858 | 36.7601 | 25.922 | 16.0809 | 8.5831
|  | NTS Industrial | 9.9357 | 9.9322 | 9.9106 | 13.66 | 29.7439 | 37.4039 | 42.3125 | 42.4419 | 41.8443 | 53.2673 | 52.4909 | 54.9567 | 55.4705 | 57.2432 | 56.6906 | 51.905 | 52.5851 | 52.1028 | 54.8577 | 60.0277 | 56.8884 | 63.0808 | 72.0534 | 79.8827 | 81.4833 | 78.8726 | 75.7775
|  | Exports to Ireland | 67.5745 | 70.2521 | 72.0316 | 68.992 | 66.8678 | 62.2012 | 55.0104 | 49.7538 | 45.0584 | 40.5813 | 36.4982 | 32.6934 | 29.6725 | 28.8227 | 25.9683 | 22.9424 | 20.3015 | 17.8261 | 15.5378 | 13.386 | 11.3829 | 9.477 | 7.702 | 6.0202 | 4.4364 | 2.9294 | 1.6949
|  | NTS Power Generation | 100.3453 | 96.6148 | 95.0216 | 99.6629 | 92.3625 | 72.232 | 52.4649 | 42.2637 | 38.7042 | 35.1838 | 18.5654 | 22.4527 | 27.5755 | 23.5531 | 28.768 | 29.3539 | 37.8929 | 47.841 | 42.9249 | 42.6959 | 42.2215 | 45.3081 | 46.5623 | 54.8951 | 53.9696 | 50.7576 | 47.7607
|  | NTS Consumption | 177.8555 | 176.7992 | 176.9637 | 182.3149 | 188.9742 | 171.8371 | 149.7877 | 134.4594 | 125.6069 | 129.0324 | 107.5544 | 110.1028 | 112.7185 | 109.6189 | 111.4269 | 104.2014 | 110.7794 | 117.7699 | 113.3204 | 116.1096 | 110.4928 | 117.8659 | 126.3177 | 140.798 | 139.8893 | 132.5596 | 125.233
|  | NTS Shrinkage | 2.8888 | 2.6984 | 2.6462 | 2.6246 | 2.6594 | 2.602 | 2.46 | 2.2846 | 2.1321 | 2.03 | 1.8482 | 1.6722 | 1.533 | 1.4029 | 1.2972 | 1.1721 | 1.087 | 1.0194 | 0.92572 | 0.84842 | 0.76604 | 0.71442 | 0.68846 | 0.68844 | 0.65736 | 0.59684 | 0.53419
|  | Total excluding IUK & BBL | 674.1701 | 668.5449 | 663.0781 | 658.7724 | 651.8038 | 617.9438 | 576.1624 | 541.185 | 511.326 | 491.3008 | 444.2794 | 419.934 | 391.4697 | 358.5972 | 331.8642 | 297.1398 | 277.9311 | 260.6557 | 233.8963 | 215.8252 | 191.6212 | 182.6267 | 176.692 | 178.2466 | 166.4686 | 149.2373 | 134.3503
|  | IUK & BBL Exports | 41.143 | 46.1402 | 32.5354 | 37.7208 | 53.9195 | 64.4797 | 62.6382 | 50.3598 | 41.27 | 39.0614 | 30.0995 | 11.7821 | 4.0151 | 4.0158 | 4.0201 | 4.0195 | 4.0317 | 4.0266 | 4.0383 | 4.0304 | 4.0316 | 4.0336 | 4.0418 | 4.0298 | 4.0396 | 4.0159 | 4.0159
|  | Total including IUK & BBL | 715.3131 | 714.6851 | 695.6135 | 696.4931 | 705.7233 | 682.4235 | 638.8006 | 591.5448 | 552.596 | 530.3623 | 474.3789 | 431.7161 | 395.4848 | 362.613 | 335.8842 | 301.1593 | 281.9628 | 264.6822 | 237.9346 | 219.8556 | 195.6528 | 186.6602 | 180.7338 | 182.2764 | 170.5083 | 153.2532 | 138.3662
A5.1E - Five Year Forecast: Annual demand
Source: National Grid
Calendar year DS35
|  |  | 2024 | 2025 | 2026 | 2027 | 2028
|  | 0-73.2 MWh | 2024: 306.4753; 2025: 319.0618; 2026: 315.1877; 2027: 310.1663; 2028: 304.795
|  | 73.2-732 MWh | 2024: 44.7123; 2025: 45.5602; 2026: 45.9426; 2027: 45.7701; 2028: 45.2627
|  | NDM > 732 MWh | 2024: 64.2956; 2025: 63.1033; 2026: 62.8684; 2027: 61.9976; 2028: 58.9576
|  | Total NDM | 2024: 415.4833; 2025: 427.7254; 2026: 423.9987; 2027: 417.9339; 2028: 409.0153
|  | Total DM | 2024: 80.4596; 2025: 80.8358; 2026: 81.6352; 2027: 80.71; 2028: 79.2674
|  | LDZ Shrinkage | 2024: 2.33; 2025: 2.2354; 2026: 2.2974; 2027: 2.3092; 2028: 2.29
|  | Total LDZ | 2024: 498.2729; 2025: 510.7966; 2026: 507.9312; 2027: 500.9531; 2028: 490.5726
|  | NTS Industrial | 2024: 9.9417; 2025: 9.9906; 2026: 10.1272; 2027: 10.173; 2028: 13.2111
|  | Exports to Ireland | 2024: 68.3205; 2025: 71.6068; 2026: 73.9827; 2027: 71.2081; 2028: 69.0993
|  | NTS Power Generation | 2024: 133.0955; 2025: 132.1232; 2026: 118.9614; 2027: 116.4743; 2028: 114.5892
|  | NTS Consumption | 2024: 211.3577; 2025: 213.7206; 2026: 203.0713; 2027: 197.8553; 2028: 196.8996
|  | NTS Shrinkage | 2024: 2.9919; 2025: 2.902; 2026: 2.844; 2027: 2.7879; 2028: 2.8061
|  | Total excluding IUK & BBL | 2024: 712.6225; 2025: 727.4192; 2026: 713.8465; 2027: 701.5963; 2028: 690.2783
|  | IUK & BBL Exports | 2024: 42.1885; 2025: 45.9026; 2026: 32.5172; 2027: 37.9953; 2028: 54.0845
|  | Total including IUK & BBL | 2024: 754.8111; 2025: 773.3217; 2026: 746.3637; 2027: 739.5917; 2028: 744.3627
A5.1F - Conterfactual: 1 in 20 peak day undiversified demand
Source: National Grid
DS35 Peak
|  | National | 2024/25 | 2025/26 | 2026/27 | 2027/28 | 2028/29 | 2029/30 | 2030/31 | 2031/32 | 2032/33 | 2033/34 | 2034/35 | 2035/36 | 2036/37 | 2037/38 | 2038/39 | 2039/40 | 2040/41 | 2041/42 | 2042/43 | 2043/44 | 2044/45 | 2045/46 | 2046/47 | 2047/48 | 2048/49 | 2049/50 | 2050/51
|  | Scotland | 324.8757 | 327.8026 | 326.3117 | 322.9178 | 320.6624 | 318.4458 | 315.8116 | 311.9443 | 308.8372 | 306.1264 | 303.093 | 300.3912 | 298.7862 | 296.5007 | 292.9567 | 287.306 | 282.1507 | 276.7005 | 270.6142 | 263.4498 | 257.1212 | 250.3866 | 243.1482 | 235.2138 | 227.4877 | 219.4019 | 216.7621
|  | Northern | 207.2913 | 208.4605 | 207.1507 | 204.768 | 204.1496 | 202.3969 | 200.5883 | 198.0567 | 196.085 | 194.0942 | 192.5306 | 190.335 | 189.7298 | 187.7258 | 185.4346 | 181.6284 | 179 | 175.3165 | 171.6238 | 166.8199 | 163.1093 | 159.11 | 154.4534 | 149.2887 | 144.5718 | 139.3464 | 137.8137
|  | North West | 476.0864 | 478.8489 | 476.6826 | 471.0272 | 469.3547 | 465.9549 | 461.7945 | 456.2444 | 452.1051 | 447.7245 | 443.5056 | 439.0225 | 437.1763 | 433.0802 | 427.6158 | 418.6405 | 412.3264 | 403.4766 | 394.7287 | 383.7333 | 374.993 | 364.9449 | 354.4488 | 342.2176 | 331.4272 | 318.9338 | 315.731
|  | North East | 250.8668 | 252.1397 | 250.8649 | 247.9163 | 246.9176 | 244.956 | 242.4894 | 239.5755 | 237.5974 | 235.3954 | 233.0214 | 230.5113 | 229.7017 | 227.5719 | 224.6809 | 220.093 | 216.5418 | 211.6196 | 207.1419 | 201.4219 | 196.9754 | 191.5569 | 185.9926 | 179.3573 | 174.0092 | 167.3997 | 165.8787
|  | East Midlands | 434.7658 | 436.3425 | 434.3543 | 428.7501 | 427.6213 | 424.1627 | 419.8936 | 414.5877 | 411.402 | 406.7101 | 403.1792 | 398.8203 | 397.3271 | 393.7043 | 389.0413 | 380.2842 | 374.8133 | 366.1623 | 358.0156 | 348.044 | 340.0326 | 330.846 | 320.9279 | 309.1763 | 299.3568 | 287.7025 | 284.8969
|  | West Midlands | 350.4697 | 352.0841 | 350.4657 | 345.8035 | 345.073 | 342.0287 | 338.8005 | 334.4944 | 332.2814 | 328.6744 | 326.1124 | 322.5181 | 321.4712 | 318.7763 | 315.03 | 308.0525 | 303.6334 | 296.9018 | 290.4018 | 282.4608 | 276.1898 | 269.0468 | 260.896 | 251.5906 | 243.9746 | 234.6898 | 232.4137
|  | Wales North | 41.4809 | 41.67 | 41.5073 | 40.9954 | 40.878 | 40.5999 | 40.2594 | 39.767 | 39.4311 | 39.0698 | 38.7305 | 38.3605 | 38.2044 | 37.8893 | 37.4835 | 36.7875 | 36.3102 | 35.5707 | 34.86 | 33.9497 | 33.2819 | 32.4574 | 31.5694 | 30.5244 | 29.6303 | 28.5586 | 28.3042
|  | Wales South | 166.9661 | 169.7726 | 168.3282 | 165.9735 | 164.6374 | 163.3058 | 162.2125 | 161.1728 | 159.7343 | 157.9075 | 156.4193 | 155.0679 | 155.1922 | 153.9414 | 151.8529 | 147.7321 | 144.6761 | 141.9067 | 139.4194 | 135.9155 | 132.3283 | 128.7618 | 125.426 | 121.8236 | 118.7205 | 114.5728 | 113.1141
|  | Eastern | 336.3019 | 338.4635 | 337.2471 | 333.432 | 331.8288 | 329.0069 | 326.1089 | 321.5477 | 319.3249 | 315.7802 | 312.3034 | 308.6104 | 307.3657 | 304.2828 | 300.1058 | 292.9652 | 287.8326 | 281.1637 | 274.3189 | 266.2347 | 259.724 | 251.9928 | 243.9692 | 234.8628 | 227.2614 | 218.0152 | 215.8407
|  | North Thames | 406.7381 | 408.8185 | 407.0861 | 402.0058 | 400.4866 | 397.2159 | 393.7728 | 388.5894 | 386.2729 | 382.1701 | 378.4616 | 374.5608 | 373.6651 | 370.6322 | 366.3695 | 358.229 | 353.032 | 345.5417 | 338.0761 | 329.1434 | 322.0748 | 313.3317 | 304.3794 | 293.9708 | 285.4913 | 275.1684 | 272.598
|  | South East | 449.2229 | 450.9506 | 448.1201 | 440.1159 | 435.3351 | 430.122 | 426.0819 | 420.6551 | 417.854 | 413.5526 | 409.6698 | 405.2058 | 403.8294 | 399.9551 | 394.4094 | 383.7156 | 375.9886 | 367.0852 | 358.6072 | 348.32 | 339.9166 | 330.1454 | 320.0236 | 308.4317 | 298.9957 | 287.4968 | 284.6898
|  | Southern | 346.1474 | 349.9804 | 350.3739 | 348.9406 | 348.0683 | 345.202 | 342.7199 | 338.316 | 336.2938 | 333.4067 | 329.9323 | 325.7525 | 324.5956 | 321.4636 | 317.2357 | 310.1756 | 304.9069 | 298.5656 | 291.853 | 283.8607 | 277.4746 | 269.8075 | 261.8267 | 252.8016 | 245.3023 | 236.1958 | 233.8429
|  | South West | 244.4741 | 245.7294 | 244.5306 | 241.9676 | 240.3511 | 238.7857 | 236.9137 | 233.6957 | 232.2217 | 229.9424 | 227.4492 | 225.4718 | 224.2486 | 222.4216 | 219.9907 | 215.0453 | 211.4565 | 207.128 | 202.283 | 196.8031 | 192.4638 | 187.0008 | 181.5425 | 175.3256 | 169.5914 | 163.5261 | 161.9292
|  | Total LDZ | 4035.687 | 4061.0634 | 4043.023 | 3994.6137 | 3975.3639 | 3942.1831 | 3907.447 | 3858.6466 | 3829.441 | 3790.5543 | 3754.4082 | 3714.6281 | 3701.2934 | 3667.9452 | 3622.2068 | 3540.6549 | 3482.6684 | 3407.1387 | 3331.9436 | 3240.1568 | 3165.6852 | 3079.3888 | 2988.6037 | 2884.5849 | 2795.8201 | 2691.0079 | 2663.8151
|  | NTS Industrial | 61.9241 | 61.9241 | 61.9241 | 61.9241 | 61.9241 | 61.9241 | 61.9731 | 61.9731 | 61.9731 | 61.9731 | 61.9731 | 61.9731 | 62.622 | 63.5996 | 65.2262 | 68.4764 | 68.4764 | 68.4764 | 71.7294 | 74.9796 | 78.2327 | 78.2327 | 81.4857 | 84.7359 | 84.7359 | 85.989 | 89.242
|  | NTS Power Generation | 1330.7667 | 1431.4458 | 1483.3214 | 1493.6071 | 1493.6071 | 1493.6071 | 1432.0031 | 1059.4578 | 1086.0691 | 1150.3663 | 1135.4908 | 1067.4786 | 1195.1382 | 1226.6583 | 1291.6699 | 1453.372 | 1453.372 | 1529.9678 | 1606.5635 | 1606.5635 | 1606.5635 | 1724.8614 | 1826.989 | 1826.989 | 1903.5848 | 1903.5848 | 1903.5848
|  | Exports via Moffat | 337.9 | 400.9 | 446 | 507.3 | 490.4 | 491.4 | 499.7 | 513.3 | 521.9 | 503 | 503 | 502.4 | 501.5 | 500.1 | 507.7 | 504.8 | 501.8 | 498.8 | 495.7 | 492.3 | 488.8 | 485.1 | 481.2 | 477.2 | 473.1 | 468.9 | 464.6
|  | Exports via IUK & BBL | 0 | 0 | 0 | 0 | 0 | 0 | 0 | 0 | 0 | 0 | 0 | 0 | 0 | 0 | 0 | 0 | 0 | 0 | 0 | 0 | 0 | 0 | 0 | 0 | 0 | 0 | 0
|  | Total NTS | 1730.5907 | 1894.2698 | 1991.2455 | 2062.8312 | 2045.9312 | 2046.9312 | 1993.6762 | 1634.7309 | 1669.9422 | 1715.3394 | 1700.4639 | 1631.8517 | 1759.2602 | 1790.3579 | 1864.5961 | 2026.6484 | 2023.6484 | 2097.2441 | 2173.9929 | 2173.8431 | 2173.5962 | 2288.194 | 2389.6748 | 2388.925 | 2461.4207 | 2458.4738 | 2457.4268
|  | Total | 5766.2778 | 5955.3332 | 6034.2685 | 6057.4449 | 6021.2951 | 5989.1144 | 5901.1231 | 5493.3775 | 5499.3832 | 5505.8937 | 5454.8721 | 5346.4798 | 5460.5535 | 5458.3031 | 5486.8028 | 5567.3033 | 5506.3168 | 5504.3829 | 5505.9365 | 5413.9999 | 5339.2814 | 5367.5829 | 5378.2785 | 5273.5098 | 5257.2408 | 5149.4817 | 5121.2419
A5.1G - Hydrogen Evolution: 1 in 20 peak day undiversified demand
Source: National Grid
DS35 Peak
|  | National | 2024/25 | 2025/26 | 2026/27 | 2027/28 | 2028/29 | 2029/30 | 2030/31 | 2031/32 | 2032/33 | 2033/34 | 2034/35 | 2035/36 | 2036/37 | 2037/38 | 2038/39 | 2039/40 | 2040/41 | 2041/42 | 2042/43 | 2043/44 | 2044/45 | 2045/46 | 2046/47 | 2047/48 | 2048/49 | 2049/50 | 2050/51
|  | Scotland | 323.5507 | 325.1848 | 321.2726 | 313.3986 | 304.4124 | 294.8303 | 283.2117 | 269.4074 | 255.5359 | 241.5568 | 226.4498 | 207.3921 | 187.8101 | 168.8635 | 149.9069 | 130.7051 | 112.6242 | 95.8463 | 80.0934 | 65.4088 | 52.1443 | 41.3495 | 32.5273 | 24.9924 | 15.7693 | 10.2265 | 8.9191
|  | Northern | 206.2058 | 206.4308 | 203.5715 | 198.1168 | 192.9691 | 186.4536 | 179.4391 | 170.6953 | 161.9889 | 153.0148 | 143.9301 | 131.6298 | 119.6037 | 107.588 | 95.8568 | 83.8288 | 72.898 | 62.2552 | 52.3458 | 43.0157 | 34.5879 | 27.593 | 21.6542 | 16.4096 | 11.3593 | 7.2703 | 5.9869
|  | North West | 475.9867 | 476.6767 | 470.1933 | 460.6765 | 455.0359 | 440.3895 | 422.3209 | 402.1715 | 381.9769 | 361.0212 | 339.2149 | 310.4279 | 281.1689 | 253.3492 | 225.7773 | 197.6768 | 172.1619 | 147.3777 | 124.183 | 102.5088 | 83.3847 | 67.7049 | 54.4683 | 42.8912 | 32.4973 | 56.2715 | 9.9504
|  | North East | 249.1973 | 249.3448 | 246.1797 | 239.9317 | 233.9213 | 226.478 | 217.8001 | 207.3532 | 196.9128 | 185.8949 | 174.3343 | 159.1558 | 144.4251 | 129.9042 | 115.4948 | 100.8743 | 87.4611 | 74.65 | 63.0093 | 52.2391 | 42.5495 | 34.5519 | 28.0864 | 22.5488 | 17.0453 | 13.1165 | 12.4509
|  | East Midlands | 433.4837 | 433.1374 | 427.6136 | 415.3984 | 404.844 | 391.2828 | 374.4217 | 355.5589 | 337.4434 | 317.5495 | 297.7878 | 270.9359 | 244.492 | 218.9784 | 193.8256 | 167.7724 | 144.4878 | 121.2353 | 99.8723 | 79.8947 | 62.0762 | 47.5297 | 35.0304 | 24.0114 | 14.0182 | 6.1285 | 3.702
|  | West Midlands | 349.1448 | 349.2263 | 344.897 | 335.5976 | 328.152 | 317.8358 | 304.8148 | 289.8482 | 275.6318 | 259.7654 | 243.9744 | 221.9779 | 200.5973 | 179.5824 | 158.8491 | 137.4627 | 118.3131 | 99.3227 | 81.7557 | 65.3107 | 50.7505 | 38.8885 | 28.7275 | 19.81 | 11.9389 | 5.5559 | 3.6545
|  | Wales North | 42.5197 | 42.5002 | 41.9994 | 40.7676 | 39.6392 | 38.3742 | 35.7126 | 33.9985 | 32.3227 | 30.6055 | 28.7905 | 26.3679 | 23.9447 | 21.5855 | 19.2473 | 16.8671 | 14.6946 | 12.571 | 10.6226 | 8.7728 | 7.1106 | 5.7174 | 4.5411 | 3.4977 | 2.5662 | 1.7845 | 1.5715
|  | Wales South | 171.4586 | 172.8256 | 170.1402 | 165.285 | 160.1812 | 154.9833 | 144.1866 | 137.6144 | 130.3864 | 122.4949 | 105.0697 | 96.103 | 87.16 | 78.5823 | 70.0293 | 61.2294 | 53.3706 | 45.8528 | 38.9126 | 32.4744 | 26.7007 | 22.0449 | 18.3187 | 15.1506 | 12.4123 | 10.2662 | 9.8596
|  | Eastern | 331.1473 | 331.3598 | 327.382 | 319.5175 | 311.6157 | 299.3362 | 285.224 | 268.8603 | 254.2397 | 238.3534 | 221.7986 | 200.5681 | 180.4034 | 160.2054 | 140.2418 | 119.7076 | 101.0551 | 82.7821 | 65.6566 | 49.5186 | 35.1734 | 23.1854 | 12.6796 | 16.3821 | 9.0519 | 3.0816 | 1.1503
|  | North Thames | 404.7267 | 404.9182 | 399.9608 | 389.5574 | 380.3939 | 368.546 | 353.6651 | 335.9277 | 319.4765 | 301.0041 | 281.9031 | 256.3196 | 231.7659 | 207.1059 | 182.7781 | 157.6702 | 135.087 | 113.0027 | 92.4243 | 73.1778 | 56.1233 | 42.1098 | 30.2476 | 19.8659 | 11.4598 | 3.7866 | 1.2554
|  | South East | 443.4516 | 441.941 | 434.2458 | 421.3442 | 410.4118 | 396.4395 | 379.0577 | 358.5756 | 338.7161 | 315.9201 | 291.502 | 265.3238 | 239.9127 | 214.5843 | 189.5503 | 163.7465 | 140.5886 | 117.8466 | 96.5173 | 76.6013 | 59.0413 | 44.8143 | 32.8734 | 22.5268 | 13.02
|  | Southern | 344.6432 | 347.0464 | 344.9742 | 339.4681 | 332.7135 | 323.3255 | 312.0293 | 297.8233 | 285.0055 | 269.5307 | 252.7135 | 230.8111 | 210.2261 | 189.3007 | 168.4808 | 147.1518 | 127.7094 | 109.0116 | 91.46 | 74.9589 | 60.124 | 47.9151 | 37.6355 | 28.1283 | 20.2054 | 13.3442 | 11.6547
|  | South West | 247.1227 | 247.1594 | 244.0215 | 238.3029 | 232.1629 | 225.5449 | 213.7094 | 203.018 | 193.1302 | 182.1149 | 170.4175 | 155.5462 | 140.2345 | 125.576 | 111.1132 | 96.0194 | 82.377 | 69.1852 | 56.6708 | 45.0674 | 34.7645 | 26.3123 | 19.1899 | 12.9003 | 7.2014 | 2.5488 | 1.1446
|  | Total LDZ | 4022.6388 | 4027.7514 | 3976.4516 | 3877.3625 | 3786.4528 | 3663.8195 | 3505.5931 | 3330.8524 | 3162.7668 | 2978.8261 | 2777.8862 | 2532.5591 | 2291.7445 | 2055.2057 | 1821.1515 | 1580.712 | 1362.8284 | 1150.9394 | 953.5239 | 768.949 | 604.5308 | 469.7167 | 355.9796 | 269.1151 | 178.5455 | 133.3812 | 71.3
|  | NTS Industrial | 61.9241 | 61.9241 | 61.9241 | 63.4612 | 74.1805 | 121.7801 | 223.763 | 213.9408 | 263.5963 | 261.2713 | 265.7046 | 370.2713 | 470.013 | 501.1796 | 542.0074 | 543.4602 | 543.4602 | 553.513 | 553.513 | 626.2158 | 645.2324 | 648.2241 | 673.6991 | 696.2352 | 704.9713 | 704.9713 | 704.9713
|  | NTS Power Generation | 1358.8356 | 1439.7922 | 1411.958 | 1411.958 | 1381.677 | 1411.958 | 1305.2858 | 1006.854 | 892.3272 | 871.5663 | 788.9703 | 749.1303 | 829.1303 | 946.5042 | 946.5042 | 985.2276 | 978.0243 | 882.2243 | 882.2243 | 882.2243 | 958.82 | 952.5253 | 888.7639 | 888.7639 | 1117.9437 | 757.3038 | 717.5277
|  | Exports via Moffat | 335.3 | 388.5 | 420.1 | 467.5 | 446.6 | 441.7 | 444.6 | 447.2 | 438.1 | 405.1 | 388.9 | 373.2 | 358.1 | 343.4 | 338.5 | 324 | 310.3 | 297.7 | 285.5 | 273.8 | 262.5 | 251.7 | 241.3 | 231.3 | 221.6 | 212.3 | 203.3
|  | Exports via IUK & BBL | 0 | 0 | 0 | 0 | 0 | 0 | 0 | 0 | 0 | 0 | 0 | 0 | 0 | 0 | 0 | 0 | 0 | 0 | 0 | 0 | 0 | 0 | 0 | 0 | 0 | 0 | 0
|  | Total NTS | 1756.0597 | 1890.2163 | 1893.9821 | 1942.9192 | 1902.4575 | 1975.4381 | 1973.6488 | 1667.9948 | 1594.0235 | 1537.9376 | 1443.575 | 1492.6016 | 1657.2433 | 1791.0838 | 1827.0116 | 1852.6878 | 1831.7845 | 1733.4373 | 1721.2373 | 1782.2401 | 1866.5525 | 1852.4494 | 1803.763 | 1816.2991 | 2044.515 | 1674.5751 | 1625.799
|  | Total | 5778.6985 | 5917.9677 | 5870.4337 | 5820.2817 | 5688.9104 | 5639.2576 | 5479.2418 | 4998.8471 | 4756.7904 | 4516.7637 | 4221.4611 | 4025.1607 | 3948.9878 | 3846.2895 | 3648.1632 | 3433.3998 | 3194.6129 | 2884.3767 | 2674.7612 | 2551.1891 | 2471.0833 | 2322.1661 | 2159.7426 | 2085.4142 | 2223.0605 | 1807.9563 | 1697.0989
A5.1H - Electric Engagement: 1 in 20 peak day undiversified demand
Source: National Grid
DS35 Peak
|  | National | 2024/25 | 2025/26 | 2026/27 | 2027/28 | 2028/29 | 2029/30 | 2030/31 | 2031/32 | 2032/33 | 2033/34 | 2034/35 | 2035/36 | 2036/37 | 2037/38 | 2038/39 | 2039/40 | 2040/41 | 2041/42 | 2042/43 | 2043/44 | 2044/45 | 2045/46 | 2046/47 | 2047/48 | 2048/49 | 2049/50 | 2050/51
|  | Scotland | 311.7588 | 309.1917 | 305.1695 | 297.9612 | 289.8147 | 280.3922 | 269.3575 | 256.4661 | 243.08 | 228.8341 | 213.3459 | 193.8966 | 173.83 | 154.5755 | 135.6374 | 117.0677 | 99.9417 | 84.437 | 70.3702 | 57.9626 | 47.5026 | 38.8842 | 31.6838 | 24.8974 | 16.9263 | 11.6175 | 10.0416
|  | Northern | 198.675 | 196.6458 | 193.8082 | 188.9141 | 184.356 | 178.1026 | 171.5425 | 163.196 | 154.5266 | 144.9953 | 135.1175 | 121.9718 | 108.998 | 96.293 | 84.1952 | 72.3575 | 61.9077 | 52.0367 | 43.2186 | 35.4234 | 28.9221 | 23.5022 | 18.9512 | 14.7794 | 10.7337 | 7.1879 | 5.4799
|  | North West | 457.6094 | 453.4933 | 447.0564 | 438.0608 | 431.2098 | 419.1741 | 402.138 | 383.1819 | 363.6224 | 342.0789 | 319.3149 | 289.8607 | 259.6911 | 231.357 | 203.737 | 176.5701 | 152.3503 | 129.1656 | 108.6767 | 90.3983 | 73.3644 | 58.6547 | 44.0091 | 29.8271 | 21.1612 | 13.2965 | 10.7641
|  | North East | 239.3139 | 237.143 | 233.8945 | 228.0972 | 222.4977 | 215.0746 | 206.888 | 197.1577 | 187.1967 | 176.0852 | 163.6051 | 148.1359 | 132.9609 | 118.1652 | 103.7239 | 89.5751 | 76.8322 | 64.9094 | 54.4442 | 45.302 | 37.6186 | 31.1567 | 25.8725 | 20.6942 | 16.2316 | 12.5233 | 11.6993
|  | East Midlands | 415.8893 | 411.5219 | 406.0293 | 395.1244 | 385.7201 | 372.443 | 356.5526 | 338.9339 | 321.3128 | 300.7944 | 281.6261 | 254.0426 | 226.6071 | 200.5228 | 175.2168 | 150.0097 | 127.925 | 106.4199 | 87.265 | 70.3624 | 56.3972 | 44.7178 | 34.6792 | 24.7516 | 16.1856 | 8.5359 | 5.9805
|  | West Midlands | 334.5326 | 331.1807 | 326.6622 | 317.8535 | 310.5767 | 299.7871 | 287.1644 | 273.0148 | 259.3772 | 243.4896 | 227.6848 | 205.9879 | 184.7324 | 164.0192 | 143.7596 | 123.4011 | 105.3824 | 87.7962 | 72.0064 | 57.9556 | 46.3645 | 36.6279 | 28.1449 | 20.1697 | 13.053 | 6.7206 | 4.6639
|  | Wales North | 41.0563 | 40.6641 | 40.1665 | 39.0998 | 38.1444 | 36.9532 | 34.3942 | 32.758 | 31.0482 | 29.1505 | 27.1042 | 24.4548 | 21.784 | 19.2281 | 16.7677 | 14.4167 | 12.3366 | 10.3888 | 8.684 | 7.1637 | 5.9074 | 4.8545 | 3.9973 | 3.1917 | 2.4716 | 1.8148 | 1.6181
|  | Wales South | 165.8464 | 165.563 | 162.0917 | 156.4558 | 150.8964 | 144.3648 | 124.0845 | 118.4938 | 112.406 | 105.6056 | 98.4553 | 89.4436 | 80.3986 | 71.8242 | 63.375 | 54.9453 | 47.5147 | 40.5248 | 34.2491 | 28.7281 | 24.0771 | 20.2252 | 16.9756 | 14.1945 | 11.7743 | 9.2113 | 8.7012
|  | Eastern | 317.6145 | 314.4827 | 310.3468 | 302.8489 | 295.0762 | 285.7846 | 274.7531 | 261.6815 | 249.4001 | 233.8313 | 215.3063 | 191.2531 | 167.9773 | 145.3984 | 123.9812 | 103.3072 | 85.2713 | 68.3137 | 53.2106 | 39.9336 | 29.0322 | 19.8337 | 11.4398 | 16.8992 | 10.2054 | 4.2468 | 2.2556
|  | North Thames | 388.0506 | 384.0697 | 378.721 | 368.6657 | 359.4742 | 347.272 | 332.9636 | 316.3832 | 300.8122 | 282.5765 | 263.4945 | 238.1593 | 213.6255 | 189.249 | 165.4481 | 141.52 | 120.2272 | 99.7615 | 81.2564 | 64.8321 | 51.3084 | 39.8099 | 29.9012 | 20.5729 | 13.0484 | 5.3316 | 2.7217
|  | South East | 427.002 | 419.671 | 410.8596 | 397.5833 | 385.7312 | 370.5796 | 349.3757 | 325.2238 | 308.8841 | 289.8148 | 270.2492 | 244.9155 | 220.2163 | 195.7555 | 171.7153 | 147.3534 | 125.5875 | 104.4584 | 85.1278 | 67.9577 | 53.6875 | 41.6307 | 31.1397 | 21.4208 | 12.4803 | 4.757 | 2.2353
|  | Southern | 330.7958 | 329.9404 | 328.0945 | 321.0408 | 313.3379 | 303.4914 | 292.8229 | 278.0531 | 263.3021 | 246.9134 | 229.9389 | 208.0442 | 187.2417 | 166.2606 | 145.4516 | 124.6106 | 105.6596 | 87.6572 | 70.7635 | 53.2063 | 42.4532 | 33.012 | 25.0033 | 17.4704 | 10.6959 | 4.5713 | 2.7254
|  | South West | 236.8879 | 234.2247 | 230.942 | 225.4232 | 219.4049 | 212.355 | 200.726 | 190.6062 | 181.1752 | 170.3148 | 158.7946 | 144.1877 | 129.0761 | 114.7346 | 100.6709 | 86.3332 | 73.4945 | 61.2553 | 49.9878 | 40.0581 | 31.779 | 24.7649 | 18.7352 | 13.0266 | 7.9057 | 3.3204 | 1.8526
|  | Total LDZ | 3865.0325 | 3827.792 | 3773.8423 | 3677.1287 | 3586.2402 | 3465.7742 | 3302.7631 | 3135.1501 | 2976.1436 | 2794.4846 | 2604.0374 | 2354.3537 | 2107.139 | 1867.3831 | 1633.6799 | 1401.4675 | 1194.4307 | 997.1246 | 819.2603 | 659.284 | 528.4143 | 417.6742 | 320.5329 | 241.8958 | 162.8729 | 93.1349 | 70.7393
|  | NTS Industrial | 65.429 | 65.4337 | 65.4337 | 62.0037 | 65.4337 | 65.4337 | 73.9065 | 73.8644 | 73.8878 | 88.8908 | 121.9588 | 157.0204 | 167.1035 | 242.3245 | 242.3245 | 242.3245 | 242.8113 | 240.7376 | 242.3245 | 242.3245 | 232.1384 | 224.3349 | 224.3349 | 225.4865 | 224.775 | 225.7299 | 224.3349
|  | NTS Power Generation | 1366.4873 | 1447.4439 | 1409.3239 | 1419.6097 | 1399.6144 | 1409.3239 | 1241.0477 | 915.8112 | 1054.0598 | 1295.8515 | 1319.0237 | 1151.6247 | 1228.2204 | 1288.67 | 1171.543 | 1251.543 | 1209.927 | 1190.7227 | 1115.1966 | 968.166 | 968.166 | 968.166 | 968.166 | 968.166 | 968.166 | 968.166 | 968.166
|  | Exports via Moffat | 334.2 | 380.4 | 397.7 | 436.3 | 412.2 | 397.8 | 391.5 | 379.9 | 362.6 | 332.5 | 313.5 | 295.5 | 278.5 | 262.4 | 256.5 | 241.2 | 226.9 | 214 | 201.7 | 190 | 178.9 | 168.4 | 158.4 | 148.8 | 139.7 | 131 | 122.7
|  | Exports via IUK & BBL | 0 | 0 | 0 | 0 | 0 | 0 | 0 | 0 | 0 | 0 | 0 | 0 | 0 | 0 | 0 | 0 | 0 | 0 | 0 | 0 | 0 | 0 | 0 | 0 | 0 | 0 | 0
|  | Total NTS | 1766.1163 | 1893.2776 | 1872.4576 | 1917.9133 | 1877.2481 | 1872.5576 | 1706.4542 | 1369.5755 | 1490.5476 | 1717.2423 | 1754.4825 | 1604.1451 | 1673.824 | 1793.3945 | 1670.3675 | 1735.0675 | 1679.6383 | 1645.4603 | 1559.2211 | 1400.4904 | 1379.2043 | 1360.9009 | 1350.9009 | 1342.4524 | 1332.6409 | 1324.8959 | 1315.2009
|  | Total | 5631.1488 | 5721.0696 | 5646.2999 | 5595.042 | 5463.4883 | 5338.3318 | 5009.2173 | 4504.7256 | 4466.6912 | 4511.7269 | 4358.52 | 3958.4988 | 3780.9629 | 3660.7776 | 3304.0474 | 3136.5349 | 2874.069 | 2642.5849 | 2378.4814 | 2059.7744 | 1907.6186 | 1778.5751 | 1671.4338 | 1584.3482 | 1495.5138 | 1418.0308 | 1385.9402
A5.1I - Holistic Transition: 1 in 20 peak day undiversified demand
Source: National Grid
DS35 Peak
|  | National | 2024/25 | 2025/26 | 2026/27 | 2027/28 | 2028/29 | 2029/30 | 2030/31 | 2031/32 | 2032/33 | 2033/34 | 2034/35 | 2035/36 | 2036/37 | 2037/38 | 2038/39 | 2039/40 | 2040/41 | 2041/42 | 2042/43 | 2043/44 | 2044/45 | 2045/46 | 2046/47 | 2047/48 | 2048/49 | 2049/50 | 2050/51
|  | Scotland | 311.9833 | 308.8173 | 303.6743 | 295.0726 | 285.3888 | 274.8219 | 263.0264 | 250.0736 | 236.3167 | 221.79 | 206.221 | 187.432 | 168.4992 | 150.1598 | 132.0852 | 114.4503 | 98.1684 | 83.3894 | 69.7243 | 57.3862 | 46.6504 | 37.4971 | 29.6095 | 23.2858 | 18.0706 | 10.9696 | 9.9189
|  | Northern | 195.0973 | 192.7641 | 189.1577 | 183.6053 | 178.4081 | 171.597 | 164.4906 | 156.3572 | 147.5639 | 137.9246 | 127.8848 | 115.3062 | 103.4923 | 91.6397 | 80.387 | 69.4343 | 59.7518 | 50.5698 | 42.1919 | 34.569 | 28.0221 | 22.3714 | 17.3949 | 13.3824 | 10.0566 | 6.7316 | 5.337
|  | North West | 452.444 | 447.4627 | 439.2384 | 429.2476 | 423.0677 | 407.0819 | 388.2961 | 369.8238 | 350.0202 | 328.4121 | 305.2133 | 276.8555 | 250.3299 | 223.815 | 197.9526 | 172.5856 | 149.9166 | 128.4664 | 108.5315 | 90.3095 | 74.0602 | 59.3672 | 46.2465 | 35.3649 | 26.3092 | 17.0677 | 10.4946
|  | North East | 237.4409 | 234.8696 | 230.7415 | 224.0779 | 217.5785 | 209.2928 | 200.3572 | 190.4993 | 180.0012 | 168.4865 | 156.2421 | 140.6535 | 126.727 | 112.8086 | 99.2785 | 86.1134 | 74.2596 | 63.1884 | 53.2368 | 44.2996 | 36.5371 | 29.8243 | 24.0723 | 19.5035 | 15.7469 | 12.0998 | 11.5474
|  | East Midlands | 415.9587 | 410.824 | 403.6745 | 390.7996 | 379.2874 | 364.1563 | 346.6545 | 329.129 | 311.0272 | 290.214 | 269.0144 | 243.8419 | 219.1166 | 194.3802 | 170.4204 | 146.5369 | 125.635 | 105.2866 | 86.7237 | 69.8745 | 55.4073 | 42.8439 | 31.5288 | 22.1541 | 14.3283 | 7.6073 | 5.7865
|  | West Midlands | 336.4572 | 332.459 | 326.8427 | 316.8763 | 308.3939 | 296.7484 | 283.4938 | 269.5353 | 255.4038 | 239.1784 | 222.9566 | 201.5725 | 181.4412 | 161.2246 | 141.4287 | 121.7282 | 104.3412 | 87.4272 | 71.9451 | 57.8637 | 45.8491 | 35.4123 | 25.9288 | 18.1715 | 11.6184 | 6.22 | 4.6699
|  | Wales North | 41.0348 | 40.5656 | 39.8978 | 38.6384 | 37.4718 | 36.1116 | 33.4016 | 31.7547 | 30.009 | 28.0909 | 26.0582 | 23.5147 | 21.025 | 18.6319 | 16.3275 | 14.1142 | 12.1601 | 10.314 | 8.654 | 7.145 | 5.8564 | 4.7296 | 3.7555 | 2.9735 | 2.3218 | 1.7737 | 1.6286
|  | Wales South | 165.0121 | 164.6467 | 161.5357 | 156.6128 | 151.3219 | 145.7749 | 134.2619 | 128.145 | 120.9243 | 113.5758 | 105.5807 | 85.8283 | 77.8406 | 69.7286 | 61.7528 | 53.7928 | 46.8217 | 40.2747 | 34.268 | 28.7882 | 24.0229 | 19.9242 | 16.3262 | 13.5899 | 11.3448 | 9.089 | 8.6972
|  | Eastern | 317.8409 | 314.198 | 309.1394 | 300.7008 | 291.9318 | 280.2376 | 266.6919 | 252.1167 | 237.9985 | 221.9273 | 204.7154 | 183.3372 | 163.4042 | 143.4921 | 124.2244 | 105.2379 | 88.174 | 71.9497 | 56.8502 | 43.089 | 31.2762 | 20.815 | 11.2587 | 3.3928 | -3.5105 | 3.6128 | 2.1016
|  | North Thames | 390.7985 | 386.0919 | 379.4905 | 368.1076 | 357.4905 | 344.1668 | 328.9676 | 312.3877 | 296.0414 | 277.1746 | 257.7067 | 232.8192 | 209.6026 | 185.8463 | 162.6155 | 139.4951 | 118.9541 | 99.2758 | 81.079 | 64.585 | 50.5418 | 38.2176 | 27.17 | 18.0863 | 10.3878 | 4.5905 | 2.6272
|  | South East | 436.179 | 429.7171 | 420.6196 | 406.5114 | 393.7367 | 377.8112 | 359.9672 | 340.4936 | 321.1648 | 299.6763 | 276.8075 | 246.0187 | 221.7079 | 197.015 | 172.7792 | 148.5233 | 126.9741 | 106.2069 | 86.8951 | 69.4301 | 54.4803 | 41.4359 | 29.6996 | 20.0667 | 11.8434 | 4.6304 | 2.6254
|  | Southern | 322.1568 | 320.8403 | 317.7789 | 312.1654 | 305.0701 | 295.1438 | 284.2889 | 271.5506 | 259.3769 | 244.3349 | 228.051 | 207.5972 | 188.5126 | 169.0065 | 149.6442 | 130.3261 | 112.8648 | 96.3605 | 80.9522 | 66.8876 | 54.6251 | 43.8965 | 34.376 | 26.5374 | 19.9818 | 13.5995 | 12.1795
|  | South West | 237.9176 | 234.8812 | 230.9533 | 224.7776 | 218.078 | 210.6485 | 198.2886 | 188.3746 | 178.6207 | 167.4887 | 155.6624 | 141.2803 | 126.7967 | 112.7438 | 98.9397 | 84.9998 | 72.581 | 60.8021 | 49.7332 | 39.8079 | 31.2546 | 23.7841 | 17.1236 | 11.6155 | 6.9043 | 2.8993 | 1.7867
|  | Total LDZ | 3860.321 | 3818.1374 | 3752.7442 | 3647.1934 | 3547.2251 | 3413.5927 | 3252.1864 | 3090.241 | 2924.4686 | 2738.2741 | 2542.1141 | 2286.0571 | 2058.4958 | 1830.4922 | 1607.8357 | 1387.338 | 1190.6023 | 1003.5115 | 830.7851 | 674.0354 | 538.5835 | 420.119 | 314.4903 | 228.1246 | 155.4035 | 100.8912 | 79.4004
|  | NTS Industrial | 61.9241 | 61.9241 | 61.9241 | 73.3069 | 120.6234 | 144.038 | 164.5102 | 164.5102 | 164.5102 | 189.4241 | 189.4241 | 200.5935 | 200.5935 | 205.8435 | 205.8435 | 205.8435 | 205.8435 | 205.8435 | 208.4296 | 221.6435 | 221.6435 | 240.7602 | 267.6324 | 275.0185 | 280.0352 | 280.0352 | 280.0352
|  | NTS Power Generation | 1366.4873 | 1426.3239 | 1409.3239 | 1419.6097 | 1389.3287 | 1309.0599 | 993.6161 | 530.7546 | 495.034 | 512.5126 | 569.3546 | 543.8197 | 386.0383 | 386.0383 | 386.0383 | 466.0383 | 627.7404 | 627.7404 | 627.7404 | 627.7404 | 627.7404 | 627.7404 | 704.3362 | 704.3362 | 704.3362 | 704.3362 | 704.3362
|  | Exports via Moffat | 334.2 | 380.4 | 397.7 | 436.3 | 412.2 | 397.8 | 391.5 | 379.9 | 362.6 | 332.5 | 313.5 | 295.5 | 278.5 | 262.4 | 256.5 | 241.2 | 226.9 | 214 | 201.7 | 190 | 178.9 | 168.4 | 158.4 | 148.8 | 139.7 | 131 | 122.7
|  | Exports via IUK & BBL | 0 | 1 | 2 | 3 | 4 | 5 | 6 | 7 | 8 | 9 | 10 | 11 | 12 | 13 | 14 | 15 | 16 | 17 | 18 | 19 | 20 | 21 | 22 | 23 | 24 | 25 | 26
|  | Total NTS | 1762.6114 | 1869.648 | 1870.948 | 1932.2166 | 1926.1521 | 1855.8979 | 1555.6263 | 1082.1648 | 1030.1442 | 1043.4367 | 1082.2787 | 1050.9132 | 877.1318 | 867.2818 | 862.3818 | 928.0818 | 1076.484 | 1064.584 | 1055.8701 | 1058.384 | 1048.284 | 1057.9006 | 1152.3686 | 1151.1547 | 1148.0714 | 1140.3714 | 1133.0714
|  | Total | 5622.9324 | 5686.7855 | 5621.6923 | 5576.41 | 5469.3773 | 5264.4906 | 4801.8127 | 4165.4058 | 3946.6128 | 3772.7109 | 3614.3928 | 3325.9703 | 2923.6277 | 2684.774 | 2456.2175 | 2300.4198 | 2251.0862 | 2051.0955 | 1868.6552 | 1713.4194 | 1566.8675 | 1457.0196 | 1444.8589 | 1356.2794 | 1279.4748 | 1216.2625 | 1186.4718
A5.1J - Five Year Forecast: 1 in 20 peak day undiversified demand
Source: National Grid
DS35 Peak
|  | National | 0: 2024/25; 1: 2025/26; 2: 2026/27; 3: 2027/28; 4: 2028/29
|  | Scotland | 0: 321.2676; 1: 322.6926; 2: 318.9202; 3: 312.2743; 4: 304.6762
|  | Northern | 0: 204.7377; 1: 205.0026; 2: 202.481; 3: 198.2887; 4: 194.5021
|  | North West | 0: 475.4434; 1: 476.3818; 2: 470.5128; 3: 462.407; 4: 459.213
|  | North East | 0: 244.8878; 1: 244.7377; 2: 241.6936; 3: 236.3198; 4: 231.3254
|  | East Midlands | 0: 430.3018; 1: 429.788; 2: 424.547; 3: 414.5049; 4: 405.9032
|  | West Midlands | 0: 348.5555; 1: 348.4164; 2: 344.1316; 3: 336.0473; 4: 329.7348
|  | Wales North | 0: 42.1474; 1: 42.1231; 2: 41.6729; 3: 40.7277; 4: 39.9158
|  | Wales South | 0: 173.059; 1: 174.9196; 2: 171.6076; 3: 167.3035; 4: 163.6576
|  | Eastern | 0: 325.2423; 1: 326.4578; 2: 323.2133; 3: 315.5561; 4: 307.3379
|  | North Thames | 0: 404.5157; 1: 404.3592; 2: 399.3145; 3: 390.0516; 4: 381.9683
|  | South East | 0: 433.1099; 1: 432.3469; 2: 426.0195; 3: 416.0473; 4: 407.1634
|  | Southern | 0: 340.1926; 1: 341.6038; 2: 337.9296; 3: 330.4989; 4: 323.4296
|  | South West | 0: 249.2341; 1: 249.1021; 2: 246.0506; 3: 240.8444; 4: 235.2579
|  | Total LDZ | 0: 3992.6947; 1: 3997.9315; 2: 3948.0941; 3: 3860.8714; 4: 3784.0852
|  | NTS Industrial | 0: 61.927; 1: 61.927; 2: 61.9356; 3: 61.9356; 4: 71.0056
|  | NTS Power Generation | 0: 1438.8356; 1: 1519.7922; 2: 1481.6722; 3: 1491.958; 4: 1461.677
|  | Exports via Moffat | 0: 334.6; 1: 383.1; 2: 405.2; 3: 446.7; 4: 423.7
|  | Exports via IUK & BBL | 0: 0; 1: 0; 2: 0; 3: 0; 4: 0
|  | Total NTS | 0: 1835.3626; 1: 1964.8192; 2: 1948.8079; 3: 2000.5936; 4: 1956.3826
|  | Total | 0: 5828.0573; 1: 5962.7507; 2: 5896.902; 3: 5861.465; 4: 5740.4678
A5.1K - Conterfactual: 1 in 20 peak day diversified demand
Source: National Grid
DS35 Using Power Base Case
|  | Diversified Peak | 2024/25 | 2025/26 | 2026/27 | 2027/28 | 2028/29 | 2029/30 | 2030/31 | 2031/32 | 2032/33 | 2033/34 | 2034/35 | 2035/36 | 2036/37 | 2037/38 | 2038/39 | 2039/40 | 2040/41 | 2041/42 | 2042/43 | 2043/44 | 2044/45 | 2045/46 | 2046/47 | 2047/48 | 2048/49 | 2049/50 | 2050/51
|  | 0-73.2 MWh | 2896.7633 | 2908.5136 | 2880.5261 | 2840.4898 | 2826.4664 | 2804.4947 | 2776.7177 | 2738.9933 | 2717.3678 | 2687.2274 | 2659.3829 | 2630.63 | 2614.1509 | 2581.954 | 2535.7261 | 2464.7821 | 2415.0816 | 2347.1448 | 2280.1312 | 2201.6353 | 2134.4849 | 2059.4131 | 1982.9448 | 1892.5931 | 1813.9148 | 1723.0046 | 1702.8586
|  | 73.2-732 MWh | 332.2119 | 339.2119 | 345.6278 | 344.4656 | 344.9052 | 343.7662 | 342.5874 | 339.5132 | 338.8334 | 336.9901 | 335.8031 | 335.4968 | 338.7186 | 340.5891 | 342.6123 | 342.922 | 347.8054 | 350.6862 | 354.0991 | 356.1974 | 361.3189 | 365.7054 | 370.5557 | 374.1793 | 381.4543 | 388.1659 | 389.0495
|  | NDM > 732 MWh | 380.2343 | 381.2059 | 382.5012 | 377.188 | 377.373 | 375.4264 | 371.9635 | 366.9116 | 364.2523 | 360.7576 | 359.0314 | 356.7361 | 358.4923 | 359.1677 | 360.7569 | 357.4988 | 356.9092 | 351.7348 | 346.6311 | 339.9531 | 334.3475 | 327.7551 | 319.777 | 309.3889 | 300.5212 | 288.756 | 285.397
|  | Total NDM | 3609.2095 | 3628.9315 | 3608.655 | 3562.1434 | 3548.7446 | 3523.6873 | 3491.2686 | 3445.4181 | 3420.4536 | 3384.9751 | 3354.2174 | 3322.863 | 3311.3618 | 3281.7108 | 3239.0953 | 3165.2028 | 3119.7962 | 3049.5658 | 2980.8614 | 2897.7858 | 2830.1514 | 2752.8736 | 2673.2775 | 2576.1613 | 2495.8903 | 2399.9265 | 2377.3051
|  | Total DM | 337.6719 | 341.6538 | 344.3657 | 340.545 | 337.6947 | 330.9831 | 327.96 | 325.3544 | 321.6835 | 318.2137 | 314.3709 | 307.5835 | 308.1308 | 304.5196 | 300.4952 | 293.657 | 285.92 | 280.2284 | 275.7164 | 268.6169 | 262.9713 | 255.9395 | 247.8258 | 241.3277 | 236.247 | 226.878 | 223.79
|  | LDZ Shrinkage | 6.3123 | 6.063 | 6.3699 | 6.3296 | 6.2384 | 6.2356 | 6.3205 | 6.5302 | 6.6164 | 6.6301 | 6.6932 | 6.7417 | 5.2548 | 5.2027 | 5.1726 | 5.1483 | 5.0904 | 5.0247 | 4.9233 | 4.8434 | 4.7288 | 4.6192 | 4.5096 | 4.4066 | 4.2712 | 4.1507 | 4.0164
|  | Total LDZ | 3953.1937 | 3976.6482 | 3959.3905 | 3909.018 | 3892.6777 | 3860.906 | 3825.5491 | 3777.3026 | 3748.7535 | 3709.8189 | 3675.2814 | 3637.1882 | 3624.7474 | 3591.4332 | 3544.7631 | 3464.0081 | 3410.8066 | 3334.8188 | 3261.5011 | 3171.2461 | 3097.8514 | 3013.4322 | 2925.6128 | 2821.8956 | 2736.4086 | 2630.9551 | 2605.1115
|  | NTS Industrial | 30.6925 | 30.7529 | 30.7815 | 30.6993 | 30.2169 | 30.0545 | 29.6744 | 29.1447 | 28.87 | 28.3893 | 27.7117 | 27.7752 | 28.2299 | 29.1794 | 31.8249 | 32.0477 | 31.2564 | 33.0862 | 35.8115 | 38.9151 | 38.8242 | 40.469 | 43.5601 | 43.1781 | 45.0205 | 47.7903 | 48.3814
|  | Exports to Ireland | 337.9 | 400.9 | 446 | 507.3 | 490.4 | 491.4 | 499.7 | 513.3 | 521.9 | 503 | 503 | 502.4 | 501.5 | 500.1 | 507.7 | 504.8 | 501.8 | 498.8 | 495.7 | 492.3 | 488.8 | 485.1 | 481.2 | 477.2 | 473.1 | 468.9 | 464.6
|  | NTS Power Generation | 1023.7964 | 1137.0167 | 1104.2379 | 1176.3552 | 1060.5196 | 1095.2508 | 988.6143 | 799.1818 | 811.6504 | 778.8181 | 799.6762 | 759.1599 | 811.5977 | 904.9855 | 922.6369 | 1009.1229 | 1025.3395 | 1102.612 | 1206.4874 | 1237.6505 | 1202.0234 | 1299.9122 | 1317.2986 | 1387.2483 | 1444.4989 | 1466.6506 | 1468.0943
|  | NTS Consumption | 1392.3888 | 1568.6696 | 1581.0195 | 1714.3544 | 1581.1365 | 1616.7053 | 1517.9887 | 1341.6264 | 1362.4204 | 1310.2074 | 1330.3879 | 1289.3351 | 1341.3277 | 1434.265 | 1462.1618 | 1545.9705 | 1558.3958 | 1634.4982 | 1737.9988 | 1768.8657 | 1729.6477 | 1825.4813 | 1842.0588 | 1907.6264 | 1962.6194 | 1983.3409 | 1981.0757
|  | NTS Shrinkage | 8.0135 | 8.2351 | 8.1541 | 8.1551 | 8.2952 | 8.1284 | 8.161 | 7.7274 | 7.3533 | 7.2945 | 7.0575 | 6.8793 | 6.6989 | 6.9228 | 7.0227 | 6.8919 | 7.1221 | 6.9697 | 6.9968 | 7.0741 | 6.9316 | 6.8099 | 6.9137 | 6.8061 | 6.6894 | 6.6168 | 6.5674
|  | Total excluding IUK & BBL | 5353.5961 | 5553.5529 | 5548.5641 | 5631.5276 | 5482.1093 | 5485.7396 | 5351.6989 | 5126.6565 | 5118.5272 | 5027.3208 | 5012.7268 | 4933.4026 | 4972.774 | 5032.621 | 5013.9476 | 5016.8705 | 4976.3245 | 4976.2867 | 5006.4967 | 4947.1859 | 4834.4307 | 4845.7234 | 4774.5853 | 4736.328 | 4705.7174 | 4620.9127 | 4592.7546
|  | IUK & BBL Exports | 0 | 0 | 0 | 0 | 0 | 0 | 0 | 0 | 0 | 0 | 0 | 0 | 0 | 0 | 0 | 0 | 0 | 0 | 0 | 0 | 0 | 0 | 0 | 0 | 0 | 0 | 0
|  | Total including IUK | 5353.5961 | 5553.5529 | 5548.5641 | 5631.5276 | 5482.1093 | 5485.7396 | 5351.6989 | 5126.6565 | 5118.5272 | 5027.3208 | 5012.7268 | 4933.4026 | 4972.774 | 5032.621 | 5013.9476 | 5016.8705 | 4976.3245 | 4976.2867 | 5006.4967 | 4947.1859 | 4834.4307 | 4845.7234 | 4774.5853 | 4736.328 | 4705.7174 | 4620.9127 | 4592.7546
|  | Total Undiversified | 5766.2778 | 5955.3332 | 6034.2685 | 6057.4449 | 6021.2951 | 5989.1144 | 5901.1231 | 5493.3775 | 5499.3832 | 5505.8937 | 5454.8721 | 5346.4798 | 5460.5535 | 5458.3031 | 5486.8028 | 5567.3033 | 5506.3168 | 5504.3829 | 5505.9365 | 5413.9999 | 5339.2814 | 5367.5829 | 5378.2785 | 5273.5098 | 5257.2408 | 5149.4817 | 5121.2419
|  | Low power | 359.9399 | 381.1981 | 341.2057 | 378.4776 | 330.1863 | 325.5919 | 268.165 | 199.9338 | 211.1059 | 193.9923 | 202.025 | 183.9644 | 195.054 | 228.8869 | 262.2295 | 298.6251 | 324.3685 | 349.8384 | 380.0588 | 383.0392 | 371.7746 | 411.4423 | 422.1469 | 455.7212 | 459.1045 | 489.5228 | 489.62
|  | High power | 1409.0125 | 1589.0067 | 1520.0119 | 1656.3082 | 1573.977 | 1635.2565 | 1452.5829 | 1259.8354 | 1313.2814 | 1258.6242 | 1312.6744 | 1272.8039 | 1334.5978 | 1472.7461 | 1507.9322 | 1630.5524 | 1643.6223 | 1739.2366 | 1841.8715 | 1881.8568 | 1824.0126 | 1955.5164 | 1935.9069 | 2004.1219 | 2070.8346 | 2071.9441 | 2059.0403
|  | Diversified Total + High Power | 5738.8122 | 6005.5429 | 5964.3381 | 6111.4806 | 5995.5667 | 6025.7453 | 5815.6674 | 5587.3101 | 5620.1582 | 5507.1269 | 5525.7251 | 5447.0467 | 5495.7741 | 5600.3815 | 5599.2429 | 5638.3001 | 5594.6073 | 5612.9113 | 5641.8809 | 5591.3922 | 5456.4198 | 5501.3275 | 5393.1935 | 5353.2016 | 5332.0532 | 5226.2063 | 5183.7006
|  | Diversified Total + Low Power | 4689.7397 | 4797.7344 | 4785.5319 | 4833.65 | 4751.776 | 4716.0807 | 4631.2495 | 4527.4085 | 4517.9827 | 4442.495 | 4415.0757 | 4358.2071 | 4356.2303 | 4356.5223 | 4353.5402 | 4306.3728 | 4275.3536 | 4223.5131 | 4180.0681 | 4092.5745 | 4004.1818 | 3957.2534 | 3879.4335 | 3804.8009 | 3720.3231 | 3643.785 | 3614.2803
A5.1L - Hydrogen Evolution: 1 in 20 peak day diversified demand
Source: National Grid
DS35 Using Power Base Case
|  | Diversified Peak | 2024/25 | 2025/26 | 2026/27 | 2027/28 | 2028/29 | 2029/30 | 2030/31 | 2031/32 | 2032/33 | 2033/34 | 2034/35 | 2035/36 | 2036/37 | 2037/38 | 2038/39 | 2039/40 | 2040/41 | 2041/42 | 2042/43 | 2043/44 | 2044/45 | 2045/46 | 2046/47 | 2047/48 | 2048/49 | 2049/50 | 2050/51
|  | 0-73.2 MWh | 2849.8631 | 2845.5165 | 2797.4874 | 2730.7423 | 2676.9496 | 2628.726 | 2506.6153 | 2378.0466 | 2254.1365 | 2115.4029 | 1982.0897 | 1801.6047 | 1640.5508 | 1466.8222 | 1294.5392 | 1118.2888 | 962.2097 | 805.0356 | 654.7967 | 513.2835 | 388.3708 | 289.8548 | 207.9859 | 128.4542 | 66.8869 | -4.3321 | 6.6559e-11
|  | 73.2-732 MWh | 366.0921 | 371.3727 | 372.0913 | 367.7529 | 366.6883 | 360.8525 | 347.7382 | 336.1103 | 324.3082 | 309.8636 | 294.3498 | 269.3528 | 231.8921 | 206.6793 | 180.444 | 153.9932 | 129.6367 | 106.9676 | 86.7082 | 69.3038 | 53.8165 | 40.6041 | 29.5481 | 18.0288 | 8.4056 | -0.39851 | -1.245e-11
|  | NDM > 732 MWh | 377.3085 | 379.2484 | 378.0024 | 356.8599 | 333.5121 | 317.7269 | 299.641 | 283.8009 | 271.2398 | 259.3836 | 245.0442 | 223.9647 | 205.7996 | 186.0372 | 166.9401 | 146.7726 | 128.585 | 110.6988 | 96.434 | 82.2764 | 68.5713 | 55.826 | 43.8667 | 30.1042 | 17.4748 | -1.7327 | 11.6893
|  | Total NDM | 3593.2636 | 3596.1376 | 3547.5811 | 3455.3551 | 3377.15 | 3307.3054 | 3153.9945 | 2997.9578 | 2849.6845 | 2684.6501 | 2521.4837 | 2294.9222 | 2078.2425 | 1859.5387 | 1641.9233 | 1419.0546 | 1220.4314 | 1022.702 | 837.9388 | 664.8637 | 510.7586 | 386.2849 | 281.4008 | 176.5872 | 92.7673 | -6.4633 | 11.6893
|  | Total DM | 328.4665 | 329.4382 | 327.6687 | 317.6571 | 306.8676 | 260.31 | 266.6149 | 251.2855 | 236.3757 | 221.3174 | 194.4347 | 179.6898 | 170.189 | 157.9268 | 146.4081 | 134.8701 | 123.0018 | 113.4595 | 105.6328 | 97.5755 | 89.7041 | 81.7559 | 75.0637 | 82.8263 | 76.7777 | 105.0154 | 63.7002
|  | LDZ Shrinkage | 6.3123 | 6.063 | 6.3699 | 6.3296 | 6.2384 | 6.2356 | 6.3205 | 6.5302 | 6.6164 | 6.6301 | 6.6932 | 6.7417 | 4.0192 | 3.7562 | 3.4055 | 3.0934 | 2.7644 | 2.4493 | 2.137 | 1.8434 | 1.5479 | 1.2849 | 1.0438 | 0.82142 | 0.63014 | 0.46849 | 0.31781
|  | Total LDZ | 3928.0425 | 3931.6388 | 3881.6197 | 3779.3418 | 3690.256 | 3573.8509 | 3426.9299 | 3255.7734 | 3092.6766 | 2912.5977 | 2722.6115 | 2481.3537 | 2252.4506 | 2021.2217 | 1791.7369 | 1557.018 | 1346.1976 | 1138.6109 | 945.7087 | 764.2826 | 602.0106 | 469.3258 | 357.5083 | 260.2349 | 170.1751 | 99.0206 | 75.7074
|  | NTS Industrial | 30.6935 | 30.7466 | 30.7548 | 36.4846 | 77.011 | 178.9147 | 207.3266 | 262.15 | 278.3881 | 261.2852 | 348.8034 | 479.138 | 550.5746 | 593.8123 | 608.6541 | 601.2956 | 609.7522 | 609.1789 | 679.9625 | 727.7307 | 727.1888 | 755.6948 | 778.3934 | 810.7043 | 835.2936 | 806.4983 | 791.353
|  | Exports to Ireland | 335.3 | 388.5 | 420.1 | 467.5 | 446.6 | 441.7 | 444.6 | 447.2 | 438.1 | 405.1 | 388.9 | 373.2 | 358.1 | 343.4 | 338.5 | 324 | 310.3 | 297.7 | 285.5 | 273.8 | 262.5 | 251.7 | 241.3 | 231.3 | 221.6 | 212.3 | 203.3
|  | NTS Power Generation | 893.7192 | 901.9468 | 913.0332 | 921.1441 | 793.4543 | 781.6463 | 639.8821 | 531.5419 | 531.5691 | 487.6023 | 421.0522 | 447.1738 | 506.7523 | 582.8296 | 592.7786 | 591.5756 | 651.501 | 726.8989 | 773.6477 | 760.1453 | 889.3497 | 899.8973 | 921.1135 | 913.6046 | 883.0646 | 697.9995 | 717.3534
|  | NTS Consumption | 1259.7127 | 1321.1935 | 1363.888 | 1425.1288 | 1317.0652 | 1402.261 | 1291.8087 | 1240.8919 | 1248.0573 | 1153.9875 | 1158.7556 | 1299.5118 | 1415.4269 | 1520.0419 | 1539.9327 | 1516.8712 | 1571.5532 | 1633.7779 | 1739.1102 | 1761.676 | 1879.0384 | 1907.2922 | 1940.8069 | 1955.609 | 1939.9582 | 1716.7979 | 1712.0064
|  | NTS Shrinkage | 7.4484 | 7.7618 | 7.5127 | 7.5169 | 7.5672 | 7.4767 | 7.4747 | 6.8621 | 6.631 | 6.3921 | 5.8192 | 5.6268 | 5.5561 | 5.5513 | 5.4266 | 5.0657 | 4.7483 | 4.5455 | 4.3922 | 4.3486 | 4.1123 | 3.9877 | 3.8838 | 3.7301 | 3.5709 | 3.4208 | 3.1302
|  | Total excluding IUK & BBL | 5195.2035 | 5260.5941 | 5253.0205 | 5211.9875 | 5014.8884 | 4983.5886 | 4726.2133 | 4503.5274 | 4347.3649 | 4072.9772 | 3887.1864 | 3786.4924 | 3673.4337 | 3546.8149 | 3337.0962 | 3078.9549 | 2922.4991 | 2776.9342 | 2689.211 | 2530.3072 | 2485.1614 | 2380.6056 | 2302.1989 | 2219.5739 | 2113.7043 | 1819.2392 | 1790.844
|  | IUK & BBL Exports | 0 | 0 | 0 | 0 | 0 | 0 | 0 | 0 | 0 | 0 | 0 | 0 | 0 | 0 | 0 | 0 | 0 | 0 | 0 | 0 | 0 | 0 | 0 | 0 | 0 | 0 | 0
|  | Total including IUK | 5195.2035 | 5260.5941 | 5253.0205 | 5211.9875 | 5014.8884 | 4983.5886 | 4726.2133 | 4503.5274 | 4347.3649 | 4072.9772 | 3887.1864 | 3786.4924 | 3673.4337 | 3546.8149 | 3337.0962 | 3078.9549 | 2922.4991 | 2776.9342 | 2689.211 | 2530.3072 | 2485.1614 | 2380.6056 | 2302.1989 | 2219.5739 | 2113.7043 | 1819.2392 | 1790.844
|  | Total Undiversified | 5778.6985 | 5917.9677 | 5870.4337 | 5820.2817 | 5688.9104 | 5639.2576 | 5479.2418 | 4998.8471 | 4756.7904 | 4516.7637 | 4221.4611 | 4025.1607 | 3948.9878 | 3846.2895 | 3648.1632 | 3433.3998 | 3194.6129 | 2884.3767 | 2674.7612 | 2551.1891 | 2471.0833 | 2322.1661 | 2159.7426 | 2085.4142 | 2223.0605 | 1807.9563 | 1697.0989
|  | Low power | 267.8256 | 247.9082 | 243.9704 | 252.52 | 213.0008 | 195.0958 | 131.1355 | 122.5599 | 136.3345 | 111.3666 | 103.5099 | 115.9213 | 120.119 | 144.8611 | 143.5891 | 134.0419 | 161.8702 | 189.748 | 194.6795 | 174.5833 | 209.7571 | 205.6324 | 201.6852 | 183.1632 | 159.7919 | 144.3382 | 146.4383
|  | High power | 1101.867 | 1121.3559 | 1132.7851 | 1156.4491 | 1030.5112 | 1005.905 | 780.9848 | 668.6334 | 691.7322 | 612.2457 | 539.0869 | 579.8228 | 652.0537 | 761.6747 | 768.3203 | 749.0958 | 851.2966 | 966.4644 | 1022.7821 | 980.2074 | 1149.8063 | 1154.7877 | 1172.5393 | 1136.1588 | 1037.2848 | 822.0217 | 841.4744
|  | Diversified Total + High Power | 5403.3514 | 5480.0031 | 5472.7724 | 5447.2925 | 5251.9454 | 5207.8473 | 4867.316 | 4640.619 | 4507.528 | 4197.6207 | 4005.221 | 3919.1413 | 3818.7351 | 3725.66 | 3512.6379 | 3236.4751 | 3122.2946 | 3016.4997 | 2938.3454 | 2750.3692 | 2745.618 | 2635.496 | 2553.6247 | 2442.1281 | 2267.9245 | 1943.2614 | 1914.965
|  | Diversified Total + Low Power | 4569.3099 | 4606.5555 | 4583.9577 | 4543.3634 | 4434.435 | 4397.0382 | 4217.4667 | 4094.5455 | 3952.1303 | 3696.7416 | 3569.6441 | 3455.2399 | 3286.8004 | 3108.8464 | 2887.9066 | 2621.4213 | 2432.8682 | 2239.7833 | 2110.2428 | 1944.7451 | 1805.5688 | 1686.3406 | 1582.7707 | 1489.1325 | 1390.4316 | 1265.5779 | 1219.9289
A5.1M - Electric Engagement: 1 in 20 peak day diversified demand
Source: National Grid
DS35 Using Power Base Case
|  | Diversified Peak | 2024/25 | 2025/26 | 2026/27 | 2027/28 | 2028/29 | 2029/30 | 2030/31 | 2031/32 | 2032/33 | 2033/34 | 2034/35 | 2035/36 | 2036/37 | 2037/38 | 2038/39 | 2039/40 | 2040/41 | 2041/42 | 2042/43 | 2043/44 | 2044/45 | 2045/46 | 2046/47 | 2047/48 | 2048/49 | 2049/50 | 2050/51
|  | 0-73.2 MWh | 2697.7111 | 2657.5253 | 2612.4772 | 2546.9788 | 2489.0069 | 2406.1501 | 2311.9808 | 2190.874 | 2077.0191 | 1949.3711 | 1824.0029 | 1657.8313 | 1509.2508 | 1347.8688 | 1187.7054 | 1024.1656 | 878.9569 | 732.641 | 596.4194 | 472.5398 | 367.5106 | 280.0198 | 203.3079 | 125.9442 | 66.6117 | 13.8726 | 1.7966e-11
|  | 73.2-732 MWh | 364.8556 | 367.7514 | 362.0305 | 351.6194 | 343.859 | 332.4788 | 312.1727 | 297.7846 | 284.3817 | 270.039 | 255.4891 | 235.1293 | 202.5434 | 182.0865 | 159.3875 | 135.5244 | 112.3415 | 90.3582 | 72.3257 | 57.4672 | 46.2949 | 35.9302 | 26.3827 | 16.5693 | 8.5771 | 1.8142 | 0.13052
|  | NDM > 732 MWh | 374.2739 | 375.3402 | 375.4663 | 362.4031 | 349.5668 | 336.8854 | 326.3407 | 311.9601 | 296.5875 | 277.0162 | 254.6299 | 224.7178 | 197.8653 | 170.4556 | 145.5692 | 123.4089 | 105.6592 | 90.3533 | 78.5364 | 68.168 | 60.4615 | 54.3628 | 50.8908 | 41.099 | 31.6186 | 24.3869 | 17.3168
|  | Total NDM | 3436.8406 | 3400.6169 | 3349.974 | 3261.0012 | 3182.4327 | 3075.5143 | 2950.4941 | 2800.6187 | 2657.9883 | 2496.4263 | 2334.1219 | 2117.6785 | 1909.6595 | 1700.4109 | 1492.662 | 1283.0989 | 1096.9577 | 913.3525 | 747.2816 | 598.175 | 474.267 | 370.3128 | 280.5815 | 183.6125 | 106.8074 | 40.0737 | 17.4473
|  | Total DM | 329.548 | 329.4707 | 327.5425 | 318.4543 | 310.0968 | 298.2436 | 274.0654 | 257.4539 | 243.7532 | 226.4906 | 204.3016 | 176.4952 | 153.4847 | 129.7337 | 109.6064 | 93.2675 | 79.5413 | 70.1255 | 63.6408 | 55.662 | 51.4399 | 47.1962 | 42.5499 | 50.7514 | 49.6672 | 49.8521 | 51.0452
|  | LDZ Shrinkage | 6.3123 | 6.063 | 6.3699 | 6.3296 | 6.2384 | 6.2356 | 6.3205 | 6.5302 | 6.6164 | 6.6301 | 6.6932 | 6.7417 | 3.8164 | 3.5205 | 3.1507 | 2.8104 | 2.463 | 2.1397 | 1.8356 | 1.5522 | 1.2849 | 1.063 | 0.86575 | 0.6978 | 0.54247 | 0.40822 | 0.29041
|  | Total LDZ | 3772.7009 | 3736.1506 | 3683.8864 | 3585.7852 | 3498.7678 | 3379.9935 | 3230.8801 | 3064.6028 | 2908.3579 | 2729.547 | 2545.1167 | 2300.9154 | 2066.9606 | 1833.6652 | 1605.4191 | 1379.1768 | 1178.962 | 985.6177 | 812.7579 | 655.3892 | 526.9918 | 418.572 | 323.9971 | 235.0617 | 157.017 | 90.334 | 68.7829
|  | NTS Industrial | 30.7165 | 30.696 | 30.6726 | 30.2512 | 37.6985 | 43.5766 | 49.7914 | 64.7345 | 74.1191 | 88.6779 | 110.2475 | 116.4179 | 154.9263 | 167.2825 | 164.7377 | 163.0232 | 160.2053 | 159.7182 | 160.7467 | 152.9924 | 143.852 | 142.2677 | 142.464 | 141.5417 | 142.6076 | 140.8564 | 140.5071
|  | Exports to Ireland | 334.2 | 380.4 | 397.7 | 436.3 | 412.2 | 397.8 | 391.5 | 379.9 | 362.6 | 332.5 | 313.5 | 295.5 | 278.5 | 262.4 | 256.5 | 241.2 | 226.9 | 214 | 201.7 | 190 | 178.9 | 168.4 | 158.4 | 148.8 | 139.7 | 131 | 122.7
|  | NTS Power Generation | 872.2608 | 920.8668 | 917.8735 | 962.6266 | 859.0069 | 809.7692 | 648.4646 | 582.0681 | 630.2404 | 616.242 | 598.3514 | 570.9643 | 573.3362 | 613.188 | 626.4726 | 699.0221 | 657.6959 | 641.7627 | 630.8831 | 612.2453 | 622.7606 | 623.7365 | 679.5909 | 711.8381 | 729.9111 | 770.5592 | 802.9379
|  | NTS Consumption | 1237.1772 | 1331.9628 | 1346.2461 | 1429.1778 | 1308.9054 | 1251.1458 | 1089.756 | 1026.7025 | 1066.9595 | 1037.4199 | 1022.0989 | 982.8822 | 1006.7625 | 1042.8705 | 1047.7103 | 1103.2453 | 1044.8012 | 1015.4809 | 993.3298 | 955.2378 | 945.5126 | 934.4041 | 980.4549 | 1002.1798 | 1012.2186 | 1042.4155 | 1066.145
|  | NTS Shrinkage | 7.3577 | 7.4306 | 7.2548 | 7.211 | 7.2747 | 7.0718 | 6.7035 | 6.1752 | 5.8468 | 5.747 | 5.2768 | 4.9329 | 4.4296 | 4.1619 | 3.9393 | 3.7247 | 3.4741 | 3.1198 | 2.8238 | 2.5491 | 2.3018 | 2.1177 | 1.8947 | 1.7678 | 1.6368 | 1.4572 | 1.3128
|  | Total excluding IUK & BBL | 5017.2359 | 5075.544 | 5037.3873 | 5022.174 | 4814.9479 | 4638.211 | 4327.3396 | 4097.4806 | 3981.1642 | 3772.7139 | 3572.4924 | 3288.7305 | 3078.1527 | 2880.6976 | 2657.0687 | 2486.1468 | 2227.2373 | 2004.2184 | 1808.9115 | 1613.176 | 1474.8062 | 1355.0939 | 1306.3467 | 1239.0093 | 1170.8725 | 1134.2067 | 1136.2407
|  | IUK & BBL Exports | 0 | 0 | 0 | 0 | 0 | 0 | 0 | 0 | 0 | 0 | 0 | 0 | 0 | 0 | 0 | 0 | 0 | 0 | 0 | 0 | 0 | 0 | 0 | 0 | 0 | 0 | 0
|  | Total including IUK | 5017.2359 | 5075.544 | 5037.3873 | 5022.174 | 4814.9479 | 4638.211 | 4327.3396 | 4097.4806 | 3981.1642 | 3772.7139 | 3572.4924 | 3288.7305 | 3078.1527 | 2880.6976 | 2657.0687 | 2486.1468 | 2227.2373 | 2004.2184 | 1808.9115 | 1613.176 | 1474.8062 | 1355.0939 | 1306.3467 | 1239.0093 | 1170.8725 | 1134.2067 | 1136.2407
|  | Total Undiversified | 5631.1488 | 5721.0696 | 5646.2999 | 5595.042 | 5463.4883 | 5338.3318 | 5009.2173 | 4504.7256 | 4466.6912 | 4511.7269 | 4358.52 | 3958.4988 | 3780.9629 | 3660.7776 | 3304.0474 | 3136.5349 | 2874.069 | 2642.5849 | 2378.4814 | 2059.7744 | 1907.6186 | 1778.5751 | 1671.4338 | 1584.3482 | 1495.5138 | 1418.0308 | 1385.9402
|  | Low power | 283.1268 | 278.9107 | 263.3479 | 281.1323 | 243.27 | 203.6201 | 145.3826 | 126.4611 | 157.2025 | 139.7909 | 145.5622 | 146.6002 | 133.7429 | 143.7041 | 177.8056 | 200.8429 | 191.6858 | 182.9906 | 181.8342 | 190.7531 | 189.288 | 179.4842 | 193.1691 | 197.459 | 188.419 | 169.577 | 171.0236
|  | High power | 1208.8411 | 1278.5263 | 1292.4767 | 1389.394 | 1309.9698 | 1218.659 | 937.3234 | 918.9296 | 990.0839 | 975.155 | 981.4319 | 949.92 | 953.1444 | 969.1576 | 1037.2102 | 1078.051 | 1005.5115 | 986.1035 | 924.1879 | 900.7057 | 920.9079 | 897.5304 | 980.9689 | 995.5555 | 991.5821 | 970.6079 | 983.4627
|  | Diversified Total + High Power | 5353.8162 | 5433.2035 | 5411.9905 | 5448.9414 | 5265.9108 | 5047.1008 | 4616.1984 | 4434.342 | 4341.0077 | 4131.6268 | 3955.5729 | 3667.6862 | 3457.9609 | 3236.6672 | 3067.8063 | 2865.1757 | 2575.0529 | 2348.5592 | 2102.2164 | 1901.6364 | 1772.9534 | 1628.8878 | 1607.7246 | 1522.7267 | 1432.5436 | 1334.2554 | 1316.7655
|  | Diversified Total + Low Power | 4428.1018 | 4433.5879 | 4382.8617 | 4340.6797 | 4199.2111 | 4032.0619 | 3824.2577 | 3641.8736 | 3508.1263 | 3296.2627 | 3119.7032 | 2864.3664 | 2638.5594 | 2411.2137 | 2208.4017 | 1987.9676 | 1761.2272 | 1545.4464 | 1359.8627 | 1191.6838 | 1041.3336 | 910.8416 | 819.9249 | 724.6302 | 629.3804 | 533.2246 | 504.3264
A5.1N - Holistic Transition: 1 in 20 peak day diversified demand
Source: National Grid
DS35 Using Power Base Case
|  | Diversified Peak | 2024/25 | 2025/26 | 2026/27 | 2027/28 | 2028/29 | 2029/30 | 2030/31 | 2031/32 | 2032/33 | 2033/34 | 2034/35 | 2035/36 | 2036/37 | 2037/38 | 2038/39 | 2039/40 | 2040/41 | 2041/42 | 2042/43 | 2043/44 | 2044/45 | 2045/46 | 2046/47 | 2047/48 | 2048/49 | 2049/50 | 2050/51
|  | 0-73.2 MWh | 2698.7593 | 2659.451 | 2612.7648 | 2546.5326 | 2488.7174 | 2410.4 | 2330.0329 | 2217.5942 | 2105.375 | 1975.7488 | 1847.6077 | 1688.8667 | 1528.9016 | 1366.3765 | 1204.2998 | 1038.8102 | 892.359 | 746.9922 | 608.8293 | 484.069 | 375.0506 | 280.9032 | 196.8427 | 129.4279 | 72.453 | 12.2128 | -4.4746e-13
|  | 73.2-732 MWh | 361.7983 | 361.1655 | 353.0962 | 343.4679 | 337.7272 | 327.2337 | 296.1317 | 282.2799 | 266.7427 | 250.0193 | 228.7126 | 203.6226 | 182.5619 | 160.1453 | 136.6614 | 115.3275 | 96.3653 | 79.425 | 64.1112 | 49.987 | 39.5002 | 30.8697 | 23.0424 | 15.663 | 9.1029 | 2.0812 | 0.59147
|  | NDM > 732 MWh | 374.937 | 373.1403 | 367.6477 | 345.3751 | 321.3387 | 300.4424 | 284.0058 | 266.2684 | 249.4669 | 230.3683 | 212.9889 | 189.33 | 166.5379 | 144.7734 | 124.9317 | 107.2087 | 92.2254 | 78.2052 | 67.5628 | 57.4887 | 49.1734 | 41.9634 | 35.3103 | 29.1123 | 24.0916 | 19.3428 | 15.443
|  | Total NDM | 3435.4947 | 3393.7569 | 3333.5087 | 3235.3755 | 3147.7833 | 3038.0761 | 2910.1703 | 2766.1425 | 2621.5847 | 2456.1363 | 2289.3092 | 2081.8193 | 1878.0014 | 1671.2952 | 1465.893 | 1261.3464 | 1080.9497 | 904.6224 | 740.5034 | 591.5446 | 463.7242 | 353.7363 | 255.1954 | 174.2032 | 105.6475 | 33.6367 | 16.0345
|  | Total DM | 325.9193 | 326.8017 | 322.7233 | 312.9226 | 303.32 | 282.7749 | 265.8884 | 250.447 | 234.1329 | 216.3652 | 194.657 | 158.0858 | 142.9815 | 127.3752 | 114.4581 | 103.7014 | 93.7309 | 86.6937 | 81.4142 | 76.1959 | 71.0273 | 65.6696 | 61.6329 | 59.2726 | 58.5708 | 64.3337 | 61.281
|  | LDZ Shrinkage | 6.3123 | 6.063 | 6.3699 | 6.3296 | 6.2384 | 6.2356 | 6.3205 | 6.5302 | 6.6164 | 6.6301 | 6.6932 | 6.7417 | 3.6603 | 3.3699 | 3.0329 | 2.7198 | 2.411 | 2.1068 | 1.8219 | 1.5632 | 1.3123 | 1.0877 | 0.88219 | 0.71153 | 0.54795 | 0.40822 | 0.29041
|  | Total LDZ | 3767.7263 | 3726.6215 | 3662.6019 | 3554.6277 | 3457.3416 | 3327.0866 | 3182.3793 | 3023.1197 | 2862.334 | 2679.1317 | 2490.6594 | 2246.6468 | 2024.6432 | 1802.0403 | 1583.3839 | 1367.7675 | 1177.0915 | 993.4229 | 823.7395 | 669.3038 | 536.0639 | 420.4936 | 317.7105 | 234.1873 | 164.7663 | 98.3787 | 77.606
|  | NTS Industrial | 30.6239 | 30.5067 | 38.1373 | 72.2398 | 105.3419 | 120.8943 | 125.8797 | 120.1593 | 147.9485 | 154.3155 | 160.2359 | 162.2828 | 167.5418 | 169.6048 | 156.6466 | 154.3493 | 153.0039 | 157.8652 | 173.8308 | 167.9713 | 177.0664 | 202.904 | 226.5002 | 237.6889 | 235.2728 | 223.6173 | 218.6089
|  | Exports to Ireland | 334.2 | 380.4 | 397.7 | 436.3 | 412.2 | 397.8 | 391.5 | 379.9 | 362.6 | 332.5 | 313.5 | 295.5 | 278.5 | 262.4 | 256.5 | 241.2 | 226.9 | 214 | 201.7 | 190 | 178.9 | 168.4 | 158.4 | 148.8 | 139.7 | 131 | 122.7
|  | NTS Power Generation | 830.8469 | 914.6122 | 919.4844 | 905.6987 | 784.1192 | 644.0016 | 466.2375 | 347.9605 | 322.0038 | 278.4994 | 245.4817 | 215.7642 | 172.9956 | 195.6652 | 190.981 | 232.6856 | 303.8979 | 296.2194 | 329.0686 | 352.1396 | 358.5166 | 400.0162 | 490.8955 | 508.1012 | 534.1299 | 572.8468 | 602.5307
|  | NTS Consumption | 1195.6708 | 1325.5189 | 1355.3216 | 1414.2386 | 1301.6611 | 1162.6958 | 983.6172 | 848.0198 | 832.5523 | 765.3149 | 719.2176 | 673.5469 | 619.0373 | 627.67 | 604.1276 | 628.2349 | 683.8018 | 668.0846 | 704.5994 | 710.1109 | 714.4831 | 771.3201 | 875.7957 | 894.5902 | 909.1027 | 927.4641 | 943.8396
|  | NTS Shrinkage | 7.3719 | 7.3996 | 7.2007 | 7.1874 | 7.292 | 7.0753 | 6.6299 | 6.1379 | 5.7219 | 5.509 | 4.9179 | 4.4714 | 4.095 | 3.7614 | 3.4861 | 3.1214 | 2.9196 | 2.7514 | 2.4658 | 2.2782 | 2.0317 | 1.933 | 1.8709 | 1.8911 | 1.7646 | 1.5928 | 1.4212
|  | Total excluding IUK & BBL | 4970.769 | 5059.54 | 5025.1243 | 4976.0537 | 4766.2948 | 4496.8577 | 4172.6264 | 3877.2774 | 3700.6083 | 3449.9556 | 3214.7949 | 2924.6651 | 2647.7755 | 2433.4717 | 2190.9976 | 1999.1239 | 1863.8129 | 1664.2589 | 1530.8046 | 1381.6928 | 1252.5787 | 1193.7467 | 1195.377 | 1130.6686 | 1075.6336 | 1027.4356 | 1022.8667
|  | IUK & BBL Exports | 0 | 0 | 0 | 0 | 0 | 0 | 0 | 0 | 0 | 0 | 0 | 0 | 0 | 0 | 0 | 0 | 0 | 0 | 0 | 0 | 0 | 0 | 0 | 0 | 0 | 0 | 0
|  | Total including IUK | 4970.769 | 5059.54 | 5025.1243 | 4976.0537 | 4766.2948 | 4496.8577 | 4172.6264 | 3877.2774 | 3700.6083 | 3449.9556 | 3214.7949 | 2924.6651 | 2647.7755 | 2433.4717 | 2190.9976 | 1999.1239 | 1863.8129 | 1664.2589 | 1530.8046 | 1381.6928 | 1252.5787 | 1193.7467 | 1195.377 | 1130.6686 | 1075.6336 | 1027.4356 | 1022.8667
|  | Total Undiversified | 5622.9324 | 5686.7855 | 5621.6923 | 5576.41 | 5469.3773 | 5264.4906 | 4801.8127 | 4165.4058 | 3946.6128 | 3772.7109 | 3614.3928 | 3325.9703 | 2923.6277 | 2684.774 | 2456.2175 | 2300.4198 | 2251.0862 | 2051.0955 | 1868.6552 | 1713.4194 | 1566.8675 | 1457.0196 | 1444.8589 | 1356.2794 | 1279.4748 | 1216.2625 | 1186.4718
|  | Low power | 264.3779 | 278.8304 | 266.868 | 259.9639 | 219.1688 | 144.5944 | 95.6917 | 77.8767 | 72.5866 | 49.4526 | 51.7365 | 53.9166 | 48.7349 | 57.7819 | 62.1466 | 76.3934 | 108.3047 | 96.6425 | 105.5427 | 108.8733 | 106.0115 | 118.4051 | 140.8515 | 134.6575 | 129.6225 | 114.479 | 114.5885
|  | High power | 1158.7071 | 1292.8115 | 1317.6793 | 1315.7027 | 1199.1993 | 910.0251 | 632.9651 | 519.8997 | 486.3783 | 393.0464 | 366.1191 | 305.2649 | 277.4811 | 293.1551 | 292.3746 | 348.8696 | 465.8353 | 448.9998 | 478.8575 | 506.5969 | 516.0548 | 561.4728 | 678.0365 | 681.136 | 684.0412 | 695.2542 | 712.7214
|  | Diversified Total + High Power | 4404.3 | 4423.7582 | 4372.5079 | 4330.3188 | 4201.3443 | 3997.4505 | 3802.0806 | 3607.1936 | 3451.1911 | 3220.9088 | 3021.0498 | 2762.8175 | 2523.5149 | 2295.5884 | 2062.1632 | 1842.8316 | 1668.2197 | 1464.682 | 1307.2787 | 1138.4265 | 1000.0735 | 912.1356 | 845.333 | 757.2248 | 671.1262 | 569.0678 | 534.9245
|  | Diversified Total + Low Power | 5298.6292 | 5437.7393 | 5423.3193 | 5386.0576 | 5181.3749 | 4762.8813 | 4339.354 | 4049.2166 | 3864.9828 | 3564.5026 | 3335.4323 | 3014.1658 | 2752.261 | 2530.9616 | 2292.3912 | 2115.3079 | 2025.7504 | 1817.0393 | 1680.5935 | 1536.1501 | 1410.1168 | 1355.2033 | 1382.518 | 1303.7034 | 1225.5448 | 1149.843 | 1133.0575
A5.1O - Five Year Forecast: 1 in 20 peak day diversified demand
Source: National Grid
DS35 Using Power Base Case
|  | National | 2024/25: 2024/25; 2025/26: 2025/26; 2026/27: 2026/27; 2027/28: 2027/28; 2028/29: 2028/29
|  | 0-73.2 MWh | 2024/25: 2841.5187; 2025/26: 2834.7669; 2026/27: 2788.7684; 2027/28: 2729.0242; 2028/29: 2687.1499
|  | 73.2-732 MWh | 2024/25: 377.0168; 2025/26: 383.9839; 2026/27: 383.9209; 2027/28: 378.9927; 2028/29: 376.1671
|  | NDM > 732 MWh | 2024/25: 365.1369; 2025/26: 363.3307; 2026/27: 360.3942; 2027/28: 344.0338; 2028/29: 323.0838
|  | Total NDM | 2024/25: 3583.6724; 2025/26: 3582.0814; 2026/27: 3533.0835; 2027/28: 3452.0507; 2028/29: 3386.4008
|  | Total DM | 2024/25: 302.2827; 2025/26: 305.8557; 2026/27: 305.2311; 2027/28: 297.821; 2028/29: 290.9834
|  | LDZ Shrinkage | 2024/25: 6.3123; 2025/26: 6.063; 2026/27: 6.3699; 2027/28: 6.3296; 2028/29: 6.2384
|  | Total LDZ | 2024/25: 3892.2674; 2025/26: 3894.0001; 2026/27: 3844.6844; 2027/28: 3756.2013; 2028/29: 3683.6225
|  | NTS Industrial | 2024/25: 30.7054; 2025/26: 30.954; 2026/27: 31.2119; 2027/28: 36.5379; 2028/29: 49.2243
|  | Exports to Ireland | 2024/25: 334.6; 2025/26: 383.1; 2026/27: 405.2; 2027/28: 446.7; 2028/29: 423.7
|  | NTS Power Generation | 2024/25: 970.3837; 2025/26: 982.3202; 2026/27: 938.9158; 2027/28: 1006.9788; 2028/29: 867.6325
|  | NTS Consumption | 2024/25: 1335.689; 2025/26: 1396.3742; 2026/27: 1375.3277; 2027/28: 1490.2167; 2028/29: 1340.5567
|  | NTS Shrinkage | 2024/25: 7.7468; 2025/26: 8.0175; 2026/27: 7.718; 2027/28: 7.6119; 2028/29: 7.685
|  | Total excluding IUK & BBL | 2024/25: 5235.7033; 2025/26: 5298.3918; 2026/27: 5227.7301; 2027/28: 5254.0299; 2028/29: 5031.8642
|  | IUK & BBL Exports | 2024/25: 0; 2025/26: 0; 2026/27: 0; 2027/28: 0; 2028/29: 0
|  | Total including IUK | 2024/25: 5235.7033; 2025/26: 5298.3918; 2026/27: 5227.7301; 2027/28: 5254.0299; 2028/29: 5031.8642
|  | Total Undiversified | 2024/25: 5828.0573; 2025/26: 5962.7507; 2026/27: 5896.902; 2027/28: 5861.465; 2028/29: 5740.4678
|  | Low power | 2024/25: 300.0332; 2025/26: 283.5539; 2026/27: 260.3188; 2027/28: 290.6033; 2028/29: 241.7039
|  | High power | 2024/25: 1168.3104; 2025/26: 1192.3579; 2026/27: 1160.8196; 2027/28: 1265.9779; 2028/29: 1138.2086
|  | Diversified Total + High Power | 2024/25: 5433.63; 2025/26: 5508.4295; 2026/27: 5449.6339; 2027/28: 5513.0291; 2028/29: 5302.4404
|  | Diversified Total + Low Power | 2024/25: 4565.3529; 2025/26: 4599.6255; 2026/27: 4549.1331; 2027/28: 4537.6544; 2028/29: 4405.9356

## 2024-2025 Average Load Curve
2024-2025 Average Load Curve
A5.1E - 2024/25 Load curve (Average) - Five Year Forecast
Source: National Grid
|  | Day number | NDM 0 - 73.2 MWh | NDM 73.2-732 MWh | NDM > 732 MWh | Total DM | LDZ Shrinkage | NTS Industrial | Exports to Ireland | NTS Power | NTS Shrinkage | IUK & BBL
|  | 1 | 2698.203 | 319.2268 | 340.6787 | 285.6236 | 6.3123 | 30.1894 | 282.0917 | 635.8649 | 7.7468 | 0
|  | 2 | 2479.1219 | 296.7914 | 323.917 | 275.9837 | 6.3123 | 30.1293 | 280.972 | 632.9447 | 7.7468 | 0
|  | 3 | 2383.1344 | 286.6354 | 315.9164 | 274.0967 | 6.3123 | 30.0709 | 279.8568 | 630.0394 | 7.7468 | 0
|  | 4 | 2320.6571 | 280.0322 | 309.659 | 272.0549 | 6.3123 | 30.014 | 278.7462 | 627.149 | 7.7468 | 0
|  | 5 | 2267.9523 | 275.31 | 306.5168 | 270.2818 | 6.3123 | 29.9587 | 277.6401 | 624.2735 | 7.7468 | 0
|  | 6 | 2227.4515 | 271.392 | 304.0451 | 268.5759 | 6.3123 | 29.9048 | 276.5387 | 621.413 | 7.7468 | 0
|  | 7 | 2193.6087 | 268.376 | 301.2277 | 267.2924 | 6.3123 | 29.8524 | 275.4422 | 618.5673 | 7.7468 | 0
|  | 8 | 2164.5352 | 264.0448 | 297.7836 | 266.3551 | 6.3123 | 29.8015 | 274.3504 | 615.7365 | 7.7468 | 0
|  | 9 | 2139.057 | 261.9227 | 295.81 | 265.2917 | 6.3123 | 29.752 | 273.2636 | 612.9207 | 7.7468 | 0
|  | 10 | 2115.3946 | 259.2458 | 292.7502 | 264.5222 | 6.3123 | 29.704 | 272.1818 | 610.1197 | 7.7468 | 0
|  | 11 | 2096.5493 | 256.1455 | 289.6129 | 263.4745 | 6.3123 | 29.6573 | 271.1051 | 607.3336 | 7.7468 | 0
|  | 12 | 2077.148 | 254.0544 | 287.5096 | 262.4781 | 6.3123 | 29.612 | 270.0336 | 604.5623 | 7.7468 | 0
|  | 13 | 2056.4986 | 252.7548 | 285.8378 | 261.5817 | 6.3123 | 29.5681 | 268.9673 | 601.806 | 7.7468 | 0
|  | 14 | 2045.1194 | 251.2039 | 284.5952 | 261.0065 | 6.3123 | 29.5255 | 267.9063 | 599.0646 | 7.7468 | 0
|  | 15 | 2033.4083 | 249.7558 | 283.3961 | 260.6166 | 6.3123 | 29.4842 | 266.8507 | 596.338 | 7.7468 | 0
|  | 16 | 2020.629 | 248.5435 | 282.975 | 260.2812 | 6.3123 | 29.4441 | 265.8007 | 593.6262 | 7.7468 | 0
|  | 17 | 2007.8273 | 247.7135 | 282.189 | 259.9509 | 6.3123 | 29.4054 | 264.7561 | 590.9294 | 7.7468 | 0
|  | 18 | 1995.4043 | 246.7576 | 281.3751 | 259.3956 | 6.3123 | 29.3678 | 263.7173 | 588.2474 | 7.7468 | 0
|  | 19 | 1983.5506 | 245.124 | 280.3666 | 259.1433 | 6.3123 | 29.3315 | 262.6841 | 585.5803 | 7.7468 | 0
|  | 20 | 1971.5975 | 243.7807 | 279.4067 | 258.6515 | 6.3123 | 29.2964 | 261.6567 | 582.928 | 7.7468 | 0
|  | 21 | 1959.8417 | 242.6338 | 278.0008 | 258.212 | 6.3123 | 29.2625 | 260.6353 | 580.2906 | 7.7468 | 0
|  | 22 | 1947.2104 | 241.7187 | 277.0695 | 257.9416 | 6.3123 | 29.2297 | 259.6197 | 577.668 | 7.7468 | 0
|  | 23 | 1935.9789 | 239.9739 | 275.9981 | 257.2414 | 6.3123 | 29.198 | 258.6102 | 575.0603 | 7.7468 | 0
|  | 24 | 1924.6538 | 238.3344 | 274.8321 | 256.6238 | 6.3123 | 29.1675 | 257.6069 | 572.4674 | 7.7468 | 0
|  | 25 | 1911.6815 | 237.5119 | 274.2551 | 256.2475 | 6.3123 | 29.138 | 256.6097 | 569.8894 | 7.7468 | 0
|  | 26 | 1899.773 | 236.3151 | 273.1203 | 255.7397 | 6.3123 | 29.1096 | 255.6188 | 567.3262 | 7.7468 | 0
|  | 27 | 1888.6768 | 234.841 | 271.4304 | 255.2517 | 6.3123 | 29.0822 | 254.6342 | 564.7778 | 7.7468 | 0
|  | 28 | 1877.2511 | 233.743 | 269.9684 | 254.4894 | 6.3123 | 29.0559 | 253.656 | 562.2443 | 7.7468 | 0
|  | 29 | 1866.0499 | 232.632 | 268.9814 | 253.9785 | 6.3123 | 29.0305 | 252.6844 | 559.7255 | 7.7468 | 0
|  | 30 | 1859.2131 | 232.0142 | 268.1348 | 253.6332 | 6.3123 | 29.0061 | 251.7194 | 557.2216 | 7.7468 | 0
|  | 31 | 1852.5592 | 231.2249 | 267.4314 | 253.1333 | 6.3123 | 28.9827 | 250.761 | 554.7326 | 7.7468 | 0
|  | 32 | 1846.7069 | 229.8057 | 266.3669 | 252.8229 | 6.3123 | 28.9602 | 249.8094 | 552.2583 | 7.7468 | 0
|  | 33 | 1840.2623 | 228.7175 | 265.4932 | 252.5829 | 6.3123 | 28.9386 | 248.8645 | 549.7989 | 7.7468 | 0
|  | 34 | 1833.2808 | 228.2729 | 264.563 | 252.2927 | 6.3123 | 28.9178 | 247.9266 | 547.3542 | 7.7468 | 0
|  | 35 | 1825.9135 | 227.6906 | 264.1562 | 252.0025 | 6.3123 | 28.898 | 246.9957 | 544.9244 | 7.7468 | 0
|  | 36 | 1818.8458 | 227.0724 | 263.4858 | 251.7123 | 6.3123 | 28.879 | 246.0718 | 542.5094 | 7.7468 | 0
|  | 37 | 1812.6391 | 226.4993 | 261.9094 | 251.4221 | 6.3123 | 28.8608 | 245.1551 | 540.1091 | 7.7468 | 0
|  | 38 | 1806.4753 | 225.4495 | 260.7665 | 251.1319 | 6.3123 | 28.8434 | 244.2456 | 537.7237 | 7.7468 | 0
|  | 39 | 1799.4849 | 224.7683 | 260.0819 | 250.8417 | 6.3123 | 28.8268 | 243.3434 | 535.353 | 7.7468 | 0
|  | 40 | 1793.3761 | 223.5827 | 259.0199 | 250.5515 | 6.3123 | 28.8109 | 242.4485 | 532.9972 | 7.7468 | 0
|  | 41 | 1786.449 | 222.9541 | 258.2193 | 250.2613 | 6.3123 | 28.7957 | 241.5611 | 530.6561 | 7.7468 | 0
|  | 42 | 1779.7925 | 221.9701 | 257.5195 | 249.9551 | 6.3123 | 28.7813 | 240.6813 | 528.3298 | 7.7468 | 0
|  | 43 | 1772.3735 | 221.3995 | 257.267 | 249.5507 | 6.3123 | 28.7675 | 239.809 | 526.0183 | 7.7468 | 0
|  | 44 | 1766.1064 | 220.0863 | 256.4846 | 249.2669 | 6.3123 | 28.7544 | 238.9445 | 523.7215 | 7.7468 | 0
|  | 45 | 1759.8965 | 218.8504 | 255.5676 | 248.9832 | 6.3123 | 28.742 | 238.0877 | 521.4396 | 7.7468 | 0
|  | 46 | 1753.5969 | 217.4755 | 254.8794 | 248.6994 | 6.3123 | 28.7302 | 237.2387 | 519.1724 | 7.7468 | 0
|  | 47 | 1747.2408 | 216.1551 | 254.0097 | 248.5991 | 6.3123 | 28.7189 | 236.3977 | 516.9199 | 7.7468 | 0
|  | 48 | 1740.8745 | 214.8415 | 253.3073 | 248.3348 | 6.3123 | 28.7083 | 235.5647 | 514.6823 | 7.7468 | 0
|  | 49 | 1734.2066 | 213.8949 | 252.5396 | 248.0705 | 6.3123 | 28.6981 | 234.7398 | 512.4593 | 7.7468 | 0
|  | 50 | 1727.9708 | 212.8491 | 251.4389 | 247.8063 | 6.3123 | 28.6886 | 233.923 | 510.2512 | 7.7468 | 0
|  | 51 | 1720.9895 | 212.1344 | 251.0179 | 247.277 | 6.3123 | 28.6795 | 233.1145 | 508.0578 | 7.7468 | 0
|  | 52 | 1714.0026 | 211.3653 | 250.4009 | 247.0033 | 6.3123 | 28.6709 | 232.3143 | 505.8791 | 7.7468 | 0
|  | 53 | 1707.4497 | 210.2365 | 249.7098 | 246.7296 | 6.3123 | 28.6628 | 231.5225 | 503.7152 | 7.7468 | 0
|  | 54 | 1700.6385 | 209.106 | 249.2787 | 246.4559 | 6.3123 | 28.6551 | 230.7392 | 501.566 | 7.7468 | 0
|  | 55 | 1693.6347 | 208.195 | 248.8207 | 246.1822 | 6.3123 | 28.6478 | 229.9644 | 499.4316 | 7.7468 | 0
|  | 56 | 1686.9984 | 207.3359 | 247.9433 | 245.9085 | 6.3123 | 28.6409 | 229.1983 | 497.3118 | 7.7468 | 0
|  | 57 | 1680.4013 | 206.4753 | 247.0282 | 245.6349 | 6.3123 | 28.6344 | 228.4408 | 495.2069 | 7.7468 | 0
|  | 58 | 1673.8179 | 205.6859 | 246.0282 | 245.3612 | 6.3123 | 28.6283 | 227.6922 | 493.1166 | 7.7468 | 0
|  | 59 | 1667.8532 | 204.9688 | 244.3371 | 245.0875 | 6.3123 | 28.6225 | 226.9525 | 491.0411 | 7.7468 | 0
|  | 60 | 1661.0757 | 204.1469 | 243.5636 | 244.8138 | 6.3123 | 28.617 | 226.2217 | 488.9803 | 7.7468 | 0
|  | 61 | 1654.4171 | 203.3339 | 242.6625 | 244.5401 | 6.3123 | 28.6118 | 225.4999 | 486.9342 | 7.7468 | 0
|  | 62 | 1647.3659 | 202.5707 | 242.104 | 244.2664 | 6.3123 | 28.6068 | 224.7872 | 484.9028 | 7.7468 | 0
|  | 63 | 1640.1587 | 202.1415 | 241.4497 | 243.9106 | 6.3123 | 28.6021 | 224.0838 | 482.8861 | 7.7468 | 0
|  | 64 | 1633.21 | 201.1388 | 241.0523 | 243.6129 | 6.3123 | 28.5976 | 223.3895 | 480.8842 | 7.7468 | 0
|  | 65 | 1626.4634 | 200.3386 | 240.3395 | 243.2261 | 6.3123 | 28.5933 | 222.7047 | 478.8969 | 7.7468 | 0
|  | 66 | 1619.0598 | 199.8252 | 239.8063 | 243.0297 | 6.3123 | 28.5892 | 222.0292 | 476.9244 | 7.7468 | 0
|  | 67 | 1612.1598 | 199.116 | 239.1449 | 242.6538 | 6.3123 | 28.5852 | 221.3633 | 474.9665 | 7.7468 | 0
|  | 68 | 1604.9417 | 198.6039 | 238.4978 | 242.3846 | 6.3123 | 28.5814 | 220.7069 | 473.0233 | 7.7468 | 0
|  | 69 | 1598.0203 | 197.971 | 237.5684 | 242.2218 | 6.3123 | 28.5776 | 220.0603 | 471.0948 | 7.7468 | 0
|  | 70 | 1591.5134 | 197.4616 | 236.3455 | 241.8145 | 6.3123 | 28.574 | 219.4233 | 469.1811 | 7.7468 | 0
|  | 71 | 1584.5173 | 196.9089 | 235.6238 | 241.4385 | 6.3123 | 28.5704 | 218.7962 | 467.2819 | 7.7468 | 0
|  | 72 | 1577.6778 | 196.1118 | 234.8789 | 241.1734 | 6.3123 | 28.5668 | 218.1789 | 465.3975 | 7.7468 | 0
|  | 73 | 1570.8943 | 195.3725 | 234.0202 | 240.9084 | 6.3123 | 28.5633 | 217.5717 | 463.5278 | 7.7468 | 0
|  | 74 | 1564.0633 | 194.5843 | 233.258 | 240.6434 | 6.3123 | 28.5598 | 216.9744 | 461.6727 | 7.7468 | 0
|  | 75 | 1556.9445 | 193.8473 | 232.7324 | 240.3784 | 6.3123 | 28.5563 | 216.3874 | 459.8323 | 7.7468 | 0
|  | 76 | 1551.3117 | 193.0444 | 232.1136 | 240.1133 | 6.3123 | 28.5527 | 215.8105 | 458.0065 | 7.7468 | 0
|  | 77 | 1546.0018 | 192.4341 | 231.4073 | 239.7584 | 6.3123 | 28.549 | 215.2439 | 456.1954 | 7.7468 | 0
|  | 78 | 1540.7256 | 191.7535 | 230.6648 | 239.4764 | 6.3123 | 28.5452 | 214.6877 | 454.399 | 7.7468 | 0
|  | 79 | 1535.6423 | 190.8668 | 229.9195 | 239.2103 | 6.3123 | 28.5414 | 214.142 | 452.6172 | 7.7468 | 0
|  | 80 | 1530.4408 | 190.371 | 228.9015 | 238.9442 | 6.3123 | 28.5374 | 213.6067 | 450.8501 | 7.7468 | 0
|  | 81 | 1524.6546 | 190.0656 | 228.2778 | 238.6781 | 6.3123 | 28.5332 | 213.0821 | 449.0976 | 7.7468 | 0
|  | 82 | 1519.0741 | 189.6322 | 227.5764 | 238.4121 | 6.3123 | 28.5289 | 212.5682 | 447.3598 | 7.7468 | 0
|  | 83 | 1512.9319 | 189.4131 | 227.2048 | 238.1635 | 6.3123 | 28.5243 | 212.065 | 445.6366 | 7.7468 | 0
|  | 84 | 1507.0661 | 189.0088 | 226.7537 | 237.9033 | 6.3123 | 28.5195 | 211.5727 | 443.9281 | 7.7468 | 0
|  | 85 | 1501.2799 | 188.5184 | 226.3108 | 237.6414 | 6.3123 | 28.5145 | 211.0913 | 442.2342 | 7.7468 | 0
|  | 86 | 1495.3643 | 188.1063 | 225.9214 | 237.3772 | 6.3123 | 28.5093 | 210.6209 | 440.5549 | 7.7468 | 0
|  | 87 | 1489.6815 | 187.5546 | 225.4274 | 237.1242 | 6.3123 | 28.5037 | 210.1615 | 438.8903 | 7.7468 | 0
|  | 88 | 1484.7139 | 186.7118 | 224.5094 | 236.8713 | 6.3123 | 28.4978 | 209.7134 | 437.2402 | 7.7468 | 0
|  | 89 | 1478.9425 | 186.3145 | 223.9496 | 236.6184 | 6.3123 | 28.4916 | 209.2764 | 435.6048 | 7.7468 | 0
|  | 90 | 1473.8586 | 185.6929 | 222.9267 | 236.3654 | 6.3123 | 28.485 | 208.8508 | 433.9841 | 7.7468 | 0
|  | 91 | 1468.5435 | 184.8576 | 222.3486 | 236.1125 | 6.3123 | 28.478 | 208.4366 | 432.3779 | 7.7468 | 0
|  | 92 | 1462.9293 | 184.4219 | 221.67 | 235.8596 | 6.3123 | 28.4707 | 208.0338 | 430.7863 | 7.7468 | 0
|  | 93 | 1457.7769 | 183.3906 | 221.1253 | 235.6066 | 6.3123 | 28.4629 | 207.6426 | 429.2094 | 7.7468 | 0
|  | 94 | 1451.9094 | 182.9639 | 220.691 | 235.3537 | 6.3123 | 28.4547 | 207.2627 | 427.6468 | 7.7468 | 0
|  | 95 | 1446.4921 | 182.3199 | 220.0084 | 235.1163 | 6.3123 | 28.4461 | 206.894 | 426.0987 | 7.7468 | 0
|  | 96 | 1440.8616 | 181.7594 | 219.4587 | 234.8756 | 6.3123 | 28.4371 | 206.5362 | 424.5647 | 7.7468 | 0
|  | 97 | 1435.5141 | 181.1164 | 218.7086 | 234.6348 | 6.3123 | 28.4277 | 206.1891 | 423.0447 | 7.7468 | 0
|  | 98 | 1429.8053 | 180.4855 | 218.3077 | 234.394 | 6.3123 | 28.4179 | 205.8526 | 421.5386 | 7.7468 | 0
|  | 99 | 1424.3408 | 179.8389 | 217.6782 | 234.1532 | 6.3123 | 28.4077 | 205.5265 | 420.0463 | 7.7468 | 0
|  | 100 | 1418.7177 | 179.3036 | 217.096 | 233.9125 | 6.3123 | 28.3972 | 205.2105 | 418.5675 | 7.7468 | 0
|  | 101 | 1413.1387 | 178.7277 | 216.5035 | 233.6784 | 6.3123 | 28.3862 | 204.9044 | 417.1023 | 7.7468 | 0
|  | 102 | 1407.5612 | 178.1117 | 215.9363 | 233.4578 | 6.3123 | 28.375 | 204.6081 | 415.6503 | 7.7468 | 0
|  | 103 | 1402.1535 | 177.6343 | 215.0713 | 233.2264 | 6.3123 | 28.3633 | 204.3213 | 414.2116 | 7.7468 | 0
|  | 104 | 1397.018 | 176.6904 | 214.4008 | 232.9949 | 6.3123 | 28.3514 | 204.0439 | 412.7858 | 7.7468 | 0
|  | 105 | 1391.5053 | 175.9229 | 213.9311 | 232.7635 | 6.3123 | 28.339 | 203.7756 | 411.373 | 7.7468 | 0
|  | 106 | 1385.9132 | 175.2398 | 213.4563 | 232.5321 | 6.3123 | 28.3264 | 203.5162 | 409.9729 | 7.7468 | 0
|  | 107 | 1380.3833 | 174.6674 | 212.8086 | 232.3007 | 6.3123 | 28.3134 | 203.2656 | 408.5854 | 7.7468 | 0
|  | 108 | 1374.5183 | 174.2168 | 212.3742 | 232.0693 | 6.3123 | 28.3001 | 203.0235 | 407.2103 | 7.7468 | 0
|  | 109 | 1369.0292 | 173.5487 | 211.7815 | 231.8379 | 6.3123 | 28.2865 | 202.7898 | 405.8476 | 7.7468 | 0
|  | 110 | 1363.5011 | 172.9142 | 211.194 | 231.6065 | 6.3123 | 28.2726 | 202.5642 | 404.4971 | 7.7468 | 0
|  | 111 | 1357.9869 | 172.248 | 210.6311 | 231.3684 | 6.3123 | 28.2584 | 202.3465 | 403.1585 | 7.7468 | 0
|  | 112 | 1352.443 | 171.7294 | 209.9356 | 231.145 | 6.3123 | 28.2439 | 202.1366 | 401.8319 | 7.7468 | 0
|  | 113 | 1346.908 | 170.952 | 209.4901 | 230.9216 | 6.3123 | 28.2291 | 201.9342 | 400.517 | 7.7468 | 0
|  | 114 | 1341.5235 | 170.2077 | 208.8608 | 230.6982 | 6.3123 | 28.214 | 201.7391 | 399.2137 | 7.7468 | 0
|  | 115 | 1335.8209 | 169.7926 | 208.2206 | 230.4748 | 6.3123 | 28.1987 | 201.5511 | 397.9219 | 7.7468 | 0
|  | 116 | 1330.6692 | 168.8307 | 207.5762 | 230.2514 | 6.3123 | 28.1831 | 201.3701 | 396.6414 | 7.7468 | 0
|  | 117 | 1325.3474 | 167.8934 | 207.0773 | 230.028 | 6.3123 | 28.1673 | 201.1958 | 395.372 | 7.7468 | 0
|  | 118 | 1319.534 | 167.2885 | 206.7376 | 229.8046 | 6.3123 | 28.1512 | 201.0281 | 394.1137 | 7.7468 | 0
|  | 119 | 1313.6809 | 166.8767 | 206.2445 | 229.5812 | 6.3123 | 28.1348 | 200.8667 | 392.8663 | 7.7468 | 0
|  | 120 | 1307.7144 | 166.6014 | 205.7226 | 229.3636 | 6.3123 | 28.1183 | 200.7114 | 391.6296 | 7.7468 | 0
|  | 121 | 1302.2425 | 165.998 | 205.032 | 229.1481 | 6.3123 | 28.1015 | 200.562 | 390.4035 | 7.7468 | 0
|  | 122 | 1296.6989 | 165.2494 | 204.557 | 228.9339 | 6.3123 | 28.0844 | 200.4183 | 389.1878 | 7.7468 | 0
|  | 123 | 1291.2001 | 164.53 | 204.0079 | 228.7197 | 6.3123 | 28.0672 | 200.2802 | 387.9825 | 7.7468 | 0
|  | 124 | 1285.5956 | 163.8485 | 203.5498 | 228.4825 | 6.3123 | 28.0497 | 200.1474 | 386.7873 | 7.7468 | 0
|  | 125 | 1280.2578 | 163.0785 | 202.8912 | 228.2674 | 6.3123 | 28.0321 | 200.0197 | 385.6022 | 7.7468 | 0
|  | 126 | 1274.6187 | 162.3547 | 202.3523 | 228.1879 | 6.3123 | 28.0143 | 199.8969 | 384.427 | 7.7468 | 0
|  | 127 | 1269.3753 | 161.5692 | 201.5368 | 228.051 | 6.3123 | 27.9962 | 199.7789 | 383.2614 | 7.7468 | 0
|  | 128 | 1263.3171 | 161.2655 | 201.0934 | 227.8748 | 6.3123 | 27.978 | 199.6654 | 382.1055 | 7.7468 | 0
|  | 129 | 1257.1293 | 160.9117 | 200.8427 | 227.6858 | 6.3123 | 27.9597 | 199.5561 | 380.959 | 7.7468 | 0
|  | 130 | 1251.0812 | 160.5605 | 200.4912 | 227.4552 | 6.3123 | 27.9411 | 199.4511 | 379.8219 | 7.7468 | 0
|  | 131 | 1245.3937 | 160.2154 | 199.7938 | 227.2037 | 6.3123 | 27.9224 | 199.3499 | 378.6939 | 7.7468 | 0
|  | 132 | 1239.8652 | 159.774 | 198.9307 | 227.0554 | 6.3123 | 27.9036 | 199.2524 | 377.5749 | 7.7468 | 0
|  | 133 | 1233.2962 | 159.2968 | 198.532 | 226.9071 | 6.3123 | 27.8846 | 199.1585 | 376.4648 | 7.7468 | 0
|  | 134 | 1226.0753 | 158.4794 | 198.0984 | 226.8033 | 6.3123 | 27.8655 | 199.0678 | 375.3635 | 7.7468 | 0
|  | 135 | 1219.1789 | 157.7436 | 197.2114 | 226.7468 | 6.3123 | 27.8462 | 198.9803 | 374.2707 | 7.7468 | 0
|  | 136 | 1212.4542 | 156.8614 | 196.3874 | 226.6019 | 6.3123 | 27.8268 | 198.8957 | 373.1864 | 7.7468 | 0
|  | 137 | 1205.4983 | 156.0835 | 195.6904 | 226.4571 | 6.3123 | 27.8073 | 198.8138 | 372.1104 | 7.7468 | 0
|  | 138 | 1198.9287 | 155.1438 | 194.769 | 226.3123 | 6.3123 | 27.7877 | 198.7344 | 371.0425 | 7.7468 | 0
|  | 139 | 1191.8314 | 154.2958 | 194.2834 | 226.1674 | 6.3123 | 27.768 | 198.6573 | 369.9827 | 7.7468 | 0
|  | 140 | 1185.1489 | 153.439 | 193.3935 | 226.021 | 6.3123 | 27.7482 | 198.5823 | 368.9307 | 7.7468 | 0
|  | 141 | 1178.2287 | 152.6338 | 192.6918 | 225.8724 | 6.3123 | 27.7283 | 198.5092 | 367.8865 | 7.7468 | 3
|  | 142 | 1170.9023 | 152.1418 | 192.0735 | 225.7334 | 6.3123 | 27.7083 | 198.4378 | 366.8499 | 7.7468 | 6
|  | 143 | 1163.8909 | 151.3873 | 191.4028 | 225.5945 | 6.3123 | 27.6883 | 198.368 | 365.8207 | 7.7468 | 9
|  | 144 | 1156.6534 | 150.7285 | 190.8623 | 225.4555 | 6.3123 | 27.6682 | 198.2994 | 364.7988 | 7.7468 | 12
|  | 145 | 1149.0682 | 150.2876 | 190.4518 | 225.3165 | 6.3123 | 27.648 | 198.2319 | 363.7841 | 7.7468 | 14
|  | 146 | 1141.3907 | 149.9498 | 190.0122 | 225.1957 | 6.3123 | 27.6278 | 198.1654 | 362.7764 | 7.7468 | 17
|  | 147 | 1134.0004 | 149.4074 | 189.4742 | 225.0908 | 6.3123 | 27.6075 | 198.0995 | 361.7756 | 7.7468 | 20
|  | 148 | 1126.4289 | 148.9424 | 189.063 | 224.9627 | 6.3123 | 27.5872 | 198.0341 | 360.7815 | 7.7468 | 23
|  | 149 | 1118.7875 | 148.5071 | 188.7087 | 224.8179 | 6.3123 | 27.5668 | 197.9691 | 359.794 | 7.7468 | 26
|  | 150 | 1112.4559 | 147.2263 | 187.8619 | 224.7016 | 6.3123 | 27.5465 | 197.9041 | 358.8129 | 7.7468 | 29
|  | 151 | 1105.0803 | 146.5753 | 187.4292 | 224.5852 | 6.3123 | 27.5261 | 197.839 | 357.8382 | 7.7468 | 32
|  | 152 | 1098.1612 | 145.6802 | 186.7841 | 224.4688 | 6.3123 | 27.5057 | 197.7736 | 356.8696 | 7.7468 | 34
|  | 153 | 1090.9989 | 144.9466 | 186.2207 | 224.3525 | 6.3123 | 27.4853 | 197.7077 | 355.907 | 7.7468 | 37
|  | 154 | 1083.7024 | 144.2815 | 185.723 | 224.2361 | 6.3123 | 27.4649 | 197.6411 | 354.9502 | 7.7468 | 40
|  | 155 | 1076.5047 | 143.7761 | 184.9668 | 224.1197 | 6.3123 | 27.4445 | 197.5736 | 353.9993 | 7.7468 | 43
|  | 156 | 1069.4954 | 142.8175 | 184.4753 | 224.0034 | 6.3123 | 27.4241 | 197.505 | 353.0539 | 7.7468 | 46
|  | 157 | 1062.6204 | 142.0734 | 183.6352 | 223.887 | 6.3123 | 27.4038 | 197.4351 | 352.1139 | 7.7468 | 49
|  | 158 | 1055.7324 | 141.227 | 182.9629 | 223.718 | 6.3123 | 27.3835 | 197.3637 | 351.1792 | 7.7468 | 51
|  | 159 | 1048.5475 | 140.573 | 182.3579 | 223.5862 | 6.3123 | 27.3632 | 197.2905 | 350.2497 | 7.7468 | 54
|  | 160 | 1041.1127 | 139.9685 | 181.9231 | 223.4848 | 6.3123 | 27.3429 | 197.2155 | 349.3252 | 7.7468 | 57
|  | 161 | 1033.6042 | 139.3848 | 181.5411 | 223.3833 | 6.3123 | 27.3228 | 197.1383 | 348.4056 | 7.7468 | 60
|  | 162 | 1026.1243 | 138.9079 | 181.0237 | 223.2818 | 6.3123 | 27.3026 | 197.0588 | 347.4907 | 7.7468 | 63
|  | 163 | 1018.8612 | 138.0749 | 180.6455 | 223.1803 | 6.3123 | 27.2826 | 196.9768 | 346.5804 | 7.7468 | 65
|  | 164 | 1011.2586 | 137.6282 | 180.2141 | 223.0855 | 6.3123 | 27.2626 | 196.8921 | 345.6745 | 7.7468 | 68
|  | 165 | 1003.5666 | 137.1797 | 179.8614 | 223.003 | 6.3123 | 27.2427 | 196.8045 | 344.7729 | 7.7468 | 71
|  | 166 | 996.5276 | 136.4738 | 179.1131 | 222.9205 | 6.3123 | 27.2229 | 196.7137 | 343.8755 | 7.7468 | 74
|  | 167 | 989.3312 | 135.7972 | 178.493 | 222.838 | 6.3123 | 27.2032 | 196.6197 | 342.982 | 7.7468 | 77
|  | 168 | 981.9106 | 135.252 | 177.9657 | 222.7555 | 6.3123 | 27.1835 | 196.5221 | 342.0925 | 7.7468 | 79
|  | 169 | 974.9296 | 134.2914 | 177.3891 | 222.6979 | 6.3123 | 27.164 | 196.4208 | 341.2067 | 7.7468 | 82
|  | 170 | 967.7066 | 133.5561 | 176.8474 | 222.6222 | 6.3123 | 27.1446 | 196.3155 | 340.3244 | 7.7468 | 85
|  | 171 | 960.1532 | 133.11 | 176.3469 | 222.5465 | 6.3123 | 27.1253 | 196.2062 | 339.4456 | 7.7468 | 88
|  | 172 | 953.1627 | 132.293 | 175.6545 | 222.4709 | 6.3123 | 27.1062 | 196.0925 | 338.5701 | 7.7468 | 91
|  | 173 | 945.9073 | 131.6592 | 175.023 | 222.4158 | 6.3123 | 27.0872 | 195.9743 | 337.6977 | 7.7468 | 93
|  | 174 | 938.4896 | 130.9264 | 174.647 | 222.3667 | 6.3123 | 27.0683 | 195.8513 | 336.8283 | 7.7468 | 96
|  | 175 | 931.274 | 129.9591 | 174.2845 | 222.3365 | 6.3123 | 27.0496 | 195.7235 | 335.9618 | 7.7468 | 99
|  | 176 | 924.4368 | 128.847 | 173.6916 | 222.3029 | 6.3123 | 27.031 | 195.5905 | 335.098 | 7.7468 | 102
|  | 177 | 917.0612 | 128.2033 | 173.1758 | 222.2625 | 6.3123 | 27.0126 | 195.4522 | 334.2368 | 7.7468 | 104
|  | 178 | 910.0979 | 127.2539 | 172.5521 | 222.2231 | 6.3123 | 26.9944 | 195.3083 | 333.3781 | 7.7468 | 107
|  | 179 | 902.4982 | 126.5634 | 172.3041 | 222.1857 | 6.3123 | 26.9763 | 195.1587 | 332.5216 | 7.7468 | 110
|  | 180 | 895.1278 | 126.0006 | 171.6853 | 222.1508 | 6.3123 | 26.9585 | 195.0032 | 331.6673 | 7.7468 | 112
|  | 181 | 887.4794 | 125.5054 | 171.2523 | 222.1347 | 6.3123 | 26.9408 | 194.8416 | 330.8149 | 7.7468 | 115
|  | 182 | 880.2446 | 124.9597 | 170.4636 | 222.111 | 6.3123 | 26.9233 | 194.6736 | 329.9645 | 7.7468 | 118
|  | 183 | 872.3229 | 124.4423 | 170.3335 | 222.0872 | 6.3123 | 26.906 | 194.4991 | 329.1157 | 7.7468 | 120
|  | 184 | 865.1893 | 123.6693 | 169.671 | 222.0635 | 6.3123 | 26.889 | 194.3179 | 328.2686 | 7.7468 | 123
|  | 185 | 857.7941 | 122.9936 | 169.1727 | 222.0397 | 6.3123 | 26.8721 | 194.1302 | 327.4235 | 7.7468 | 126
|  | 186 | 850.6419 | 122.1596 | 168.5926 | 222.0131 | 6.3123 | 26.8555 | 193.9361 | 326.5805 | 7.7468 | 128
|  | 187 | 843.7427 | 121.2261 | 167.8591 | 221.9865 | 6.3123 | 26.8391 | 193.7358 | 325.7402 | 7.7468 | 131
|  | 188 | 836.4848 | 120.4523 | 167.3244 | 221.9599 | 6.3123 | 26.8229 | 193.5295 | 324.9028 | 7.7468 | 134
|  | 189 | 829.4684 | 119.5545 | 166.6724 | 221.9333 | 6.3123 | 26.8069 | 193.3174 | 324.0688 | 7.7468 | 136
|  | 190 | 822.3691 | 118.6481 | 166.1119 | 221.9067 | 6.3123 | 26.7912 | 193.0997 | 323.2383 | 7.7468 | 139
|  | 191 | 814.8202 | 117.9848 | 165.7578 | 221.8801 | 6.3123 | 26.7756 | 192.8766 | 322.4118 | 7.7468 | 141
|  | 192 | 807.6246 | 117.196 | 165.1758 | 221.8535 | 6.3123 | 26.7603 | 192.6482 | 321.5896 | 7.7468 | 144
|  | 193 | 800.1566 | 116.4509 | 164.8227 | 221.8269 | 6.3123 | 26.7452 | 192.4147 | 320.7721 | 7.7468 | 147
|  | 194 | 793.183 | 115.4492 | 164.2317 | 221.8003 | 6.3123 | 26.7303 | 192.1764 | 319.9596 | 7.7468 | 149
|  | 195 | 785.9268 | 114.7196 | 163.699 | 221.7259 | 6.3123 | 26.7157 | 191.9333 | 319.1524 | 7.7468 | 152
|  | 196 | 778.8531 | 114.1132 | 162.8459 | 221.6661 | 6.3123 | 26.7013 | 191.6858 | 318.3508 | 7.7468 | 154
|  | 197 | 771.8862 | 113.2641 | 162.0776 | 221.6576 | 6.3123 | 26.6871 | 191.4339 | 317.5553 | 7.7468 | 157
|  | 198 | 764.4337 | 112.5955 | 161.6143 | 221.649 | 6.3123 | 26.6731 | 191.1779 | 316.7662 | 7.7468 | 159
|  | 199 | 756.9363 | 111.9804 | 161.1426 | 221.6405 | 6.3123 | 26.6594 | 190.918 | 315.9838 | 7.7468 | 162
|  | 200 | 749.2533 | 111.3581 | 160.8635 | 221.6319 | 6.3123 | 26.6459 | 190.6542 | 315.2084 | 7.7468 | 164
|  | 201 | 741.805 | 110.933 | 160.1525 | 221.6234 | 6.3123 | 26.6326 | 190.3869 | 314.4404 | 7.7468 | 167
|  | 202 | 734.5264 | 110.2009 | 159.5789 | 221.6148 | 6.3123 | 26.6196 | 190.1162 | 313.6801 | 7.7468 | 169
|  | 203 | 727.951 | 109.0241 | 158.7468 | 221.6063 | 6.3123 | 26.6067 | 189.8423 | 312.9279 | 7.7468 | 171
|  | 204 | 720.467 | 108.4144 | 158.2561 | 221.5977 | 6.3123 | 26.5942 | 189.5653 | 312.1842 | 7.7468 | 174
|  | 205 | 713.2544 | 107.7641 | 157.5346 | 221.5892 | 6.3123 | 26.5818 | 189.2855 | 311.4491 | 7.7468 | 176
|  | 206 | 706.4951 | 106.5171 | 156.9566 | 221.5806 | 6.3123 | 26.5697 | 189.0031 | 310.7232 | 7.7468 | 179
|  | 207 | 699.0773 | 105.8085 | 156.5218 | 221.549 | 6.3123 | 26.5579 | 188.7182 | 310.0067 | 7.7468 | 181
|  | 208 | 691.564 | 105.2171 | 156.0923 | 221.4903 | 6.3123 | 26.5462 | 188.431 | 309.3 | 7.7468 | 183
|  | 209 | 683.4106 | 104.9699 | 155.8928 | 221.4975 | 6.3123 | 26.5348 | 188.1417 | 308.6035 | 7.7468 | 186
|  | 210 | 675.9029 | 104.45 | 155.52 | 221.305 | 6.3123 | 26.5237 | 187.8505 | 307.9174 | 7.7468 | 188
|  | 211 | 668.2129 | 103.9857 | 155.2915 | 221.095 | 6.3123 | 26.5128 | 187.5575 | 307.2421 | 7.7468 | 190
|  | 212 | 660.6015 | 103.5848 | 154.9169 | 220.8889 | 6.3123 | 26.5021 | 187.263 | 306.5779 | 7.7468 | 193
|  | 213 | 652.8449 | 103.034 | 154.6204 | 220.9 | 6.3123 | 26.4917 | 186.9672 | 305.9253 | 7.7468 | 195
|  | 214 | 645.0415 | 102.6377 | 154.2162 | 220.911 | 6.3123 | 26.4815 | 186.6702 | 305.2844 | 7.7468 | 197
|  | 215 | 637.5761 | 102.1067 | 153.6085 | 220.9221 | 6.3123 | 26.4716 | 186.3722 | 304.6558 | 7.7468 | 199
|  | 216 | 630.6542 | 100.9145 | 153.1187 | 220.9332 | 6.3123 | 26.4619 | 186.0734 | 304.0397 | 7.7468 | 201
|  | 217 | 623.9369 | 99.9653 | 152.3969 | 220.7286 | 6.3123 | 26.4525 | 185.774 | 303.4364 | 7.7468 | 204
|  | 218 | 616.7732 | 99.1729 | 151.8468 | 220.6419 | 6.3123 | 26.4433 | 185.4742 | 302.8463 | 7.7468 | 206
|  | 219 | 610.43 | 97.7162 | 151.0608 | 220.6349 | 6.3123 | 26.4344 | 185.1741 | 302.2698 | 7.7468 | 208
|  | 220 | 603.5611 | 96.6947 | 150.332 | 220.6613 | 6.3123 | 26.4257 | 184.874 | 301.7072 | 7.7468 | 210
|  | 221 | 596.3636 | 95.963 | 149.6816 | 220.6479 | 6.3123 | 26.4173 | 184.574 | 301.1588 | 7.7468 | 212
|  | 222 | 589.3914 | 94.9016 | 149.1357 | 220.6345 | 6.3123 | 26.4091 | 184.2743 | 300.6249 | 7.7468 | 214
|  | 223 | 581.6193 | 94.4423 | 148.7933 | 220.6155 | 6.3123 | 26.4012 | 183.9751 | 300.106 | 7.7468 | 216
|  | 224 | 574.3793 | 93.6344 | 148.2921 | 220.5716 | 6.3123 | 26.3935 | 183.6765 | 299.6024 | 7.7468 | 218
|  | 225 | 567.972 | 92.3386 | 147.5801 | 220.3938 | 6.3123 | 26.3861 | 183.3789 | 299.1143 | 7.7468 | 220
|  | 226 | 561.5449 | 91.236 | 147.2533 | 219.6575 | 6.3123 | 26.379 | 183.0823 | 298.6421 | 7.7468 | 222
|  | 227 | 556.9208 | 91.1939 | 147.2533 | 219.038 | 6.3123 | 26.3721 | 182.787 | 298.1863 | 7.7468 | 224
|  | 228 | 552.1612 | 90.8448 | 147.2444 | 218.8765 | 6.3123 | 26.3655 | 182.493 | 297.7471 | 7.7468 | 226
|  | 229 | 547.464 | 90.4554 | 147.159 | 218.7692 | 6.3123 | 26.3591 | 182.2007 | 297.3248 | 7.7468 | 228
|  | 230 | 542.8818 | 90.0178 | 147.0069 | 218.6619 | 6.3123 | 26.353 | 181.9102 | 296.9198 | 7.7468 | 230
|  | 231 | 538.2377 | 89.7652 | 146.8291 | 218.457 | 6.3123 | 26.3471 | 181.6217 | 296.5325 | 7.7468 | 232
|  | 232 | 533.5229 | 89.6753 | 146.5975 | 218.2141 | 6.3123 | 26.3416 | 181.3353 | 296.1632 | 7.7468 | 234
|  | 233 | 529.5142 | 89.17 | 145.9377 | 218.1086 | 6.3123 | 26.3363 | 181.0513 | 295.8122 | 7.7468 | 236
|  | 234 | 525.6631 | 88.5889 | 145.1961 | 218.0032 | 6.3123 | 26.3312 | 180.7698 | 295.4799 | 7.7468 | 237
|  | 235 | 521.5933 | 87.8094 | 144.8717 | 217.8977 | 6.3123 | 26.3264 | 180.4911 | 295.1666 | 7.7468 | 239
|  | 236 | 517.1409 | 87.4997 | 144.4599 | 217.7922 | 6.3123 | 26.3219 | 180.2152 | 294.8727 | 7.7468 | 239
|  | 237 | 513.1077 | 86.7585 | 144.0325 | 217.7148 | 6.3123 | 26.3177 | 179.9425 | 294.5985 | 7.7468 | 241
|  | 238 | 508.9758 | 86.0192 | 143.6887 | 217.6506 | 6.3123 | 26.3137 | 179.673 | 294.3443 | 7.7468 | 241
|  | 239 | 504.5036 | 85.4711 | 143.4939 | 217.5864 | 6.3123 | 26.31 | 179.407 | 294.1104 | 7.7468 | 243
|  | 240 | 499.8629 | 85.138 | 143.2528 | 217.5221 | 6.3123 | 26.3066 | 179.1447 | 293.8974 | 7.7468 | 243
|  | 241 | 495.0459 | 84.8201 | 143.1726 | 217.4579 | 6.3123 | 26.3035 | 178.8862 | 293.7053 | 7.7468 | 245
|  | 242 | 490.0723 | 84.6862 | 143.0651 | 217.3937 | 6.3123 | 26.3006 | 178.6317 | 293.5347 | 7.7468 | 245
|  | 243 | 485.2835 | 84.4358 | 142.8961 | 217.3226 | 6.3123 | 26.298 | 178.3814 | 293.3859 | 7.7468 | 246
|  | 244 | 480.6636 | 84.1892 | 142.6921 | 217.1138 | 6.3123 | 26.2957 | 178.1356 | 293.2591 | 7.7468 | 246
|  | 245 | 476.4436 | 83.9044 | 142.1265 | 216.905 | 6.3123 | 26.2936 | 177.8943 | 293.1548 | 7.7468 | 248
|  | 246 | 472.1061 | 83.4856 | 141.9192 | 216.5893 | 6.3123 | 26.2919 | 177.6577 | 293.0733 | 7.7468 | 248
|  | 247 | 468.0237 | 83.0349 | 141.6354 | 216.127 | 6.3123 | 26.2904 | 177.4261 | 293.0148 | 7.7468 | 250
|  | 248 | 463.6245 | 82.7988 | 141.3598 | 215.7585 | 6.3123 | 26.2892 | 177.1997 | 292.9799 | 7.7468 | 250
|  | 249 | 459.4469 | 82.3269 | 141.0315 | 215.4572 | 6.3123 | 26.2883 | 176.9786 | 292.9687 | 7.7468 | 251
|  | 250 | 455.3765 | 81.562 | 140.6971 | 215.3476 | 6.3123 | 26.2877 | 176.7629 | 292.9817 | 7.7468 | 251
|  | 251 | 450.6792 | 81.3425 | 140.4442 | 215.2381 | 6.3123 | 26.2873 | 176.553 | 293.0195 | 7.7468 | 253
|  | 252 | 446.4446 | 80.8556 | 139.996 | 215.1285 | 6.3123 | 26.2873 | 176.349 | 293.0822 | 7.7468 | 253
|  | 253 | 441.9116 | 80.4868 | 139.7282 | 215.0189 | 6.3123 | 26.2875 | 176.151 | 293.1705 | 7.7468 | 254
|  | 254 | 437.4094 | 80.0756 | 139.4717 | 214.9094 | 6.3123 | 26.288 | 175.9592 | 293.2847 | 7.7468 | 254
|  | 255 | 432.9618 | 79.6731 | 139.1523 | 214.7998 | 6.3123 | 26.2888 | 175.7739 | 293.4272 | 7.7468 | 256
|  | 256 | 428.4015 | 79.3278 | 138.8881 | 214.6903 | 6.3123 | 26.2899 | 175.5952 | 293.5956 | 7.7468 | 256
|  | 257 | 423.7708 | 79.1067 | 138.7418 | 214.4092 | 6.3123 | 26.2913 | 175.4234 | 293.7905 | 7.7468 | 257
|  | 258 | 419.8014 | 78.7244 | 138.3976 | 213.8259 | 6.3123 | 26.293 | 175.2585 | 294.0137 | 7.7468 | 257
|  | 259 | 415.8584 | 78.3413 | 138.0778 | 213.1924 | 6.3123 | 26.295 | 175.1008 | 294.265 | 7.7468 | 259
|  | 260 | 411.6815 | 77.8707 | 137.7228 | 212.9157 | 6.3123 | 26.2972 | 174.9504 | 294.5442 | 7.7468 | 259
|  | 261 | 407.6074 | 77.2128 | 137.345 | 212.7463 | 6.3123 | 26.2998 | 174.8076 | 294.8531 | 7.7468 | 260
|  | 262 | 403.2969 | 76.7492 | 136.9884 | 212.5976 | 6.3123 | 26.3027 | 174.6725 | 295.1899 | 7.7468 | 260
|  | 263 | 399.2006 | 76.0235 | 136.6609 | 212.4679 | 6.3123 | 26.3058 | 174.5454 | 295.5548 | 7.7468 | 262
|  | 264 | 395.142 | 75.4272 | 136.1805 | 212.324 | 6.3123 | 26.3093 | 174.4263 | 295.9483 | 7.7468 | 262
|  | 265 | 391.2041 | 74.6338 | 135.9159 | 212.0406 | 6.3123 | 26.313 | 174.3156 | 296.3706 | 7.7468 | 263
|  | 266 | 386.7593 | 74.2323 | 135.5973 | 211.9263 | 6.3123 | 26.3171 | 174.2133 | 296.8222 | 7.7468 | 263
|  | 267 | 382.5234 | 73.6674 | 135.1286 | 211.9166 | 6.3123 | 26.3215 | 174.1197 | 297.3033 | 7.7468 | 265
|  | 268 | 378.4384 | 73.0863 | 134.7613 | 211.6706 | 6.3123 | 26.3261 | 174.0349 | 297.8149 | 7.7468 | 265
|  | 269 | 374.1365 | 72.7098 | 134.3388 | 211.4923 | 6.3123 | 26.3311 | 173.9591 | 298.357 | 7.7468 | 266
|  | 270 | 369.7411 | 72.3355 | 133.9567 | 211.3649 | 6.3123 | 26.3364 | 173.8926 | 298.9295 | 7.7468 | 266
|  | 271 | 365.3252 | 71.9883 | 133.5679 | 211.2375 | 6.3123 | 26.3422 | 173.8355 | 299.5329 | 7.7468 | 268
|  | 272 | 360.9925 | 71.6169 | 133.1201 | 211.1101 | 6.3123 | 26.3489 | 173.7879 | 300.1675 | 7.7468 | 268
|  | 273 | 356.7367 | 71.1259 | 132.7151 | 210.9827 | 6.3123 | 26.3559 | 173.7502 | 300.8335 | 7.7468 | 269
|  | 274 | 352.3056 | 70.7839 | 132.3364 | 210.8553 | 6.3123 | 26.3632 | 173.7224 | 301.5314 | 7.7468 | 269
|  | 275 | 347.9753 | 70.2981 | 131.7772 | 210.9513 | 6.3123 | 26.3707 | 173.7046 | 302.261 | 7.7468 | 270
|  | 276 | 343.6038 | 69.9616 | 131.4321 | 210.7251 | 6.3123 | 26.3784 | 173.6963 | 303.0207 | 7.7468 | 270
|  | 277 | 339.6394 | 69.465 | 130.9838 | 210.3552 | 6.3123 | 26.3864 | 173.6968 | 303.8081 | 7.7468 | 271
|  | 278 | 335.5112 | 69.2041 | 130.6777 | 209.7711 | 6.3123 | 26.3946 | 173.7055 | 304.6213 | 7.7468 | 271
|  | 279 | 331.5717 | 68.8569 | 130.2805 | 209.1757 | 6.3123 | 26.4029 | 173.7217 | 305.4579 | 7.7468 | 273
|  | 280 | 327.9113 | 68.5508 | 129.9423 | 208.5915 | 6.3123 | 26.4114 | 173.7447 | 306.3159 | 7.7468 | 273
|  | 281 | 325.4021 | 68.1566 | 129.705 | 208.2414 | 6.3123 | 26.4201 | 173.774 | 307.1931 | 7.7468 | 274
|  | 282 | 322.6877 | 67.9424 | 129.4455 | 207.9385 | 6.3123 | 26.4289 | 173.8088 | 308.0874 | 7.7468 | 274
|  | 283 | 319.7587 | 67.7458 | 129.3014 | 207.7173 | 6.3123 | 26.4378 | 173.8485 | 308.9966 | 7.7468 | 275
|  | 284 | 317.0102 | 67.4194 | 129.0711 | 207.5315 | 6.3123 | 26.4468 | 173.8925 | 309.9183 | 7.7468 | 275
|  | 285 | 314.399 | 67.0528 | 128.7544 | 207.3351 | 6.3123 | 26.4559 | 173.94 | 310.8505 | 7.7468 | 276
|  | 286 | 311.6488 | 66.7651 | 128.5329 | 207.1035 | 6.3123 | 26.465 | 173.9904 | 311.791 | 7.7468 | 276
|  | 287 | 309.1319 | 66.4051 | 128.1503 | 206.872 | 6.3123 | 26.4742 | 174.0431 | 312.7376 | 7.7468 | 277
|  | 288 | 306.5901 | 66.0446 | 127.7933 | 206.6404 | 6.3123 | 26.4833 | 174.0974 | 313.6881 | 7.7468 | 277
|  | 289 | 303.8238 | 65.7477 | 127.6001 | 206.4058 | 6.3123 | 26.4925 | 174.1527 | 314.6404 | 7.7468 | 279
|  | 290 | 301.0969 | 65.4854 | 127.3436 | 206.1605 | 6.3123 | 26.5017 | 174.2082 | 315.5923 | 7.7468 | 279
|  | 291 | 298.4093 | 65.1391 | 127.1319 | 205.9152 | 6.3123 | 26.5108 | 174.2634 | 316.5417 | 7.7468 | 280
|  | 292 | 295.8411 | 64.7756 | 126.8179 | 205.6699 | 6.3123 | 26.5199 | 174.3175 | 317.4864 | 7.7468 | 280
|  | 293 | 293.046 | 64.516 | 126.6269 | 205.4247 | 6.3123 | 26.5289 | 174.37 | 318.4243 | 7.7468 | 281
|  | 294 | 290.2674 | 64.2655 | 126.4102 | 205.1794 | 6.3123 | 26.5379 | 174.4201 | 319.3533 | 7.7468 | 281
|  | 295 | 287.5433 | 63.9491 | 126.2052 | 204.9341 | 6.3123 | 26.5467 | 174.4673 | 320.2711 | 7.7468 | 282
|  | 296 | 284.9534 | 63.4868 | 126.0117 | 204.6888 | 6.3123 | 26.5554 | 174.5108 | 321.1755 | 7.7468 | 282
|  | 297 | 282.243 | 63.2429 | 125.7573 | 204.4065 | 6.3123 | 26.5639 | 174.55 | 322.0645 | 7.7468 | 283
|  | 298 | 279.5507 | 62.9645 | 125.5513 | 204.0922 | 6.3123 | 26.5723 | 174.5842 | 322.9357 | 7.7468 | 283
|  | 299 | 276.7181 | 62.7804 | 125.3913 | 203.778 | 6.3123 | 26.5805 | 174.6128 | 323.7871 | 7.7468 | 284
|  | 300 | 273.9379 | 62.5361 | 125.239 | 203.4638 | 6.3123 | 26.5885 | 174.6352 | 324.6165 | 7.7468 | 284
|  | 301 | 271.2158 | 62.2026 | 125.0932 | 203.1743 | 6.3123 | 26.5963 | 174.6506 | 325.4222 | 7.7468 | 285
|  | 302 | 268.4427 | 61.9583 | 124.9081 | 202.8858 | 6.3123 | 26.6038 | 174.6584 | 326.2016 | 7.7468 | 285
|  | 303 | 265.6372 | 61.7185 | 124.7509 | 202.5973 | 6.3123 | 26.6111 | 174.658 | 326.9526 | 7.7468 | 286
|  | 304 | 262.8795 | 61.3939 | 124.6308 | 202.3088 | 6.3123 | 26.6181 | 174.6486 | 327.6739 | 7.7468 | 286
|  | 305 | 260.0095 | 61.1895 | 124.5026 | 202.0203 | 6.3123 | 26.6248 | 174.6297 | 328.363 | 7.7468 | 286
|  | 306 | 257.4262 | 60.936 | 124.1391 | 201.7296 | 6.3123 | 26.6313 | 174.6006 | 329.0172 | 7.7468 | 286
|  | 307 | 254.6471 | 60.7326 | 123.9688 | 201.3916 | 6.3123 | 26.6374 | 174.5606 | 329.6342 | 7.7468 | 287
|  | 308 | 252.1961 | 60.5195 | 123.48 | 201.0536 | 6.3123 | 26.6431 | 174.5091 | 330.2118 | 7.7468 | 287
|  | 309 | 249.8093 | 60.2134 | 123.006 | 200.7295 | 6.3123 | 26.6485 | 174.4454 | 330.7486 | 7.7468 | 288
|  | 310 | 247.4742 | 59.9795 | 122.4018 | 200.4117 | 6.3123 | 26.6535 | 174.3688 | 331.2426 | 7.7468 | 288
|  | 311 | 244.8236 | 59.7507 | 122.108 | 200.094 | 6.3123 | 26.6581 | 174.2788 | 331.6926 | 7.7468 | 289
|  | 312 | 242.1269 | 59.5429 | 121.8393 | 199.7762 | 6.3123 | 26.6623 | 174.1746 | 332.0945 | 7.7468 | 289
|  | 313 | 239.4529 | 59.3424 | 121.5406 | 199.4584 | 6.3123 | 26.666 | 174.0555 | 332.4461 | 7.7468 | 290
|  | 314 | 236.8882 | 59.1508 | 121.1238 | 199.1406 | 6.3123 | 26.6693 | 173.921 | 332.7453 | 7.7468 | 290
|  | 315 | 234.2756 | 58.9352 | 120.7787 | 198.8229 | 6.3123 | 26.6721 | 173.7704 | 332.9898 | 7.7468 | 290
|  | 316 | 231.73 | 58.6675 | 120.4188 | 198.5051 | 6.3123 | 26.6744 | 173.603 | 333.1775 | 7.7468 | 290
|  | 317 | 229.0433 | 58.4518 | 120.148 | 198.1873 | 6.3123 | 26.6763 | 173.4181 | 333.3061 | 7.7468 | 291
|  | 318 | 226.6402 | 58.1569 | 119.6728 | 197.8695 | 6.3123 | 26.6775 | 173.2152 | 333.3736 | 7.7468 | 291
|  | 319 | 223.9959 | 58.0177 | 119.2832 | 197.5517 | 6.3123 | 26.6783 | 172.9935 | 333.3776 | 7.7468 | 292
|  | 320 | 221.5383 | 57.8129 | 118.7724 | 197.234 | 6.3123 | 26.6787 | 172.7523 | 333.3161 | 7.7468 | 292
|  | 321 | 219.1658 | 57.6254 | 118.1592 | 196.9162 | 6.3123 | 26.6786 | 172.4912 | 333.1869 | 7.7468 | 293
|  | 322 | 216.8009 | 57.2365 | 117.7398 | 196.5984 | 6.3123 | 26.678 | 172.2092 | 332.9876 | 7.7468 | 293
|  | 323 | 214.5821 | 56.9579 | 117.0641 | 196.2806 | 6.3123 | 26.6767 | 171.9059 | 332.7163 | 7.7468 | 293
|  | 324 | 212.012 | 56.7159 | 116.703 | 195.9629 | 6.3123 | 26.6748 | 171.5806 | 332.3706 | 7.7468 | 293
|  | 325 | 209.39 | 56.5384 | 116.3293 | 195.6451 | 6.3123 | 26.6722 | 171.2325 | 331.9485 | 7.7468 | 294
|  | 326 | 206.885 | 56.2743 | 115.9253 | 195.3273 | 6.3123 | 26.6689 | 170.8611 | 331.4477 | 7.7468 | 294
|  | 327 | 204.5856 | 55.9867 | 115.339 | 195.0095 | 6.3123 | 26.665 | 170.4657 | 330.866 | 7.7468 | 294
|  | 328 | 201.998 | 55.7643 | 114.9758 | 194.6918 | 6.3123 | 26.6603 | 170.0457 | 330.2013 | 7.7468 | 294
|  | 329 | 199.9301 | 55.544 | 114.0909 | 194.374 | 6.3123 | 26.6548 | 169.6003 | 329.4513 | 7.7468 | 295
|  | 330 | 197.5361 | 55.286 | 113.5697 | 194.0562 | 6.3123 | 26.6486 | 169.1289 | 328.6139 | 7.7468 | 295
|  | 331 | 195.3252 | 55.0296 | 112.8638 | 193.7384 | 6.3123 | 26.6416 | 168.6309 | 327.687 | 7.7468 | 295
|  | 332 | 193.0281 | 54.7652 | 112.252 | 193.4207 | 6.3123 | 26.6338 | 168.1056 | 326.6682 | 7.7468 | 295
|  | 333 | 190.7091 | 54.5577 | 111.6055 | 193.1029 | 6.3123 | 26.6251 | 167.5523 | 325.5555 | 7.7468 | 296
|  | 334 | 188.488 | 54.2451 | 110.9659 | 192.7851 | 6.3123 | 26.6157 | 166.9704 | 324.3467 | 7.7468 | 296
|  | 335 | 186.1879 | 53.8749 | 110.463 | 192.4673 | 6.3123 | 26.6053 | 166.3593 | 323.0395 | 7.7468 | 296
|  | 336 | 184.1461 | 53.4943 | 109.7123 | 192.1495 | 6.3123 | 26.5941 | 165.7182 | 321.6318 | 7.7468 | 296
|  | 337 | 182.1504 | 53.1519 | 108.8772 | 191.8318 | 6.3123 | 26.582 | 165.0466 | 320.1214 | 7.7468 | 297
|  | 338 | 179.9037 | 52.9132 | 108.1894 | 191.514 | 6.3123 | 26.5689 | 164.3437 | 318.5061 | 7.7468 | 297
|  | 339 | 177.7278 | 52.6168 | 107.4885 | 191.1962 | 6.3123 | 26.555 | 163.609 | 316.7838 | 7.7468 | 297
|  | 340 | 175.2607 | 52.3186 | 107.0806 | 190.8784 | 6.3123 | 26.54 | 162.8416 | 314.9522 | 7.7468 | 297
|  | 341 | 173.1666 | 51.9904 | 106.3298 | 190.5607 | 6.3123 | 26.5241 | 162.0411 | 313.0091 | 7.7468 | 298
|  | 342 | 170.7893 | 51.6726 | 105.8516 | 190.2429 | 6.3123 | 26.5072 | 161.2067 | 310.9525 | 7.7468 | 298
|  | 343 | 168.3833 | 51.4085 | 105.3486 | 189.9251 | 6.3123 | 26.4892 | 160.3378 | 308.78 | 7.7468 | 298
|  | 344 | 165.9949 | 51.0988 | 104.8735 | 189.6073 | 6.3123 | 26.4702 | 159.4338 | 306.4896 | 7.7468 | 298
|  | 345 | 163.981 | 50.7129 | 104.1001 | 189.2896 | 6.3123 | 26.4502 | 158.4938 | 304.079 | 7.7468 | 298
|  | 346 | 162.1662 | 50.2645 | 103.1902 | 188.9718 | 6.3123 | 26.4291 | 157.5174 | 301.546 | 7.7468 | 298
|  | 347 | 160.0717 | 49.8288 | 102.5472 | 188.654 | 6.3123 | 26.4068 | 156.5039 | 298.8886 | 7.7468 | 298
|  | 348 | 157.8571 | 49.3323 | 102.0851 | 188.3362 | 6.3123 | 26.3835 | 155.4525 | 296.1043 | 7.7468 | 298
|  | 349 | 155.9471 | 48.7677 | 101.3865 | 188.0184 | 6.3123 | 26.359 | 154.3627 | 293.1912 | 7.7468 | 299
|  | 350 | 153.7991 | 48.2779 | 100.8511 | 187.7007 | 6.3123 | 26.3334 | 153.2338 | 290.147 | 7.7468 | 299
|  | 351 | 151.4943 | 47.78 | 100.4806 | 187.3829 | 6.3123 | 26.3066 | 152.0651 | 286.9696 | 7.7468 | 299
|  | 352 | 149.4682 | 47.1126 | 100.0009 | 187.0651 | 6.3123 | 26.2786 | 150.8559 | 283.6566 | 7.7468 | 299
|  | 353 | 147.1668 | 46.565 | 99.6768 | 186.7473 | 6.3123 | 26.2494 | 149.6057 | 280.2061 | 7.7468 | 299
|  | 354 | 144.8433 | 46.0124 | 99.3797 | 186.4296 | 6.3123 | 26.2189 | 148.3137 | 276.6157 | 7.7468 | 299
|  | 355 | 142.3713 | 45.568 | 99.1229 | 186.1118 | 6.3123 | 26.1872 | 146.9793 | 272.8868 | 7.7468 | 299
|  | 356 | 140.328 | 44.7144 | 98.8466 | 185.794 | 6.3123 | 26.1545 | 145.6019 | 269.0214 | 7.7468 | 299
|  | 357 | 137.8748 | 44.3119 | 98.5291 | 185.4762 | 6.3123 | 26.1209 | 144.1808 | 265.011 | 7.7468 | 299
|  | 358 | 136.2445 | 43.8007 | 97.4975 | 185.1585 | 6.3123 | 26.0861 | 142.7152 | 260.8538 | 7.7468 | 299
|  | 359 | 134.2743 | 43.4159 | 96.6793 | 184.8407 | 6.3123 | 26.05 | 141.2047 | 256.5467 | 7.7468 | 300
|  | 360 | 131.964 | 42.9078 | 96.3245 | 184.5229 | 6.3123 | 26.0126 | 139.6485 | 252.0905 | 7.7468 | 300
|  | 361 | 129.6508 | 42.3979 | 95.9744 | 184.2051 | 6.3123 | 25.9738 | 138.0459 | 247.4814 | 7.7468 | 300
|  | 362 | 127.3802 | 41.7868 | 95.6829 | 183.8873 | 6.3123 | 25.9338 | 136.3963 | 242.7166 | 7.7468 | 300
|  | 363 | 124.9139 | 41.3276 | 95.4352 | 183.5696 | 6.3123 | 25.8924 | 134.6991 | 237.7938 | 7.7468 | 300
|  | 364 | 122.6037 | 40.8006 | 95.0993 | 183.2518 | 6.3123 | 25.8496 | 132.9535 | 232.7105 | 7.7468 | 300
|  | 365 | 120.0954 | 40.4161 | 94.8189 | 182.934 | 6.3123 | 25.8055 | 131.159 | 227.4646 | 7.7468 | 300

## 2024-2025 Severe Load Curve
2024-2025 Severe Load Curve
| A5.1P - 2024/25 Load curve (1-in-50) - Counterfactual | [11 empty] | A5.1Q - 2024/25 Load curve (1-in-50) - Hydrogen Evolution | [11 empty] | A5.1R - 2024/25 Load curve (1-in-50) - Electric Engagement | [11 empty] | A5.1S - 2024/25 Load curve (1-in-50) - Holistic Transition | [11 empty] | A5.1T - 2024/25 Load curve (1-in-50) - Five Year Forecast
| Source: National Grid | [11 empty] | Source: National Grid | [11 empty] | Source: National Grid | [11 empty] | Source: National Grid | [11 empty] | Source: National Grid
|  | Day number | NDM 0 - 73.2 MWh | NDM 73.2-732 MWh | NDM > 732 MWh | Total DM | LDZ Shrinkage | NTS Industrial | Exports to Ireland | NTS Power | NTS Shrinkage | IUK & BBL |  | Day number | NDM 0 - 73.2 MWh | NDM 73.2-732 MWh | NDM > 732 MWh | Total DM | LDZ Shrinkage | NTS Industrial | Exports to Ireland | NTS Power | NTS Shrinkage | IUK & BBL |  | Day number | NDM 0 - 73.2 MWh | NDM 73.2-732 MWh | NDM > 732 MWh | Total DM | LDZ Shrinkage | NTS Industrial | Exports to Ireland | NTS Power | NTS Shrinkage | IUK & BBL |  | Day number | NDM 0 - 73.2 MWh | NDM 73.2-732 MWh | NDM > 732 MWh | Total DM | LDZ Shrinkage | NTS Industrial | Exports to Ireland | NTS Power | NTS Shrinkage | IUK & BBL |  | Day number | NDM 0 - 73.2 MWh | NDM 73.2-732 MWh | NDM > 732 MWh | Total DM | LDZ Shrinkage | NTS Industrial | Exports to Ireland | NTS Power | NTS Shrinkage | IUK & BBL
|  | 1 | 3085.6561 | 360.1382 | 383.6703 | 340.337 | 6.3123 | 30.6925 | 327.1742 | 682.9649 | 8.0135 | 0 |  | 1 | 3065.3215 | 355.2552 | 385.1152 | 337.5141 | 6.3123 | 30.6935 | 311.4315 | 576.5964 | 7.4484 | 0 |  | 1 | 2904.1329 | 354.2239 | 381.5352 | 336.6903 | 6.3123 | 30.7165 | 296.8088 | 542.213 | 7.3577 | 0 |  | 1 | 2904.5388 | 351.6614 | 382.4227 | 332.9035 | 6.3123 | 30.6239 | 296.926 | 494.0477 | 7.3719 | 0 |  | 1 | 3068.0245 | 357.2885 | 372.9411 | 306.2977 | 6.3123 | 30.7054 | 301.1512 | 635.8649 | 7.7468 | 0
|  | 2 | 2999.6312 | 351.3865 | 376.5073 | 331.6039 | 6.3123 | 30.6357 | 326.0152 | 680.1163 | 8.0135 | 0 |  | 2 | 2981.808 | 346.9058 | 378.5876 | 326.0621 | 6.3123 | 30.633 | 310.2239 | 573.4868 | 7.4484 | 0 |  | 2 | 2825.0211 | 345.4795 | 373.8794 | 327.9772 | 6.3123 | 30.6566 | 295.6882 | 539.3181 | 7.3577 | 0 |  | 2 | 2824.3857 | 343.4832 | 375.4154 | 324.2961 | 6.3123 | 30.5647 | 295.789 | 491.7318 | 7.3719 | 0 |  | 2 | 2983.0572 | 348.6729 | 366.025 | 298.6793 | 6.3123 | 30.6465 | 300.0585 | 632.9447 | 7.7468 | 0
|  | 3 | 2920.3808 | 344.1167 | 370.2456 | 323.877 | 6.3123 | 30.5802 | 324.8539 | 677.2716 | 8.0135 | 0 |  | 3 | 2903.0866 | 339.7249 | 372.4079 | 318.3749 | 6.3123 | 30.5739 | 309.0172 | 570.3958 | 7.4484 | 0 |  | 3 | 2750.0124 | 338.7999 | 368.5384 | 320.2922 | 6.3123 | 30.5982 | 294.5671 | 536.4403 | 7.3577 | 0 |  | 3 | 2750.9414 | 336.1616 | 369.2851 | 316.7221 | 6.3123 | 30.5069 | 294.6523 | 489.4233 | 7.3719 | 0 |  | 3 | 2904.8127 | 341.4033 | 359.984 | 292.0201 | 6.3123 | 30.589 | 298.9641 | 630.0394 | 7.7468 | 0
|  | 4 | 2852.0697 | 335.3542 | 363.1892 | 317.0916 | 6.3123 | 30.5261 | 323.6904 | 674.4311 | 8.0135 | 0 |  | 4 | 2834.0319 | 330.9959 | 365.2355 | 313.071 | 6.3123 | 30.5163 | 307.8114 | 567.3234 | 7.4484 | 0 |  | 4 | 2685.9673 | 330.9335 | 361.4381 | 313.5674 | 6.3123 | 30.5412 | 293.4459 | 533.5795 | 7.3577 | 0 |  | 4 | 2686.809 | 328.1846 | 362.4794 | 310.112 | 6.3123 | 30.4505 | 293.516 | 487.1222 | 7.3719 | 0 |  | 4 | 2837.197 | 332.7421 | 353.1607 | 286.2558 | 6.3123 | 30.5329 | 297.8684 | 627.149 | 7.7468 | 0
|  | 5 | 2787.9591 | 329.1582 | 357.5119 | 311.1832 | 6.3123 | 30.4732 | 322.5249 | 671.5947 | 8.0135 | 0 |  | 5 | 2768.9005 | 324.6507 | 359.4119 | 309.0556 | 6.3123 | 30.4601 | 306.6069 | 564.2696 | 7.4484 | 0 |  | 5 | 2627.204 | 323.6913 | 355.9839 | 307.7346 | 6.3123 | 30.4857 | 292.3247 | 530.7358 | 7.3577 | 0 |  | 5 | 2627.9756 | 321.4239 | 356.6777 | 304.3963 | 6.3123 | 30.3954 | 292.3804 | 484.8287 | 7.3719 | 0 |  | 5 | 2773.5746 | 326.7308 | 347.6597 | 281.3217 | 6.3123 | 30.4781 | 296.7715 | 624.2735 | 7.7468 | 0
|  | 6 | 2728.8467 | 323.9946 | 353.4446 | 306.0871 | 6.3123 | 30.4216 | 321.3576 | 668.7629 | 8.0135 | 0 |  | 6 | 2708.5548 | 319.5664 | 355.1631 | 305.7991 | 6.3123 | 30.4053 | 305.4036 | 561.2341 | 7.4484 | 0 |  | 6 | 2571.6685 | 318.772 | 352.0657 | 302.7259 | 6.3123 | 30.4315 | 291.2035 | 527.909 | 7.3577 | 0 |  | 6 | 2572.5061 | 316.4884 | 352.7447 | 299.5056 | 6.3123 | 30.3418 | 291.2455 | 482.5427 | 7.3719 | 0 |  | 6 | 2715.0136 | 321.5825 | 343.7106 | 277.1534 | 6.3123 | 30.4247 | 295.6736 | 621.413 | 7.7468 | 0
|  | 7 | 2676.3126 | 319.0638 | 349.7011 | 301.7387 | 6.3123 | 30.3713 | 320.1887 | 665.9358 | 8.0135 | 0 |  | 7 | 2654.5757 | 314.4049 | 351.2438 | 303.7393 | 6.3123 | 30.352 | 304.2017 | 558.2171 | 7.4484 | 0 |  | 7 | 2524.063 | 313.4459 | 347.2459 | 298.4733 | 6.3123 | 30.3787 | 290.0826 | 525.0991 | 7.3577 | 0 |  | 7 | 2524.7541 | 311.189 | 348.0547 | 295.3704 | 6.3123 | 30.2895 | 290.1115 | 480.2645 | 7.3719 | 0 |  | 7 | 2662.9039 | 316.6559 | 340.0753 | 273.6864 | 6.3123 | 30.3727 | 294.5748 | 618.5673 | 7.7468 | 0
|  | 8 | 2632.4816 | 313.211 | 344.8057 | 298.0735 | 6.3123 | 30.3222 | 319.0183 | 663.1135 | 8.0135 | 0 |  | 8 | 2609.1228 | 308.4281 | 346.1475 | 302.397 | 6.3123 | 30.3 | 303.0014 | 555.2184 | 7.4484 | 0 |  | 8 | 2482.792 | 307.9268 | 342.4405 | 294.9086 | 6.3123 | 30.3273 | 288.9622 | 522.306 | 7.3577 | 0 |  | 8 | 2482.6048 | 306.0394 | 343.747 | 291.9212 | 6.3123 | 30.2385 | 288.9785 | 477.9939 | 7.3719 | 0 |  | 8 | 2620.1158 | 310.385 | 334.9603 | 270.856 | 6.3123 | 30.3219 | 293.4753 | 615.7365 | 7.7468 | 0
|  | 9 | 2591.6027 | 309.2904 | 341.1499 | 295.0268 | 6.3123 | 30.2743 | 317.8468 | 660.2963 | 8.0135 | 0 |  | 9 | 2567.3557 | 304.42 | 342.344 | 300.794 | 6.3123 | 30.2494 | 301.8028 | 552.2379 | 7.4484 | 0 |  | 9 | 2443.8191 | 304.5439 | 338.8917 | 291.9639 | 6.3123 | 30.2772 | 287.8423 | 519.5298 | 7.3577 | 0 |  | 9 | 2444.9019 | 301.9342 | 339.6217 | 289.0886 | 6.3123 | 30.1888 | 287.8467 | 475.7311 | 7.3719 | 0 |  | 9 | 2578.2474 | 307.1775 | 331.8708 | 268.5978 | 6.3123 | 30.2725 | 292.3752 | 612.9207 | 7.7468 | 0
|  | 10 | 2555.3985 | 306.2536 | 337.5534 | 292.5341 | 6.3123 | 30.2276 | 316.6742 | 657.4843 | 8.0135 | 0 |  | 10 | 2530.4853 | 301.2037 | 338.6546 | 299.5111 | 6.3123 | 30.2001 | 300.6061 | 549.2756 | 7.4484 | 0 |  | 10 | 2410.5999 | 301.166 | 334.8094 | 289.5711 | 6.3123 | 30.2284 | 286.7231 | 516.7703 | 7.3577 | 0 |  | 10 | 2411.6448 | 298.6802 | 335.4114 | 286.8032 | 6.3123 | 30.1404 | 286.7163 | 473.4762 | 7.3719 | 0 |  | 10 | 2542.6766 | 303.6991 | 328.2738 | 266.8472 | 6.3123 | 30.2243 | 291.2748 | 610.1197 | 7.7468 | 0
|  | 11 | 2527.4476 | 301.2594 | 332.7735 | 290.5307 | 6.3123 | 30.1821 | 315.5007 | 654.6778 | 8.0135 | 0 |  | 11 | 2503.2589 | 296.3061 | 333.8754 | 296.913 | 6.3123 | 30.1521 | 299.4114 | 546.3314 | 7.4484 | 0 |  | 11 | 2384.842 | 296.0747 | 329.7393 | 287.6621 | 6.3123 | 30.1809 | 285.6048 | 514.0275 | 7.3577 | 0 |  | 11 | 2385.9663 | 293.3504 | 330.4484 | 284.9954 | 6.3123 | 30.0933 | 285.5873 | 471.2293 | 7.3719 | 0 |  | 11 | 2515.098 | 298.4594 | 323.4756 | 265.5397 | 6.3123 | 30.1774 | 290.1742 | 607.3336 | 7.7468 | 0
|  | 12 | 2499.5355 | 298.615 | 330.2116 | 288.952 | 6.3123 | 30.1378 | 314.3265 | 651.8769 | 8.0135 | 0 |  | 12 | 2476.0687 | 293.8495 | 331.3531 | 294.5744 | 6.3123 | 30.1054 | 298.2189 | 543.4053 | 7.4484 | 0 |  | 12 | 2357.6579 | 293.39 | 327.9836 | 286.169 | 6.3123 | 30.1347 | 284.4876 | 511.3013 | 7.3577 | 0 |  | 12 | 2357.9008 | 291.2662 | 328.9156 | 283.5958 | 6.3123 | 30.0474 | 284.4599 | 468.9903 | 7.3719 | 0 |  | 12 | 2486.8785 | 295.9783 | 321.1005 | 264.6109 | 6.3123 | 30.1317 | 289.0736 | 604.5623 | 7.7468 | 0
|  | 13 | 2473.2474 | 297.3166 | 328.7809 | 287.7335 | 6.3123 | 30.0945 | 313.1519 | 649.0819 | 8.0135 | 0 |  | 13 | 2450.825 | 292.5776 | 329.8174 | 292.5473 | 6.3123 | 30.06 | 297.0287 | 540.4971 | 7.4484 | 0 |  | 13 | 2332.6893 | 291.6295 | 326.9173 | 285.0237 | 6.3123 | 30.0897 | 283.3715 | 508.5917 | 7.3577 | 0 |  | 13 | 2332.8621 | 289.7409 | 327.6244 | 282.5349 | 6.3123 | 30.0027 | 283.3343 | 466.7594 | 7.3719 | 0 |  | 13 | 2460.6157 | 294.6952 | 319.6218 | 263.996 | 6.3123 | 30.0873 | 287.9732 | 601.806 | 7.7468 | 0
|  | 14 | 2452.5483 | 294.471 | 326.9038 | 286.8106 | 6.3123 | 30.0524 | 311.977 | 646.2929 | 8.0135 | 0 |  | 14 | 2430.8598 | 289.8929 | 328.0253 | 290.7753 | 6.3123 | 30.0158 | 295.8409 | 537.6069 | 7.4484 | 0 |  | 14 | 2310.6223 | 290.215 | 325.9675 | 284.1582 | 6.3123 | 30.0459 | 282.2569 | 505.8986 | 7.3577 | 0 |  | 14 | 2310.8756 | 288.0853 | 326.777 | 281.7433 | 6.3123 | 29.9592 | 282.2106 | 464.5367 | 7.3719 | 0 |  | 14 | 2439.6575 | 291.8493 | 317.9636 | 263.6308 | 6.3123 | 30.044 | 286.873 | 599.0646 | 7.7468 | 0
|  | 15 | 2433.4766 | 292.5009 | 325.6135 | 286.1185 | 6.3123 | 30.0115 | 310.8019 | 643.5101 | 8.0135 | 0 |  | 15 | 2412.6571 | 288.0345 | 326.746 | 289.2022 | 6.3123 | 29.9729 | 294.6556 | 534.7345 | 7.4484 | 0 |  | 15 | 2292.7256 | 288.518 | 324.0286 | 283.5044 | 6.3123 | 30.0034 | 281.1437 | 503.222 | 7.3577 | 0 |  | 15 | 2293.8894 | 285.96 | 324.3032 | 281.1515 | 6.3123 | 29.9169 | 281.089 | 462.3221 | 7.3719 | 0 |  | 15 | 2421.0274 | 289.8155 | 316.2378 | 263.4505 | 6.3123 | 30.0019 | 285.7734 | 596.338 | 7.7468 | 0
|  | 16 | 2416.9728 | 290.5504 | 324.32 | 285.5929 | 6.3123 | 29.9715 | 309.627 | 640.7337 | 8.0135 | 0 |  | 16 | 2396.0781 | 286.0879 | 325.4486 | 288.8472 | 6.3123 | 29.9312 | 293.4731 | 531.8799 | 7.4484 | 0 |  | 16 | 2277.5395 | 286.3073 | 322.326 | 282.9944 | 6.3123 | 29.962 | 280.0322 | 500.5619 | 7.3577 | 0 |  | 16 | 2278.3134 | 283.6759 | 323.0207 | 280.69 | 6.3123 | 29.8758 | 279.9696 | 460.1159 | 7.3719 | 0 |  | 16 | 2403.9457 | 288.1072 | 315.2218 | 263.3906 | 6.3123 | 29.9609 | 284.6744 | 593.6262 | 7.7468 | 0
|  | 17 | 2401.6804 | 289.5313 | 322.9622 | 285.169 | 6.3123 | 29.9327 | 308.4523 | 637.964 | 8.0135 | 0 |  | 17 | 2380.6237 | 285.0219 | 324.0442 | 288.7656 | 6.3123 | 29.8907 | 292.2935 | 529.043 | 7.4484 | 0 |  | 17 | 2263.4223 | 284.6001 | 321.0191 | 282.5599 | 6.3123 | 29.9219 | 278.9225 | 497.9181 | 7.3577 | 0 |  | 17 | 2263.9773 | 282.263 | 321.6083 | 280.2894 | 6.3123 | 29.8358 | 278.8525 | 457.918 | 7.3719 | 0 |  | 17 | 2388.9294 | 286.7546 | 313.8788 | 263.3868 | 6.3123 | 29.9211 | 283.5762 | 590.9294 | 7.7468 | 0
|  | 18 | 2388.2801 | 288.0071 | 321.7905 | 284.7822 | 6.3123 | 29.8949 | 307.278 | 635.201 | 8.0135 | 0 |  | 18 | 2367.0665 | 283.4611 | 322.8145 | 288.7137 | 6.3123 | 29.8513 | 291.1169 | 526.2237 | 7.4484 | 0 |  | 18 | 2249.6304 | 283.3776 | 320.4047 | 282.1331 | 6.3123 | 29.8828 | 277.8148 | 495.2906 | 7.3577 | 0 |  | 18 | 2250.0578 | 281.2093 | 320.9396 | 279.8802 | 6.3123 | 29.797 | 277.7379 | 455.7284 | 7.3719 | 0 |  | 18 | 2375.0298 | 285.5433 | 312.8829 | 263.3743 | 6.3123 | 29.8824 | 282.479 | 588.2474 | 7.7468 | 0
|  | 19 | 2376.3253 | 286.1827 | 320.5405 | 284.368 | 6.3123 | 29.8582 | 306.1044 | 632.445 | 8.0135 | 0 |  | 19 | 2354.856 | 281.6787 | 321.5287 | 288.6352 | 6.3123 | 29.8131 | 289.9434 | 523.4221 | 7.4484 | 0 |  | 19 | 2237.5675 | 282.0727 | 319.1809 | 281.6459 | 6.3123 | 29.8449 | 276.7092 | 492.6794 | 7.3577 | 0 |  | 19 | 2237.6951 | 280.0471 | 319.881 | 279.3929 | 6.3123 | 29.7592 | 276.6259 | 453.5474 | 7.3719 | 0 |  | 19 | 2362.7961 | 283.8733 | 311.7955 | 263.2887 | 6.3123 | 29.8448 | 281.383 | 585.5803 | 7.7468 | 0
|  | 20 | 2363.965 | 284.7778 | 319.8382 | 283.8617 | 6.3123 | 29.8224 | 304.9316 | 629.6962 | 8.0135 | 0 |  | 20 | 2341.9959 | 280.3466 | 321.0035 | 288.4738 | 6.3123 | 29.776 | 288.7733 | 520.6379 | 7.4484 | 0 |  | 20 | 2225.7695 | 280.711 | 318.3211 | 281.0303 | 6.3123 | 29.8081 | 275.6059 | 490.0845 | 7.3577 | 0 |  | 20 | 2225.9935 | 278.7299 | 318.9127 | 278.7582 | 6.3123 | 29.7226 | 275.5167 | 451.3749 | 7.3719 | 0 |  | 20 | 2350.7559 | 282.4114 | 310.933 | 263.0655 | 6.3123 | 29.8083 | 280.2884 | 582.928 | 7.7468 | 0
|  | 21 | 2352.2857 | 283.3414 | 318.5423 | 283.1988 | 6.3123 | 29.7877 | 303.7599 | 626.9548 | 8.0135 | 0 |  | 21 | 2330.1145 | 279.0515 | 319.5153 | 288.173 | 6.3123 | 29.74 | 287.6066 | 517.8712 | 7.4484 | 0 |  | 21 | 2214.1531 | 279.5673 | 317.168 | 280.2181 | 6.3123 | 29.7724 | 274.5051 | 487.5057 | 7.3577 | 0 |  | 21 | 2214.8406 | 277.4372 | 317.5062 | 277.9064 | 6.3123 | 29.687 | 274.4104 | 449.211 | 7.3719 | 0 |  | 21 | 2338.897 | 281.2721 | 309.7037 | 262.6401 | 6.3123 | 29.7728 | 279.1952 | 580.2906 | 7.7468 | 0
|  | 22 | 2338.7785 | 282.8268 | 317.7029 | 282.3146 | 6.3123 | 29.7539 | 302.5893 | 624.2209 | 8.0135 | 0 |  | 22 | 2316.7457 | 278.174 | 318.6419 | 287.6765 | 6.3123 | 29.7051 | 286.4435 | 515.1218 | 7.4484 | 0 |  | 22 | 2202.0684 | 278.4385 | 316.1097 | 279.1415 | 6.3123 | 29.7377 | 273.4069 | 484.9429 | 7.3577 | 0 |  | 22 | 2203.2962 | 275.9016 | 316.4079 | 276.7682 | 6.3123 | 29.6524 | 273.3072 | 447.0558 | 7.3719 | 0 |  | 22 | 2325.9589 | 280.5656 | 308.7687 | 261.9481 | 6.3123 | 29.7384 | 278.1037 | 577.668 | 7.7468 | 0
|  | 23 | 2326.1146 | 281.0637 | 316.3116 | 281.1465 | 6.3123 | 29.721 | 301.4201 | 621.4948 | 8.0135 | 0 |  | 23 | 2304.2343 | 276.4057 | 317.2081 | 286.5585 | 6.3123 | 29.6713 | 285.2841 | 512.3898 | 7.4484 | 0 |  | 23 | 2189.6723 | 277.3469 | 314.5748 | 277.7506 | 6.3123 | 29.7041 | 272.3114 | 482.3963 | 7.3577 | 0 |  | 23 | 2190.6253 | 274.8788 | 315.1919 | 275.2969 | 6.3123 | 29.6189 | 272.2073 | 444.9094 | 7.3719 | 0 |  | 23 | 2313.5073 | 278.8879 | 307.4684 | 260.9335 | 6.3123 | 29.705 | 277.014 | 575.0603 | 7.7468 | 0
|  | 24 | 2312.4738 | 279.458 | 315.0665 | 279.7841 | 6.3123 | 29.6891 | 300.2525 | 618.7767 | 8.0135 | 0 |  | 24 | 2291.1782 | 274.9151 | 315.9863 | 284.622 | 6.3123 | 29.6385 | 284.1286 | 509.675 | 7.4484 | 0 |  | 24 | 2177.3629 | 275.576 | 313.3762 | 276.3149 | 6.3123 | 29.6715 | 271.2188 | 479.8657 | 7.3577 | 0 |  | 24 | 2178.0477 | 273.4516 | 313.9693 | 273.8228 | 6.3123 | 29.5864 | 271.1106 | 442.7718 | 7.3719 | 0 |  | 24 | 2300.1936 | 277.0548 | 306.3432 | 259.6772 | 6.3123 | 29.6725 | 275.9264 | 572.4674 | 7.7468 | 0
|  | 25 | 2297.7577 | 278.3206 | 314.1957 | 278.7681 | 6.3123 | 29.6582 | 299.0867 | 616.0667 | 8.0135 | 0 |  | 25 | 2277.1411 | 273.7893 | 315.141 | 283.006 | 6.3123 | 29.6067 | 282.9771 | 506.9774 | 7.4484 | 0 |  | 25 | 2165.8016 | 273.6694 | 311.9362 | 275.3778 | 6.3123 | 29.6399 | 270.1293 | 477.351 | 7.3577 | 0 |  | 25 | 2165.7843 | 272.0421 | 312.7341 | 272.8447 | 6.3123 | 29.5548 | 270.0175 | 440.643 | 7.3719 | 0 |  | 25 | 2285.9113 | 275.701 | 305.3348 | 258.759 | 6.3123 | 29.6411 | 274.8409 | 569.8894 | 7.7468 | 0
|  | 26 | 2285.2686 | 277.4956 | 312.9576 | 277.4412 | 6.3123 | 29.6281 | 297.9228 | 613.3651 | 8.0135 | 0 |  | 26 | 2265.0839 | 273.0117 | 313.9027 | 281.4031 | 6.3123 | 29.5759 | 281.8298 | 504.297 | 7.4484 | 0 |  | 26 | 2154.3455 | 272.8265 | 310.9417 | 274.1663 | 6.3123 | 29.6093 | 269.043 | 474.8522 | 7.3577 | 0 |  | 26 | 2154.679 | 270.9343 | 311.635 | 271.6525 | 6.3123 | 29.5242 | 268.9281 | 438.5233 | 7.3719 | 0 |  | 26 | 2273.4431 | 274.5875 | 304.2486 | 257.9958 | 6.3123 | 29.6106 | 273.7578 | 567.3262 | 7.7468 | 0
|  | 27 | 2273.799 | 275.9276 | 311.2092 | 276.3483 | 6.3123 | 29.5989 | 296.761 | 610.672 | 8.0135 | 0 |  | 27 | 2253.8767 | 271.5643 | 312.1577 | 280.1268 | 6.3123 | 29.5461 | 280.6868 | 501.6335 | 7.4484 | 0 |  | 27 | 2142.464 | 271.9333 | 309.7664 | 273.6112 | 6.3123 | 29.5796 | 267.9601 | 472.3693 | 7.3577 | 0 |  | 27 | 2143.3723 | 269.6604 | 310.2665 | 271.0973 | 6.3123 | 29.4946 | 267.8424 | 436.4125 | 7.3719 | 0 |  | 27 | 2262.4818 | 273.0686 | 302.1933 | 257.3295 | 6.3123 | 29.581 | 272.6771 | 564.7778 | 7.7468 | 0
|  | 28 | 2262.2146 | 274.3429 | 309.2663 | 275.5813 | 6.3123 | 29.5706 | 295.6016 | 607.9876 | 8.0135 | 0 |  | 28 | 2242.7248 | 270.0418 | 310.1948 | 279.0883 | 6.3123 | 29.5172 | 279.5483 | 498.987 | 7.4484 | 0 |  | 28 | 2131.7085 | 270.4756 | 307.9548 | 273.1311 | 6.3123 | 29.5509 | 266.8807 | 469.9021 | 7.3577 | 0 |  | 28 | 2132.488 | 267.9099 | 308.752 | 270.7423 | 6.3123 | 29.4659 | 266.7607 | 434.3108 | 7.3719 | 0 |  | 28 | 2250.2682 | 272.044 | 300.7766 | 256.7825 | 6.3123 | 29.5524 | 271.5992 | 562.2443 | 7.7468 | 0
|  | 29 | 2249.413 | 273.2759 | 308.3085 | 274.5287 | 6.3123 | 29.5431 | 294.4447 | 605.3121 | 8.0135 | 0 |  | 29 | 2230.0931 | 268.9997 | 309.2017 | 278.0794 | 6.3123 | 29.4893 | 278.4143 | 496.3575 | 7.4484 | 0 |  | 29 | 2120.8318 | 268.8825 | 306.7153 | 272.3353 | 6.3123 | 29.5231 | 265.8051 | 467.4507 | 7.3577 | 0 |  | 29 | 2120.6445 | 267.1756 | 307.5532 | 270.0145 | 6.3123 | 29.4381 | 265.683 | 432.2183 | 7.3719 | 0 |  | 29 | 2238.1277 | 270.9056 | 299.5441 | 256.0922 | 6.3123 | 29.5246 | 270.5242 | 559.7255 | 7.7468 | 0
|  | 30 | 2239.0366 | 272.0045 | 307.1347 | 273.3803 | 6.3123 | 29.5164 | 293.2904 | 602.6458 | 8.0135 | 0 |  | 30 | 2219.6862 | 267.4882 | 308.0108 | 277.1929 | 6.3123 | 29.4623 | 277.2851 | 493.7448 | 7.4484 | 0 |  | 30 | 2111.7197 | 267.4786 | 305.2581 | 271.478 | 6.3123 | 29.4963 | 264.7332 | 465.015 | 7.3577 | 0 |  | 30 | 2111.4171 | 265.5932 | 306.3355 | 269.2489 | 6.3123 | 29.4112 | 264.6096 | 430.135 | 7.3719 | 0 |  | 30 | 2226.6767 | 269.9834 | 298.6183 | 255.2266 | 6.3123 | 29.4977 | 269.4521 | 557.2216 | 7.7468 | 0
|  | 31 | 2228.961 | 270.5863 | 306.1174 | 272.5179 | 6.3123 | 29.4906 | 292.1391 | 599.9887 | 8.0135 | 0 |  | 31 | 2209.5335 | 266.2702 | 306.9326 | 276.3165 | 6.3123 | 29.4362 | 276.1608 | 491.1488 | 7.4484 | 0 |  | 31 | 2102.7744 | 265.8917 | 303.6821 | 270.9351 | 6.3123 | 29.4703 | 263.6654 | 462.5949 | 7.3577 | 0 |  | 31 | 2103.0761 | 264.0102 | 304.2787 | 268.6609 | 6.3123 | 29.3851 | 263.5406 | 428.061 | 7.3719 | 0 |  | 31 | 2216.3403 | 268.7584 | 297.5762 | 254.6682 | 6.3123 | 29.4717 | 268.3833 | 554.7326 | 7.7468 | 0
|  | 32 | 2219.6044 | 268.4901 | 304.7036 | 272.0107 | 6.3123 | 29.4655 | 290.9909 | 597.3412 | 8.0135 | 0 |  | 32 | 2200.7139 | 264.0919 | 305.5277 | 275.3938 | 6.3123 | 29.411 | 275.0415 | 488.5696 | 7.4484 | 0 |  | 32 | 2092.4877 | 264.8576 | 302.5565 | 270.7306 | 6.3123 | 29.4451 | 262.6017 | 460.1904 | 7.3577 | 0 |  | 32 | 2093.204 | 262.6577 | 303.1019 | 268.4933 | 6.3123 | 29.3599 | 262.4761 | 425.9964 | 7.3719 | 0 |  | 32 | 2207.5625 | 266.4184 | 296.1549 | 254.0455 | 6.3123 | 29.4465 | 267.3178 | 552.2583 | 7.7468 | 0
|  | 33 | 2209.1539 | 267.071 | 303.4099 | 271.8004 | 6.3123 | 29.4412 | 289.8459 | 594.7033 | 8.0135 | 0 |  | 33 | 2190.3277 | 262.9091 | 304.2524 | 274.9126 | 6.3123 | 29.3866 | 273.9274 | 486.007 | 7.4484 | 0 |  | 33 | 2082.9275 | 263.8054 | 300.9989 | 270.2496 | 6.3123 | 29.4208 | 261.5423 | 457.8015 | 7.3577 | 0 |  | 33 | 2083.5272 | 261.5955 | 301.7774 | 267.988 | 6.3123 | 29.3355 | 261.4163 | 423.9412 | 7.3719 | 0 |  | 33 | 2197.7841 | 264.6232 | 294.9721 | 253.6401 | 6.3123 | 29.4222 | 266.2558 | 549.7989 | 7.7468 | 0
|  | 34 | 2198.7197 | 266.6193 | 301.8911 | 270.8316 | 6.3123 | 29.4176 | 288.7043 | 592.0754 | 8.0135 | 0 |  | 34 | 2179.7432 | 262.3894 | 302.688 | 274.2557 | 6.3123 | 29.3631 | 272.8186 | 483.461 | 7.4484 | 0 |  | 34 | 2072.8749 | 262.9426 | 300.0952 | 269.4178 | 6.3123 | 29.3973 | 260.4875 | 455.428 | 7.3577 | 0 |  | 34 | 2073.7072 | 260.5336 | 300.9729 | 267.1056 | 6.3123 | 29.3119 | 260.3612 | 421.8955 | 7.3719 | 0 |  | 34 | 2187.1794 | 264.2793 | 293.4442 | 252.9549 | 6.3123 | 29.3986 | 265.1976 | 547.3542 | 7.7468 | 0
|  | 35 | 2187.998 | 265.6729 | 301.3002 | 270.3209 | 6.3123 | 29.3948 | 287.5664 | 589.4575 | 8.0135 | 0 |  | 35 | 2168.8914 | 261.3698 | 301.9993 | 274.1024 | 6.3123 | 29.3404 | 271.7153 | 480.9315 | 7.4484 | 0 |  | 35 | 2062.6546 | 262.4481 | 299.3146 | 268.8578 | 6.3123 | 29.3746 | 259.4372 | 453.07 | 7.3577 | 0 |  | 35 | 2063.1952 | 260.2304 | 300.2772 | 266.5615 | 6.3123 | 29.2891 | 259.3112 | 419.8594 | 7.3719 | 0 |  | 35 | 2176.5898 | 263.0793 | 292.8492 | 252.6894 | 6.3123 | 29.3758 | 264.1432 | 544.9244 | 7.7468 | 0
|  | 36 | 2177.5231 | 265.0099 | 300.4303 | 269.8685 | 6.3123 | 29.3727 | 286.4324 | 586.8498 | 8.0135 | 0 |  | 36 | 2158.1291 | 260.6848 | 301.2006 | 274.0006 | 6.3123 | 29.3184 | 270.6176 | 478.4184 | 7.4484 | 0 |  | 36 | 2052.9585 | 261.5583 | 298.5904 | 268.3062 | 6.3123 | 29.3527 | 258.3917 | 450.7273 | 7.3577 | 0 |  | 36 | 2053.8256 | 259.1758 | 299.3997 | 266.0222 | 6.3123 | 29.2671 | 258.2662 | 417.8329 | 7.3719 | 0 |  | 36 | 2166.1402 | 262.4742 | 292.0705 | 252.5433 | 6.3123 | 29.3537 | 263.0929 | 542.5094 | 7.7468 | 0
|  | 37 | 2168.7899 | 264.1561 | 297.9904 | 269.4351 | 6.3123 | 29.3513 | 285.3023 | 584.2527 | 8.0135 | 0 |  | 37 | 2149.2674 | 259.8357 | 298.6627 | 273.9015 | 6.3123 | 29.2972 | 269.5256 | 475.9217 | 7.4484 | 0 |  | 37 | 2044.1261 | 260.3496 | 297.1419 | 267.9341 | 6.3123 | 29.3316 | 257.3511 | 448.4 | 7.3577 | 0 |  | 37 | 2044.897 | 258.178 | 297.8241 | 265.683 | 6.3123 | 29.2458 | 257.2265 | 415.8161 | 7.3719 | 0 |  | 37 | 2158.1039 | 261.5846 | 289.324 | 252.236 | 6.3123 | 29.3324 | 262.0467 | 540.1091 | 7.7468 | 0
|  | 38 | 2160.4738 | 261.9448 | 296.2982 | 269.1946 | 6.3123 | 29.3306 | 284.1764 | 581.6662 | 8.0135 | 0 |  | 38 | 2140.7869 | 257.6834 | 296.8414 | 274.0079 | 6.3123 | 29.2768 | 268.4395 | 473.4413 | 7.4484 | 0 |  | 38 | 2036.2038 | 258.6407 | 295.1812 | 267.6644 | 6.3123 | 29.3112 | 256.3157 | 446.0879 | 7.3577 | 0 |  | 38 | 2037.1098 | 256.5875 | 295.5983 | 265.4455 | 6.3123 | 29.2252 | 256.1922 | 413.8091 | 7.3719 | 0 |  | 38 | 2149.8331 | 259.5497 | 287.7535 | 252.1327 | 6.3123 | 29.3118 | 261.005 | 537.7237 | 7.7468 | 0
|  | 39 | 2150.3078 | 260.9689 | 295.3653 | 268.8091 | 6.3123 | 29.3105 | 283.055 | 579.0905 | 8.0135 | 0 |  | 39 | 2130.2002 | 256.7287 | 296.0585 | 273.9845 | 6.3123 | 29.2571 | 267.3594 | 470.9772 | 7.4484 | 0 |  | 39 | 2027.5522 | 257.2258 | 293.7533 | 267.2971 | 6.3123 | 29.2915 | 255.2855 | 443.791 | 7.3577 | 0 |  | 39 | 2028.5647 | 254.9485 | 294.2676 | 265.1192 | 6.3123 | 29.2053 | 255.1634 | 411.8119 | 7.3719 | 0 |  | 39 | 2139.9379 | 258.4531 | 286.906 | 251.9925 | 6.3123 | 29.2919 | 259.9678 | 535.353 | 7.7468 | 0
|  | 40 | 2140.8742 | 259.6449 | 293.738 | 268.5216 | 6.3123 | 29.2911 | 281.9381 | 576.5259 | 8.0135 | 0 |  | 40 | 2120.5308 | 255.4876 | 294.4776 | 273.9676 | 6.3123 | 29.2381 | 266.2856 | 468.5292 | 7.4484 | 0 |  | 40 | 2018.4669 | 256.0287 | 292.0155 | 267.0025 | 6.3123 | 29.2725 | 254.2606 | 441.5093 | 7.3577 | 0 |  | 40 | 2019.2657 | 253.8552 | 292.7261 | 264.858 | 6.3123 | 29.1861 | 254.1403 | 409.8247 | 7.3719 | 0 |  | 40 | 2130.337 | 257.3947 | 285.677 | 251.9013 | 6.3123 | 29.2727 | 258.9353 | 532.9972 | 7.7468 | 0
|  | 41 | 2129.9568 | 258.2265 | 292.7402 | 268.2568 | 6.3123 | 29.2723 | 280.8259 | 573.9725 | 8.0135 | 0 |  | 41 | 2109.507 | 254.004 | 293.4536 | 273.9538 | 6.3123 | 29.2198 | 265.218 | 466.0974 | 7.4484 | 0 |  | 41 | 2008.1622 | 254.4404 | 290.6342 | 266.6945 | 6.3123 | 29.2541 | 253.2414 | 439.2427 | 7.3577 | 0 |  | 41 | 2009.1694 | 252.4172 | 291.0471 | 264.5463 | 6.3123 | 29.1676 | 253.123 | 407.8474 | 7.3719 | 0 |  | 41 | 2119.4496 | 256.2656 | 284.5632 | 251.7619 | 6.3123 | 29.2542 | 257.9077 | 530.6561 | 7.7468 | 0
|  | 42 | 2118.6067 | 256.9139 | 292.0375 | 268.0238 | 6.3123 | 29.2541 | 279.7187 | 571.4306 | 8.0135 | 0 |  | 42 | 2098.0729 | 252.6155 | 292.7119 | 273.9726 | 6.3123 | 29.2022 | 264.1569 | 463.6815 | 7.4484 | 0 |  | 42 | 1998.1337 | 252.7509 | 289.0377 | 266.4269 | 6.3123 | 29.2364 | 252.2279 | 436.9912 | 7.3577 | 0 |  | 42 | 1998.8936 | 250.7955 | 289.6715 | 264.2944 | 6.3123 | 29.1497 | 252.1117 | 405.8801 | 7.3719 | 0 |  | 42 | 2108.9226 | 254.3325 | 283.6854 | 251.6135 | 6.3123 | 29.2362 | 256.8852 | 528.3298 | 7.7468 | 0
|  | 43 | 2107.9824 | 255.9889 | 290.2728 | 267.7393 | 6.3123 | 29.2364 | 278.6167 | 568.9002 | 8.0135 | 0 |  | 43 | 2087.4556 | 251.5099 | 290.9288 | 273.9335 | 6.3123 | 29.1851 | 263.1025 | 461.2817 | 7.4484 | 0 |  | 43 | 1987.9412 | 251.1127 | 287.6513 | 266.0617 | 6.3123 | 29.2194 | 251.2202 | 434.7547 | 7.3577 | 0 |  | 43 | 1988.502 | 249.247 | 288.4496 | 263.9315 | 6.3123 | 29.1325 | 251.1065 | 403.923 | 7.3719 | 0 |  | 43 | 2098.0941 | 253.5415 | 281.9021 | 251.5301 | 6.3123 | 29.2189 | 255.8678 | 526.0183 | 7.7468 | 0
|  | 44 | 2097.945 | 254.1655 | 288.9735 | 267.301 | 6.3123 | 29.2194 | 277.52 | 566.3817 | 8.0135 | 0 |  | 44 | 2077.1894 | 249.7848 | 289.5552 | 273.753 | 6.3123 | 29.1688 | 262.0548 | 458.8977 | 7.4484 | 0 |  | 44 | 1977.9933 | 248.6193 | 286.9749 | 265.5974 | 6.3123 | 29.203 | 250.2185 | 432.5331 | 7.3577 | 0 |  | 44 | 1978.9193 | 246.6909 | 287.5278 | 263.4672 | 6.3123 | 29.1159 | 250.1076 | 401.976 | 7.3719 | 0 |  | 44 | 2087.2379 | 252.0415 | 281.0273 | 251.275 | 6.3123 | 29.2022 | 254.8559 | 523.7215 | 7.7468 | 0
|  | 45 | 2088.7787 | 251.4814 | 287.7145 | 267.0714 | 6.3123 | 29.2029 | 276.4287 | 563.8752 | 8.0135 | 0 |  | 45 | 2067.8901 | 247.2134 | 288.2605 | 273.5713 | 6.3123 | 29.153 | 261.014 | 456.5296 | 7.4484 | 0 |  | 45 | 1968.1335 | 246.9629 | 286.0938 | 265.3246 | 6.3123 | 29.1871 | 249.2231 | 430.3265 | 7.3577 | 0 |  | 45 | 1968.557 | 245.1402 | 286.9568 | 263.1766 | 6.3123 | 29.0998 | 249.1151 | 400.0393 | 7.3719 | 0 |  | 45 | 2076.9381 | 250.0712 | 279.812 | 251.2743 | 6.3123 | 29.1861 | 253.8496 | 521.4396 | 7.7468 | 0
|  | 46 | 2079.9422 | 249.8577 | 286.4505 | 266.7225 | 6.3123 | 29.1869 | 275.3432 | 561.3809 | 8.0135 | 0 |  | 46 | 2059.2018 | 245.6446 | 287.009 | 273.0866 | 6.3123 | 29.1378 | 259.9802 | 454.1773 | 7.4484 | 0 |  | 46 | 1959.3001 | 245.4862 | 285.1045 | 264.9914 | 6.3123 | 29.1719 | 248.234 | 428.1347 | 7.3577 | 0 |  | 46 | 1959.8047 | 243.6504 | 285.8759 | 262.8584 | 6.3123 | 29.0843 | 248.1292 | 398.1129 | 7.3719 | 0 |  | 46 | 2068.9215 | 247.6098 | 278.4573 | 251.0977 | 6.3123 | 29.1705 | 252.8489 | 519.1724 | 7.7468 | 0
|  | 47 | 2070.0638 | 248.7657 | 285.5773 | 266.4931 | 6.3123 | 29.1714 | 274.2636 | 558.899 | 8.0135 | 0 |  | 47 | 2049.2945 | 244.5187 | 286.1212 | 273.0142 | 6.3123 | 29.1231 | 258.9536 | 451.8407 | 7.4484 | 0 |  | 47 | 1949.8669 | 244.6276 | 284.1321 | 264.6228 | 6.3123 | 29.1572 | 247.2513 | 425.9576 | 7.3577 | 0 |  | 47 | 1950.0234 | 242.7858 | 285.2193 | 262.5197 | 6.3123 | 29.0693 | 247.1499 | 396.1969 | 7.3719 | 0 |  | 47 | 2059.8988 | 246.2443 | 277.2084 | 250.8845 | 6.3123 | 29.1554 | 251.8542 | 516.9199 | 7.7468 | 0
|  | 48 | 2061.5599 | 246.6945 | 284.5025 | 266.07 | 6.3123 | 29.1564 | 273.19 | 556.4296 | 8.0135 | 0 |  | 48 | 2040.5516 | 242.5074 | 284.9475 | 272.9487 | 6.3123 | 29.109 | 257.9344 | 449.5197 | 7.4484 | 0 |  | 48 | 1940.4585 | 243.5242 | 283.4786 | 264.1554 | 6.3123 | 29.143 | 246.2753 | 423.7954 | 7.3577 | 0 |  | 48 | 1941.4672 | 241.1164 | 284.2635 | 262.0599 | 6.3123 | 29.0549 | 246.1775 | 394.2914 | 7.3719 | 0 |  | 48 | 2050.452 | 244.9148 | 276.4 | 250.6189 | 6.3123 | 29.1409 | 250.8655 | 514.6823 | 7.7468 | 0
|  | 49 | 2052.4034 | 245.2701 | 283.3914 | 265.6889 | 6.3123 | 29.1419 | 272.1228 | 553.9731 | 8.0135 | 0 |  | 49 | 2031.2597 | 240.9537 | 283.8265 | 272.9219 | 6.3123 | 29.0954 | 256.9226 | 447.2142 | 7.4484 | 0 |  | 49 | 1931.2714 | 242.4594 | 282.4793 | 263.7739 | 6.3123 | 29.1293 | 245.3062 | 421.6478 | 7.3577 | 0 |  | 49 | 1932.4725 | 240.0264 | 283.101 | 261.6658 | 6.3123 | 29.041 | 245.2121 | 392.3963 | 7.3719 | 0 |  | 49 | 2041.4061 | 243.4357 | 275.2939 | 250.3996 | 6.3123 | 29.1269 | 249.8831 | 512.4593 | 7.7468 | 0
|  | 50 | 2042.977 | 244.1969 | 282.1716 | 265.3352 | 6.3123 | 29.1279 | 271.0619 | 551.5295 | 8.0135 | 0 |  | 50 | 2021.5208 | 239.8084 | 282.7098 | 272.9294 | 6.3123 | 29.0823 | 255.9185 | 444.9243 | 7.4484 | 0 |  | 50 | 1923.1007 | 240.987 | 280.8712 | 263.3924 | 6.3123 | 29.1161 | 244.3439 | 419.5148 | 7.3577 | 0 |  | 50 | 1923.5111 | 239.0653 | 281.7556 | 261.2926 | 6.3123 | 29.0276 | 244.2538 | 390.5119 | 7.3719 | 0 |  | 50 | 2032.9469 | 241.8763 | 273.6462 | 250.2156 | 6.3123 | 29.1133 | 248.9071 | 510.2512 | 7.7468 | 0
|  | 51 | 2033.34 | 243.7462 | 280.5399 | 264.9816 | 6.3123 | 29.1143 | 270.0077 | 549.0991 | 8.0135 | 0 |  | 51 | 2011.6956 | 239.3338 | 281.0087 | 272.937 | 6.3123 | 29.0697 | 254.9221 | 442.6498 | 7.4484 | 0 |  | 51 | 1914.7519 | 239.6262 | 279.3296 | 263.0109 | 6.3123 | 29.1034 | 243.3888 | 417.3965 | 7.3577 | 0 |  | 51 | 1915.2942 | 237.4257 | 280.3441 | 260.9193 | 6.3123 | 29.0146 | 243.3028 | 388.6381 | 7.3719 | 0 |  | 51 | 2023.1405 | 241.0477 | 272.6149 | 250.0317 | 6.3123 | 29.1002 | 247.9377 | 508.0578 | 7.7468 | 0
|  | 52 | 2023.4942 | 242.5492 | 279.8634 | 264.6279 | 6.3123 | 29.1011 | 268.9603 | 546.682 | 8.0135 | 0 |  | 52 | 2001.5382 | 238.2065 | 280.2924 | 272.9446 | 6.3123 | 29.0576 | 253.9336 | 440.3907 | 7.4484 | 0 |  | 52 | 1905.8374 | 238.0105 | 278.6086 | 262.6294 | 6.3123 | 29.0912 | 242.441 | 415.2927 | 7.3577 | 0 |  | 52 | 1906.2994 | 236.0075 | 279.4892 | 260.5461 | 6.3123 | 29.0021 | 242.3593 | 386.775 | 7.3719 | 0 |  | 52 | 2013.7184 | 239.9006 | 271.5177 | 249.8477 | 6.3123 | 29.0876 | 246.975 | 505.8791 | 7.7468 | 0
|  | 53 | 2014.1563 | 241.445 | 278.5754 | 264.285 | 6.3123 | 29.0883 | 267.92 | 544.2785 | 8.0135 | 0 |  | 53 | 1991.8841 | 237.2047 | 278.9365 | 272.9631 | 6.3123 | 29.0458 | 252.9532 | 438.1469 | 7.4484 | 0 |  | 53 | 1897.1155 | 236.7707 | 277.2829 | 262.2842 | 6.3123 | 29.0793 | 241.5006 | 413.2033 | 7.3577 | 0 |  | 53 | 1897.2448 | 234.8356 | 278.434 | 260.1865 | 6.3123 | 28.99 | 241.4233 | 384.9227 | 7.3719 | 0 |  | 53 | 2003.7236 | 238.9349 | 270.8083 | 249.6674 | 6.3123 | 29.0753 | 246.0192 | 503.7152 | 7.7468 | 0
|  | 54 | 2004.6635 | 239.9364 | 277.8227 | 263.9659 | 6.3123 | 29.0758 | 266.8868 | 541.8887 | 8.0135 | 0 |  | 54 | 1982.3652 | 235.5482 | 278.0716 | 273.0098 | 6.3123 | 29.0345 | 251.981 | 435.9184 | 7.4484 | 0 |  | 54 | 1887.6167 | 235.8688 | 276.4469 | 261.8881 | 6.3123 | 29.0679 | 240.5678 | 411.1284 | 7.3577 | 0 |  | 54 | 1888.3748 | 233.4734 | 277.3854 | 259.8262 | 6.3123 | 28.9783 | 240.495 | 383.0813 | 7.3719 | 0 |  | 54 | 1993.7464 | 237.8206 | 270.2116 | 249.5052 | 6.3123 | 29.0635 | 245.0706 | 501.566 | 7.7468 | 0
|  | 55 | 1994.8717 | 238.7225 | 277.1336 | 263.5877 | 6.3123 | 29.0638 | 265.861 | 539.5129 | 8.0135 | 0 |  | 55 | 1972.4171 | 234.2323 | 277.3613 | 272.9908 | 6.3123 | 29.0236 | 251.0171 | 433.7049 | 7.4484 | 0 |  | 55 | 1878.5328 | 234.6939 | 275.4866 | 261.4746 | 6.3123 | 29.0569 | 239.6427 | 409.0679 | 7.3577 | 0 |  | 55 | 1878.8301 | 232.7332 | 276.4349 | 259.4203 | 6.3123 | 28.967 | 239.5746 | 381.2508 | 7.3719 | 0 |  | 55 | 1984.0497 | 236.7298 | 269.3771 | 249.2769 | 6.3123 | 29.052 | 244.1291 | 499.4316 | 7.7468 | 0
|  | 56 | 1984.8961 | 237.7345 | 276.4411 | 263.1708 | 6.3123 | 29.0521 | 264.8428 | 537.1512 | 8.0135 | 0 |  | 56 | 1962.1455 | 233.2964 | 276.628 | 272.9383 | 6.3123 | 29.013 | 250.0617 | 431.5066 | 7.4484 | 0 |  | 56 | 1869.6229 | 233.2668 | 274.6725 | 260.993 | 6.3123 | 29.0462 | 238.7255 | 407.0217 | 7.3577 | 0 |  | 56 | 1869.7164 | 231.5025 | 275.6067 | 258.9518 | 6.3123 | 28.956 | 238.6622 | 379.4313 | 7.3719 | 0 |  | 56 | 1974.2162 | 235.6786 | 268.6783 | 249.01 | 6.3123 | 29.0409 | 243.1951 | 497.3118 | 7.7468 | 0
|  | 57 | 1975.2554 | 236.5213 | 275.6756 | 262.7171 | 6.3123 | 29.0407 | 263.8323 | 534.8038 | 8.0135 | 0 |  | 57 | 1952.2137 | 232.0569 | 275.8998 | 272.8443 | 6.3123 | 29.0028 | 249.1149 | 429.3234 | 7.4484 | 0 |  | 57 | 1860.5739 | 232.2245 | 273.623 | 260.5011 | 6.3123 | 29.0359 | 237.8164 | 404.9897 | 7.3577 | 0 |  | 57 | 1861.1485 | 230.205 | 274.3154 | 258.4672 | 6.3123 | 28.9454 | 237.7579 | 377.6229 | 7.3719 | 0 |  | 57 | 1964.2549 | 234.8879 | 267.8835 | 248.7066 | 6.3123 | 29.0301 | 242.2687 | 495.2069 | 7.7468 | 0
|  | 58 | 1965.2282 | 235.8284 | 274.7421 | 262.2977 | 6.3123 | 29.0296 | 262.8298 | 532.4709 | 8.0135 | 0 |  | 58 | 1941.995 | 231.329 | 274.927 | 272.7704 | 6.3123 | 28.9929 | 248.1769 | 427.1551 | 7.4484 | 0 |  | 58 | 1850.8274 | 231.6006 | 272.8231 | 260.0386 | 6.3123 | 29.0259 | 236.9154 | 402.972 | 7.3577 | 0 |  | 58 | 1851.7024 | 229.5019 | 273.2802 | 258.0105 | 6.3123 | 28.9351 | 236.8619 | 375.8256 | 7.3719 | 0 |  | 58 | 1954.663 | 233.5977 | 267.1856 | 248.4363 | 6.3123 | 29.0197 | 241.3501 | 493.1166 | 7.7468 | 0
|  | 59 | 1956.2203 | 234.9069 | 272.9947 | 261.9015 | 6.3123 | 29.0188 | 261.8355 | 530.1527 | 8.0135 | 0 |  | 59 | 1932.5293 | 230.5514 | 273.2134 | 272.7339 | 6.3123 | 28.9833 | 247.2478 | 425.0017 | 7.4484 | 0 |  | 59 | 1841.3686 | 230.9038 | 271.7809 | 259.6037 | 6.3123 | 29.0162 | 236.0229 | 400.9684 | 7.3577 | 0 |  | 59 | 1841.8578 | 229.077 | 272.3309 | 257.5881 | 6.3123 | 28.9252 | 235.9744 | 374.0395 | 7.3719 | 0 |  | 59 | 1945.8488 | 232.5646 | 265.4283 | 248.1906 | 6.3123 | 29.0095 | 240.4394 | 491.0411 | 7.7468 | 0
|  | 60 | 1946.8965 | 233.8756 | 271.5417 | 261.6365 | 6.3123 | 29.0083 | 260.8494 | 527.8494 | 8.0135 | 0 |  | 60 | 1923.1145 | 229.435 | 271.6775 | 272.8077 | 6.3123 | 28.974 | 246.3278 | 422.8631 | 7.4484 | 0 |  | 60 | 1833.0068 | 229.9391 | 269.7073 | 259.3713 | 6.3123 | 29.0068 | 235.1388 | 398.979 | 7.3577 | 0 |  | 60 | 1833.3756 | 228.0581 | 270.4217 | 257.3571 | 6.3123 | 28.9155 | 235.0955 | 372.2647 | 7.3719 | 0 |  | 60 | 1936.9911 | 231.4221 | 263.7619 | 248.0068 | 6.3123 | 28.9997 | 239.5368 | 488.9803 | 7.7468 | 0
|  | 61 | 1937.867 | 232.7238 | 269.8303 | 261.4561 | 6.3123 | 28.998 | 259.8719 | 525.5613 | 8.0135 | 0 |  | 61 | 1913.609 | 228.3821 | 269.9838 | 273.0663 | 6.3123 | 28.965 | 245.4169 | 420.7393 | 7.4484 | 0 |  | 61 | 1824.3041 | 228.7013 | 268.2957 | 259.0906 | 6.3123 | 28.9977 | 234.2634 | 397.0036 | 7.3577 | 0 |  | 61 | 1824.5946 | 226.9293 | 268.944 | 257.1033 | 6.3123 | 28.906 | 234.2253 | 370.5012 | 7.3719 | 0 |  | 61 | 1927.6046 | 230.454 | 262.3023 | 247.9708 | 6.3123 | 28.99 | 238.6424 | 486.9342 | 7.7468 | 0
|  | 62 | 1927.972 | 231.6734 | 269.0996 | 261.0591 | 6.3123 | 28.9879 | 258.9031 | 523.2884 | 8.0135 | 0 |  | 62 | 1903.5136 | 227.1855 | 269.2233 | 273.1255 | 6.3123 | 28.9562 | 244.5155 | 418.6302 | 7.4484 | 0 |  | 62 | 1815.0285 | 227.8676 | 267.1824 | 258.6805 | 6.3123 | 28.9888 | 233.3969 | 395.0422 | 7.3577 | 0 |  | 62 | 1815.7099 | 225.5726 | 267.9447 | 256.703 | 6.3123 | 28.8969 | 233.364 | 368.7491 | 7.3719 | 0 |  | 62 | 1917.3245 | 229.7384 | 261.6887 | 247.7298 | 6.3123 | 28.9807 | 237.7565 | 484.9028 | 7.7468 | 0
|  | 63 | 1918.2752 | 230.7588 | 268.024 | 260.6732 | 6.3123 | 28.9781 | 257.9431 | 521.0309 | 8.0135 | 0 |  | 63 | 1893.686 | 226.3329 | 268.1836 | 272.852 | 6.3123 | 28.9477 | 243.6235 | 416.5358 | 7.4484 | 0 |  | 63 | 1806.6578 | 226.3336 | 265.8387 | 258.2962 | 6.3123 | 28.9801 | 232.5393 | 393.0948 | 7.3577 | 0 |  | 63 | 1806.7255 | 224.4254 | 266.8099 | 256.3281 | 6.3123 | 28.8879 | 232.5117 | 367.0085 | 7.3719 | 0 |  | 63 | 1908.1456 | 228.6434 | 260.3256 | 247.5164 | 6.3123 | 28.9715 | 236.8792 | 482.8861 | 7.7468 | 0
|  | 64 | 1908.7715 | 229.578 | 266.9824 | 260.3262 | 6.3123 | 28.9684 | 256.9923 | 518.7892 | 8.0135 | 0 |  | 64 | 1884.1207 | 225.1464 | 267.1821 | 272.6119 | 6.3123 | 28.9393 | 242.7411 | 414.4559 | 7.4484 | 0 |  | 64 | 1797.6432 | 225.1667 | 264.7528 | 257.9309 | 6.3123 | 28.9716 | 231.6909 | 391.1613 | 7.3577 | 0 |  | 64 | 1797.4746 | 223.1443 | 266.0553 | 255.9735 | 6.3123 | 28.8792 | 231.6685 | 365.2795 | 7.3719 | 0 |  | 64 | 1898.947 | 227.446 | 259.0934 | 247.2943 | 6.3123 | 28.9625 | 236.0107 | 480.8842 | 7.7468 | 0
|  | 65 | 1899.5096 | 228.715 | 266.1059 | 259.9794 | 6.3123 | 28.959 | 256.0507 | 516.5633 | 8.0135 | 0 |  | 65 | 1874.9199 | 224.174 | 266.2126 | 272.3793 | 6.3123 | 28.9311 | 241.8685 | 412.3905 | 7.4484 | 0 |  | 65 | 1788.7888 | 224.7288 | 264.4426 | 257.5461 | 6.3123 | 28.9633 | 230.8518 | 389.2416 | 7.3577 | 0 |  | 65 | 1789.2167 | 222.6163 | 265.1577 | 255.6016 | 6.3123 | 28.8706 | 230.8347 | 363.562 | 7.3719 | 0 |  | 65 | 1889.3554 | 226.1815 | 258.6429 | 247.0656 | 6.3123 | 28.9537 | 235.1512 | 478.8969 | 7.7468 | 0
|  | 66 | 1891.1017 | 227.6962 | 265.6784 | 259.5999 | 6.3123 | 28.9497 | 255.1185 | 514.3535 | 8.0135 | 0 |  | 66 | 1866.3819 | 223.2814 | 265.7459 | 272.1101 | 6.3123 | 28.9231 | 241.0059 | 410.3395 | 7.4484 | 0 |  | 66 | 1780.877 | 223.9921 | 263.7212 | 257.1732 | 6.3123 | 28.9552 | 230.0221 | 387.3357 | 7.3577 | 0 |  | 66 | 1781.112 | 222.0095 | 264.4938 | 255.2425 | 6.3123 | 28.8622 | 230.0104 | 361.8562 | 7.3719 | 0 |  | 66 | 1880.6059 | 225.5323 | 258.2512 | 246.8341 | 6.3123 | 28.9451 | 234.3007 | 476.9244 | 7.7468 | 0
|  | 67 | 1882.4715 | 226.9022 | 265.2561 | 259.2128 | 6.3123 | 28.9405 | 254.196 | 512.1599 | 8.0135 | 0 |  | 67 | 1858.205 | 222.1123 | 265.1979 | 271.8377 | 6.3123 | 28.9152 | 240.1533 | 408.3029 | 7.4484 | 0 |  | 67 | 1772.9303 | 223.2723 | 263.0433 | 256.7747 | 6.3123 | 28.9472 | 229.202 | 385.4436 | 7.3577 | 0 |  | 67 | 1772.9879 | 221.5157 | 263.763 | 254.8568 | 6.3123 | 28.854 | 229.1956 | 360.1622 | 7.3719 | 0 |  | 67 | 1871.9615 | 224.7431 | 257.881 | 246.6161 | 6.3123 | 28.9366 | 233.4595 | 474.9665 | 7.7468 | 0
|  | 68 | 1873.9794 | 226.3717 | 264.4557 | 258.8021 | 6.3123 | 28.9315 | 253.2833 | 509.9828 | 8.0135 | 0 |  | 68 | 1849.5668 | 221.6504 | 264.4237 | 271.5455 | 6.3123 | 28.9074 | 239.3109 | 406.2806 | 7.4484 | 0 |  | 68 | 1764.6678 | 222.6404 | 262.5936 | 256.376 | 6.3123 | 28.9394 | 228.3917 | 383.5652 | 7.3577 | 0 |  | 68 | 1764.8595 | 220.9835 | 263.0762 | 254.4698 | 6.3123 | 28.8458 | 228.3906 | 358.48 | 7.3719 | 0 |  | 68 | 1863.8036 | 224.1331 | 256.8553 | 246.3879 | 6.3123 | 28.9283 | 232.6278 | 473.0233 | 7.7468 | 0
|  | 69 | 1865.2002 | 226.1472 | 263.6334 | 258.3944 | 6.3123 | 28.9225 | 252.3806 | 507.8223 | 8.0135 | 0 |  | 69 | 1840.9444 | 221.2768 | 263.5471 | 271.2516 | 6.3123 | 28.8998 | 238.4789 | 404.2725 | 7.4484 | 0 |  | 69 | 1757.4473 | 221.7784 | 261.332 | 255.9773 | 6.3123 | 28.9316 | 227.5913 | 381.7004 | 7.3577 | 0 |  | 69 | 1757.0284 | 220.2116 | 262.3318 | 254.0827 | 6.3123 | 28.8378 | 227.5955 | 356.8096 | 7.3719 | 0 |  | 69 | 1855.0281 | 223.7953 | 256.1958 | 246.1391 | 6.3123 | 28.92 | 231.8058 | 471.0948 | 7.7468 | 0
|  | 70 | 1856.7872 | 225.5394 | 262.8283 | 257.9866 | 6.3123 | 28.9137 | 251.4881 | 505.6786 | 8.0135 | 0 |  | 70 | 1832.5842 | 220.6796 | 262.6318 | 270.9578 | 6.3123 | 28.8922 | 237.6573 | 402.2786 | 7.4484 | 0 |  | 70 | 1749.6608 | 221.0481 | 260.5047 | 255.5786 | 6.3123 | 28.9239 | 226.801 | 379.8492 | 7.3577 | 0 |  | 70 | 1749.4306 | 219.178 | 261.6159 | 253.6957 | 6.3123 | 28.8299 | 226.8104 | 355.1512 | 7.3719 | 0 |  | 70 | 1846.2805 | 223.517 | 255.4486 | 245.8903 | 6.3123 | 28.9118 | 230.9935 | 469.1811 | 7.7468 | 0
|  | 71 | 1848.2767 | 225.0802 | 261.9721 | 257.5788 | 6.3123 | 28.9049 | 250.606 | 503.552 | 8.0135 | 0 |  | 71 | 1823.8794 | 220.3664 | 261.7772 | 270.664 | 6.3123 | 28.8847 | 236.8464 | 400.2988 | 7.4484 | 0 |  | 71 | 1741.6043 | 220.2844 | 259.9807 | 255.1799 | 6.3123 | 28.9163 | 226.0209 | 378.0115 | 7.3577 | 0 |  | 71 | 1741.7074 | 218.3852 | 260.7844 | 253.3086 | 6.3123 | 28.822 | 226.0356 | 353.5049 | 7.3719 | 0 |  | 71 | 1838.1199 | 222.8264 | 254.5268 | 245.6416 | 6.3123 | 28.9036 | 230.1911 | 467.2819 | 7.7468 | 0
|  | 72 | 1840.1968 | 224.1437 | 261.1626 | 257.1711 | 6.3123 | 28.8961 | 249.7344 | 501.4425 | 8.0135 | 0 |  | 72 | 1815.8027 | 219.4394 | 260.9082 | 270.3702 | 6.3123 | 28.8772 | 236.0463 | 398.3331 | 7.4484 | 0 |  | 72 | 1734.1616 | 219.6315 | 258.7322 | 254.7812 | 6.3123 | 28.9087 | 225.2512 | 376.1873 | 7.3577 | 0 |  | 72 | 1734.1925 | 217.705 | 259.6322 | 252.9216 | 6.3123 | 28.8142 | 225.271 | 351.8706 | 7.3719 | 0 |  | 72 | 1829.5767 | 222.3154 | 253.8081 | 245.3928 | 6.3123 | 28.8956 | 229.3989 | 465.3975 | 7.7468 | 0
|  | 73 | 1831.7586 | 223.274 | 260.6446 | 256.7633 | 6.3123 | 28.8874 | 248.8737 | 499.3505 | 8.0135 | 0 |  | 73 | 1807.1173 | 218.7341 | 260.4263 | 270.0764 | 6.3123 | 28.8697 | 235.2572 | 396.3812 | 7.4484 | 0 |  | 73 | 1726.2796 | 218.9758 | 257.9258 | 254.3825 | 6.3123 | 28.9011 | 224.4921 | 374.3765 | 7.3577 | 0 |  | 73 | 1726.1596 | 216.998 | 259.0247 | 252.5345 | 6.3123 | 28.8064 | 224.5169 | 350.2484 | 7.3719 | 0 |  | 73 | 1820.7522 | 221.7232 | 253.4517 | 245.144 | 6.3123 | 28.8875 | 228.617 | 463.5278 | 7.7468 | 0
|  | 74 | 1823.3412 | 222.7219 | 259.7883 | 256.3555 | 6.3123 | 28.8787 | 248.0238 | 497.2761 | 8.0135 | 0 |  | 74 | 1798.76 | 217.9043 | 259.7407 | 269.7826 | 6.3123 | 28.8622 | 234.4791 | 394.4433 | 7.4484 | 0 |  | 74 | 1718.5952 | 218.1441 | 257.0977 | 253.9838 | 6.3123 | 28.8936 | 223.7436 | 372.5791 | 7.3577 | 0 |  | 74 | 1719.0168 | 215.9319 | 257.8862 | 252.1475 | 6.3123 | 28.7986 | 223.7735 | 348.6385 | 7.3719 | 0 |  | 74 | 1812.6504 | 220.8591 | 252.6446 | 244.8952 | 6.3123 | 28.8794 | 227.8456 | 461.6727 | 7.7468 | 0
|  | 75 | 1815.2099 | 221.9733 | 258.8423 | 255.9478 | 6.3123 | 28.8699 | 247.1851 | 495.2194 | 8.0135 | 0 |  | 75 | 1790.4883 | 217.235 | 258.8091 | 269.4887 | 6.3123 | 28.8546 | 233.7122 | 392.5192 | 7.4484 | 0 |  | 75 | 1710.8707 | 217.2223 | 256.3999 | 253.5851 | 6.3123 | 28.886 | 223.006 | 370.7951 | 7.3577 | 0 |  | 75 | 1710.9427 | 215.3269 | 257.2179 | 251.7604 | 6.3123 | 28.7908 | 223.0408 | 347.0409 | 7.3719 | 0 |  | 75 | 1804.8073 | 220.1646 | 251.4092 | 244.6465 | 6.3123 | 28.8713 | 227.0848 | 459.8323 | 7.7468 | 0
|  | 76 | 1807.0356 | 221.3053 | 257.844 | 255.5546 | 6.3123 | 28.8612 | 246.3578 | 493.1808 | 8.0135 | 0 |  | 76 | 1782.2837 | 216.7287 | 257.6275 | 269.2147 | 6.3123 | 28.8471 | 232.9567 | 390.6089 | 7.4484 | 0 |  | 76 | 1703.2056 | 216.3017 | 255.6281 | 253.1998 | 6.3123 | 28.8784 | 222.2794 | 369.0243 | 7.3577 | 0 |  | 76 | 1703.1972 | 214.4945 | 256.4383 | 251.3834 | 6.3123 | 28.7829 | 222.319 | 345.4556 | 7.3719 | 0 |  | 76 | 1796.7524 | 219.2891 | 250.5497 | 244.4145 | 6.3123 | 28.8632 | 226.3348 | 458.0065 | 7.7468 | 0
|  | 77 | 1798.9396 | 220.511 | 256.8395 | 255.2158 | 6.3123 | 28.8524 | 245.5419 | 491.1603 | 8.0135 | 0 |  | 77 | 1774.4522 | 215.7704 | 256.5494 | 268.9161 | 6.3123 | 28.8394 | 232.2127 | 388.7123 | 7.4484 | 0 |  | 77 | 1695.6216 | 215.3237 | 254.7021 | 252.945 | 6.3123 | 28.8707 | 221.564 | 367.2667 | 7.3577 | 0 |  | 77 | 1695.2185 | 213.8111 | 255.6402 | 251.1093 | 6.3123 | 28.775 | 221.6083 | 343.8828 | 7.3719 | 0 |  | 77 | 1788.5844 | 218.3991 | 249.7056 | 244.2949 | 6.3123 | 28.855 | 225.5958 | 456.1954 | 7.7468 | 0
|  | 78 | 1791.5008 | 219.0788 | 255.7428 | 254.9498 | 6.3123 | 28.8435 | 244.7378 | 489.1582 | 8.0135 | 0 |  | 78 | 1766.9616 | 214.4682 | 255.6393 | 268.4525 | 6.3123 | 28.8317 | 231.4803 | 386.8293 | 7.4484 | 0 |  | 78 | 1687.7942 | 214.4635 | 253.9993 | 252.5925 | 6.3123 | 28.8629 | 220.8599 | 365.5223 | 7.3577 | 0 |  | 78 | 1687.4367 | 212.7565 | 255.0745 | 250.777 | 6.3123 | 28.767 | 220.9087 | 342.3224 | 7.3719 | 0 |  | 78 | 1780.9167 | 217.3359 | 248.5192 | 244.1904 | 6.3123 | 28.8467 | 224.868 | 454.399 | 7.7468 | 0
|  | 79 | 1783.2706 | 218.1755 | 255.0227 | 254.5697 | 6.3123 | 28.8346 | 243.9455 | 487.1747 | 8.0135 | 0 |  | 79 | 1758.9942 | 213.7441 | 254.7411 | 267.8759 | 6.3123 | 28.8238 | 230.7597 | 384.9599 | 7.4484 | 0 |  | 79 | 1679.4285 | 214.084 | 253.3715 | 252.2226 | 6.3123 | 28.855 | 220.1673 | 363.791 | 7.3577 | 0 |  | 79 | 1679.5049 | 212.1571 | 254.2364 | 250.4119 | 6.3123 | 28.759 | 220.2206 | 340.7747 | 7.3719 | 0 |  | 79 | 1773.1016 | 215.9855 | 247.8934 | 243.9599 | 6.3123 | 28.8383 | 224.1514 | 452.6172 | 7.7468 | 0
|  | 80 | 1775.0829 | 217.3186 | 254.1719 | 254.2315 | 6.3123 | 28.8255 | 243.1653 | 485.2099 | 8.0135 | 0 |  | 80 | 1751.0716 | 212.7695 | 254.0074 | 267.3402 | 6.3123 | 28.8158 | 230.0511 | 383.1039 | 7.4484 | 0 |  | 80 | 1671.5111 | 213.2411 | 252.7321 | 251.8796 | 6.3123 | 28.847 | 219.4863 | 362.0728 | 7.3577 | 0 |  | 80 | 1671.3037 | 211.6379 | 253.547 | 250.0872 | 6.3123 | 28.7508 | 219.5439 | 339.2395 | 7.3719 | 0 |  | 80 | 1764.963 | 215.0487 | 247.1924 | 243.7144 | 6.3123 | 28.8298 | 223.4464 | 450.8501 | 7.7468 | 0
|  | 81 | 1766.6454 | 216.6973 | 253.3781 | 253.8504 | 6.3123 | 28.8164 | 242.3973 | 483.264 | 8.0135 | 0 |  | 81 | 1742.4799 | 212.4359 | 253.3441 | 266.7624 | 6.3123 | 28.8077 | 229.3545 | 381.2614 | 7.4484 | 0 |  | 81 | 1663.799 | 212.4089 | 251.9072 | 251.5058 | 6.3123 | 28.8388 | 218.817 | 360.3676 | 7.3577 | 0 |  | 81 | 1663.4094 | 210.8045 | 252.9064 | 249.7211 | 6.3123 | 28.7425 | 218.8788 | 337.717 | 7.3719 | 0 |  | 81 | 1756.4711 | 214.4358 | 246.5019 | 243.488 | 6.3123 | 28.8211 | 222.753 | 449.0976 | 7.7468 | 0
|  | 82 | 1758.1756 | 215.957 | 252.7356 | 253.4693 | 6.3123 | 28.8071 | 241.6418 | 481.3374 | 8.0135 | 0 |  | 82 | 1734.5398 | 211.4967 | 252.6347 | 266.1846 | 6.3123 | 28.7994 | 228.6702 | 379.4323 | 7.4484 | 0 |  | 82 | 1655.4973 | 212.1555 | 251.0933 | 251.1321 | 6.3123 | 28.8305 | 218.1598 | 358.6753 | 7.3577 | 0 |  | 82 | 1655.514 | 210.1542 | 252.0837 | 249.3549 | 6.3123 | 28.734 | 218.2256 | 336.2074 | 7.3719 | 0 |  | 82 | 1747.9786 | 213.8713 | 245.7636 | 243.2616 | 6.3123 | 28.8123 | 222.0714 | 447.3598 | 7.7468 | 0
|  | 83 | 1749.4244 | 215.2271 | 252.364 | 253.0883 | 6.3123 | 28.7976 | 240.899 | 479.43 | 8.0135 | 0 |  | 83 | 1726.0299 | 210.801 | 252.2516 | 265.6068 | 6.3123 | 28.7909 | 227.9982 | 377.6164 | 7.4484 | 0 |  | 83 | 1647.5461 | 211.497 | 250.3339 | 250.7583 | 6.3123 | 28.822 | 217.5146 | 356.9959 | 7.3577 | 0 |  | 83 | 1647.4966 | 209.7388 | 251.1483 | 248.9888 | 6.3123 | 28.7254 | 217.5842 | 334.7105 | 7.3719 | 0 |  | 83 | 1739.163 | 213.4655 | 245.1896 | 243.0352 | 6.3123 | 28.8034 | 221.4018 | 445.6366 | 7.7468 | 0
|  | 84 | 1741.1643 | 214.2732 | 251.7254 | 252.7072 | 6.3123 | 28.788 | 240.1689 | 477.5422 | 8.0135 | 0 |  | 84 | 1718.1071 | 209.8357 | 251.5511 | 265.029 | 6.3123 | 28.7821 | 227.3388 | 375.8138 | 7.4484 | 0 |  | 84 | 1639.8923 | 210.5271 | 249.5886 | 250.3846 | 6.3123 | 28.8133 | 216.8817 | 355.3294 | 7.3577 | 0 |  | 84 | 1639.5561 | 208.9927 | 250.4666 | 248.6227 | 6.3123 | 28.7165 | 216.9549 | 333.2265 | 7.3719 | 0 |  | 84 | 1730.3811 | 212.7703 | 244.8714 | 242.8087 | 6.3123 | 28.7942 | 220.7444 | 443.9281 | 7.7468 | 0
|  | 85 | 1732.8864 | 213.5817 | 250.8421 | 252.3262 | 6.3123 | 28.7781 | 239.4519 | 475.6741 | 8.0135 | 0 |  | 85 | 1709.937 | 209.2387 | 250.7295 | 264.4512 | 6.3123 | 28.7732 | 226.692 | 374.0243 | 7.4484 | 0 |  | 85 | 1632.4028 | 209.447 | 248.7891 | 250.0108 | 6.3123 | 28.8043 | 216.2612 | 353.6757 | 7.3577 | 0 |  | 85 | 1632.3285 | 207.7534 | 249.5652 | 248.2565 | 6.3123 | 28.7075 | 216.3379 | 331.7556 | 7.3719 | 0 |  | 85 | 1722.3545 | 211.8962 | 243.9768 | 242.5823 | 6.3123 | 28.7848 | 220.0993 | 442.2342 | 7.7468 | 0
|  | 86 | 1724.9821 | 212.6771 | 249.7984 | 251.9451 | 6.3123 | 28.7681 | 238.7481 | 473.8259 | 8.0135 | 0 |  | 86 | 1702.0943 | 208.4858 | 249.7365 | 263.8734 | 6.3123 | 28.7639 | 226.058 | 372.2479 | 7.4484 | 0 |  | 86 | 1624.4125 | 208.6128 | 248.2445 | 249.6371 | 6.3123 | 28.7951 | 215.6532 | 352.0348 | 7.3577 | 0 |  | 86 | 1624.3697 | 206.9581 | 248.9511 | 247.8904 | 6.3123 | 28.6982 | 215.7332 | 330.2976 | 7.3719 | 0 |  | 86 | 1714.3337 | 210.82 | 243.2784 | 242.3559 | 6.3123 | 28.7751 | 219.4667 | 440.5549 | 7.7468 | 0
|  | 87 | 1716.2626 | 212.1528 | 249.1897 | 251.564 | 6.3123 | 28.7578 | 238.0576 | 471.9978 | 8.0135 | 0 |  | 87 | 1693.8644 | 207.7838 | 249.0797 | 263.2956 | 6.3123 | 28.7544 | 225.437 | 370.4846 | 7.4484 | 0 |  | 87 | 1616.5816 | 207.8372 | 247.4819 | 249.2633 | 6.3123 | 28.7857 | 215.058 | 350.4065 | 7.3577 | 0 |  | 87 | 1616.7756 | 205.9635 | 248.1714 | 247.5243 | 6.3123 | 28.6886 | 215.141 | 328.8528 | 7.3719 | 0 |  | 87 | 1706.5361 | 209.8052 | 242.2954 | 242.1294 | 6.3123 | 28.7652 | 218.8468 | 438.8903 | 7.7468 | 0
|  | 88 | 1707.7267 | 211.4393 | 248.5864 | 251.183 | 6.3123 | 28.7472 | 237.3808 | 470.19 | 8.0135 | 0 |  | 88 | 1685.289 | 207.3072 | 248.543 | 262.7178 | 6.3123 | 28.7446 | 224.829 | 368.7342 | 7.4484 | 0 |  | 88 | 1608.6639 | 206.9896 | 246.8781 | 248.8896 | 6.3123 | 28.7759 | 214.4757 | 348.7909 | 7.3577 | 0 |  | 88 | 1608.9454 | 205.1579 | 247.439 | 247.1582 | 6.3123 | 28.6788 | 214.5615 | 327.4211 | 7.3719 | 0 |  | 88 | 1698.1736 | 209.1675 | 241.5003 | 241.903 | 6.3123 | 28.7551 | 218.2397 | 437.2402 | 7.7468 | 0
|  | 89 | 1699.1626 | 210.6278 | 248.1094 | 250.8019 | 6.3123 | 28.7364 | 236.7176 | 468.4028 | 8.0135 | 0 |  | 89 | 1676.9825 | 206.5391 | 248.029 | 262.1399 | 6.3123 | 28.7345 | 224.2343 | 366.9967 | 7.4484 | 0 |  | 89 | 1600.5982 | 206.256 | 246.3084 | 248.5158 | 6.3123 | 28.7659 | 213.9064 | 347.1878 | 7.3577 | 0 |  | 89 | 1600.8454 | 204.3176 | 247.0109 | 246.792 | 6.3123 | 28.6687 | 213.9948 | 326.0027 | 7.3719 | 0 |  | 89 | 1689.2831 | 208.5896 | 241.1733 | 241.6766 | 6.3123 | 28.7446 | 217.6456 | 435.6048 | 7.7468 | 0
|  | 90 | 1691.1366 | 209.482 | 247.4286 | 250.4209 | 6.3123 | 28.7254 | 236.0685 | 466.6362 | 8.0135 | 0 |  | 90 | 1669.3602 | 205.2306 | 247.3711 | 261.5621 | 6.3123 | 28.724 | 223.6529 | 365.272 | 7.4484 | 0 |  | 90 | 1593.268 | 205.1493 | 245.3762 | 248.1421 | 6.3123 | 28.7555 | 213.3502 | 345.5973 | 7.3577 | 0 |  | 90 | 1593.2719 | 203.1824 | 246.3513 | 246.4259 | 6.3123 | 28.6583 | 213.441 | 324.5976 | 7.3719 | 0 |  | 90 | 1681.272 | 207.5798 | 240.3989 | 241.4501 | 6.3123 | 28.7338 | 217.0647 | 433.9841 | 7.7468 | 0
|  | 91 | 1683.0937 | 208.5505 | 246.5504 | 250.0398 | 6.3123 | 28.714 | 235.4334 | 464.8904 | 8.0135 | 0 |  | 91 | 1661.6061 | 204.3256 | 246.4416 | 260.9843 | 6.3123 | 28.7131 | 223.0851 | 363.5601 | 7.4484 | 0 |  | 91 | 1586.0119 | 204.0301 | 244.3825 | 247.7683 | 6.3123 | 28.7447 | 212.8075 | 344.0193 | 7.3577 | 0 |  | 91 | 1586.0681 | 202.1823 | 245.1869 | 246.0598 | 6.3123 | 28.6475 | 212.9003 | 323.2059 | 7.3719 | 0 |  | 91 | 1673.5002 | 206.3845 | 239.5707 | 241.2237 | 6.3123 | 28.7226 | 216.4972 | 432.3779 | 7.7468 | 0
|  | 92 | 1674.8727 | 207.5574 | 245.912 | 249.6587 | 6.3123 | 28.7022 | 234.8127 | 463.1658 | 8.0135 | 0 |  | 92 | 1653.4624 | 203.4924 | 245.8297 | 260.4065 | 6.3123 | 28.7019 | 222.5309 | 361.8609 | 7.4484 | 0 |  | 92 | 1578.3556 | 203.0994 | 243.6002 | 247.3946 | 6.3123 | 28.7336 | 212.2782 | 342.4537 | 7.3577 | 0 |  | 92 | 1578.494 | 201.3237 | 244.2513 | 245.6936 | 6.3123 | 28.6364 | 212.3728 | 321.8276 | 7.3719 | 0 |  | 92 | 1665.2273 | 205.4522 | 238.9805 | 240.9973 | 6.3123 | 28.7111 | 215.9432 | 430.7863 | 7.7468 | 0
|  | 93 | 1666.9368 | 206.5263 | 245.0263 | 249.2777 | 6.3123 | 28.6902 | 234.2064 | 461.4623 | 8.0135 | 0 |  | 93 | 1645.5444 | 202.5138 | 245.1378 | 259.8287 | 6.3123 | 28.6903 | 221.9905 | 360.1743 | 7.4484 | 0 |  | 93 | 1570.4931 | 202.286 | 242.9071 | 247.0208 | 6.3123 | 28.7221 | 211.7625 | 340.9005 | 7.3577 | 0 |  | 93 | 1570.489 | 200.4695 | 243.7422 | 245.3275 | 6.3123 | 28.6249 | 211.8587 | 320.4628 | 7.3719 | 0 |  | 93 | 1657.5317 | 204.3943 | 237.9386 | 240.7709 | 6.3123 | 28.6993 | 215.4027 | 429.2094 | 7.7468 | 0
|  | 94 | 1658.7477 | 205.6381 | 244.2834 | 248.8641 | 6.3123 | 28.6778 | 233.6145 | 459.7799 | 8.0135 | 0 |  | 94 | 1637.6238 | 201.7642 | 244.2448 | 259.2254 | 6.3123 | 28.6782 | 221.4636 | 358.5002 | 7.4484 | 0 |  | 94 | 1562.7216 | 201.3359 | 242.3145 | 246.5923 | 6.3123 | 28.7103 | 211.2603 | 339.3595 | 7.3577 | 0 |  | 94 | 1562.7344 | 199.5787 | 243.0673 | 244.9134 | 6.3123 | 28.6131 | 211.3577 | 319.1113 | 7.3719 | 0 |  | 94 | 1649.2615 | 203.6608 | 237.1798 | 240.5116 | 6.3123 | 28.687 | 214.8758 | 427.6468 | 7.7468 | 0
|  | 95 | 1651.516 | 204.1007 | 243.2015 | 248.4816 | 6.3123 | 28.6651 | 233.0366 | 458.1181 | 8.0135 | 0 |  | 95 | 1630.8215 | 200.1253 | 243.1283 | 258.6165 | 6.3123 | 28.6658 | 220.9502 | 356.8385 | 7.4484 | 0 |  | 95 | 1554.9221 | 200.6648 | 241.4237 | 246.2108 | 6.3123 | 28.698 | 210.7712 | 337.8306 | 7.3577 | 0 |  | 95 | 1555.0514 | 198.774 | 242.1931 | 244.5408 | 6.3123 | 28.6009 | 210.8696 | 317.7731 | 7.3719 | 0 |  | 95 | 1641.8064 | 202.205 | 236.3011 | 240.2794 | 6.3123 | 28.6744 | 214.3621 | 426.0987 | 7.7468 | 0
|  | 96 | 1643.3733 | 203.1958 | 242.3848 | 248.1123 | 6.3123 | 28.652 | 232.4725 | 456.4768 | 8.0135 | 0 |  | 96 | 1622.8029 | 199.2389 | 242.4338 | 258.0496 | 6.3123 | 28.653 | 220.4499 | 355.1891 | 7.4484 | 0 |  | 96 | 1546.8766 | 199.9202 | 240.8324 | 245.8493 | 6.3123 | 28.6854 | 210.2952 | 336.3138 | 7.3577 | 0 |  | 96 | 1546.9599 | 198.0267 | 241.6513 | 244.1871 | 6.3123 | 28.5883 | 210.3943 | 316.4479 | 7.3719 | 0 |  | 96 | 1633.5185 | 201.3656 | 235.6214 | 240.0647 | 6.3123 | 28.6614 | 213.8615 | 424.5647 | 7.7468 | 0
|  | 97 | 1635.6352 | 201.9851 | 241.4692 | 247.7429 | 6.3123 | 28.6386 | 231.9222 | 454.8557 | 8.0135 | 0 |  | 97 | 1615.2195 | 198.1299 | 241.5266 | 257.4827 | 6.3123 | 28.6398 | 219.9625 | 353.552 | 7.4484 | 0 |  | 97 | 1539.3886 | 198.6237 | 240.2357 | 245.4877 | 6.3123 | 28.6724 | 209.8319 | 334.8087 | 7.3577 | 0 |  | 97 | 1539.3952 | 196.8915 | 240.9705 | 243.8333 | 6.3123 | 28.5754 | 209.9315 | 315.1357 | 7.3719 | 0 |  | 97 | 1625.7429 | 199.9926 | 234.963 | 239.8499 | 6.3123 | 28.6481 | 213.3736 | 423.0447 | 7.7468 | 0
|  | 98 | 1626.6735 | 201.3699 | 241.1818 | 247.3736 | 6.3123 | 28.625 | 231.3852 | 453.2545 | 8.0135 | 0 |  | 98 | 1606.8486 | 197.3869 | 241.041 | 256.9157 | 6.3123 | 28.6263 | 219.4878 | 351.9268 | 7.4484 | 0 |  | 98 | 1531.7496 | 197.6286 | 239.4886 | 245.1261 | 6.3123 | 28.659 | 209.3811 | 333.3155 | 7.3577 | 0 |  | 98 | 1531.8016 | 195.9025 | 240.1725 | 243.4795 | 6.3123 | 28.5621 | 209.481 | 313.8362 | 7.3719 | 0 |  | 98 | 1617.0053 | 199.2905 | 234.5956 | 239.6352 | 6.3123 | 28.6344 | 212.8984 | 421.5386 | 7.7468 | 0
|  | 99 | 1618.0429 | 200.6464 | 240.5894 | 247.0864 | 6.3123 | 28.611 | 230.8615 | 451.6729 | 8.0135 | 0 |  | 99 | 1598.4377 | 196.6637 | 240.5251 | 256.3993 | 6.3123 | 28.6123 | 219.0256 | 350.3137 | 7.4484 | 0 |  | 99 | 1524.1275 | 196.5867 | 238.694 | 244.8418 | 6.3123 | 28.6453 | 208.9427 | 331.8338 | 7.3577 | 0 |  | 99 | 1524.1931 | 194.8041 | 239.4096 | 243.2149 | 6.3123 | 28.5485 | 209.0426 | 312.5493 | 7.3719 | 0 |  | 99 | 1608.6415 | 198.4818 | 233.9553 | 239.4262 | 6.3123 | 28.6204 | 212.4356 | 420.0463 | 7.7468 | 0
|  | 100 | 1609.4512 | 199.9755 | 239.9444 | 246.7603 | 6.3123 | 28.5967 | 230.3508 | 450.1107 | 8.0135 | 0 |  | 100 | 1590.193 | 195.9566 | 239.7718 | 255.938 | 6.3123 | 28.5981 | 218.5756 | 348.7125 | 7.4484 | 0 |  | 100 | 1516.3769 | 195.6598 | 237.9411 | 244.5294 | 6.3123 | 28.6313 | 208.5163 | 330.3636 | 7.3577 | 0 |  | 100 | 1516.5986 | 193.8221 | 238.5595 | 242.9071 | 6.3123 | 28.5346 | 208.616 | 311.2748 | 7.3719 | 0 |  | 100 | 1600.4818 | 197.6803 | 233.0883 | 239.2326 | 6.3123 | 28.6061 | 211.9849 | 418.5675 | 7.7468 | 0
|  | 101 | 1601.4536 | 198.8401 | 239.1589 | 246.445 | 6.3123 | 28.5821 | 229.8529 | 448.5675 | 8.0135 | 0 |  | 101 | 1582.2197 | 194.942 | 239.0303 | 255.5009 | 6.3123 | 28.5834 | 218.1377 | 347.123 | 7.4484 | 0 |  | 101 | 1508.9743 | 194.5587 | 237.033 | 244.1983 | 6.3123 | 28.6169 | 208.1018 | 328.9047 | 7.3577 | 0 |  | 101 | 1509.1416 | 192.8723 | 237.556 | 242.5829 | 6.3123 | 28.5204 | 208.2011 | 310.0127 | 7.3719 | 0 |  | 101 | 1591.8969 | 197.0056 | 232.493 | 239.0657 | 6.3123 | 28.5914 | 211.5462 | 417.1023 | 7.7468 | 0
|  | 102 | 1592.9435 | 198.1521 | 238.4617 | 246.1067 | 6.3123 | 28.5672 | 229.3676 | 447.0432 | 8.0135 | 0 |  | 102 | 1573.7217 | 194.332 | 238.4139 | 255.0588 | 6.3123 | 28.5685 | 217.7116 | 345.5451 | 7.4484 | 0 |  | 102 | 1501.3242 | 193.8234 | 236.0066 | 243.8672 | 6.3123 | 28.6022 | 207.699 | 327.4571 | 7.3577 | 0 |  | 102 | 1501.4933 | 191.9618 | 236.7046 | 242.2586 | 6.3123 | 28.5058 | 207.7975 | 308.7628 | 7.3719 | 0 |  | 102 | 1583.6335 | 196.14 | 231.7986 | 238.8674 | 6.3123 | 28.5764 | 211.1193 | 415.6503 | 7.7468 | 0
|  | 103 | 1584.9926 | 197.2327 | 237.4367 | 245.7683 | 6.3123 | 28.552 | 228.8946 | 445.5374 | 8.0135 | 0 |  | 103 | 1566.0172 | 193.3199 | 237.4045 | 254.6183 | 6.3123 | 28.5532 | 217.2971 | 343.9788 | 7.4484 | 0 |  | 103 | 1493.8257 | 192.8642 | 235.0526 | 243.5362 | 6.3123 | 28.5871 | 207.3076 | 326.0205 | 7.3577 | 0 |  | 103 | 1493.8086 | 191.1223 | 235.8187 | 241.9344 | 6.3123 | 28.491 | 207.4052 | 307.5248 | 7.3719 | 0 |  | 103 | 1575.6752 | 195.317 | 230.7564 | 238.6691 | 6.3123 | 28.5611 | 210.7039 | 414.2116 | 7.7468 | 0
|  | 104 | 1577.1355 | 196.1897 | 236.4404 | 245.4311 | 6.3123 | 28.5366 | 228.4338 | 444.0499 | 8.0135 | 0 |  | 104 | 1558.3364 | 192.2625 | 236.4157 | 254.1789 | 6.3123 | 28.5376 | 216.894 | 342.4239 | 7.4484 | 0 |  | 104 | 1485.5287 | 192.347 | 234.4491 | 243.2111 | 6.3123 | 28.5718 | 206.9273 | 324.5949 | 7.3577 | 0 |  | 104 | 1486.0161 | 190.3689 | 234.9488 | 241.6157 | 6.3123 | 28.4758 | 207.0239 | 306.2987 | 7.3719 | 0 |  | 104 | 1568.1648 | 194.0065 | 229.7538 | 238.4708 | 6.3123 | 28.5456 | 210.2998 | 412.7858 | 7.7468 | 0
|  | 105 | 1569.1565 | 195.2462 | 235.7034 | 245.0967 | 6.3123 | 28.5209 | 227.9849 | 442.5804 | 8.0135 | 0 |  | 105 | 1550.1857 | 191.516 | 235.7718 | 253.7423 | 6.3123 | 28.5216 | 216.5021 | 340.8804 | 7.4484 | 0 |  | 105 | 1478.5178 | 191.1671 | 233.6692 | 242.8853 | 6.3123 | 28.5561 | 206.5581 | 323.1801 | 7.3577 | 0 |  | 105 | 1478.5895 | 189.471 | 234.2782 | 241.2963 | 6.3123 | 28.4603 | 206.6534 | 305.0843 | 7.3719 | 0 |  | 105 | 1560.0432 | 193.036 | 229.1273 | 238.2712 | 6.3123 | 28.5297 | 209.9068 | 411.373 | 7.7468 | 0
|  | 106 | 1561.554 | 194.2489 | 234.9975 | 244.7695 | 6.3123 | 28.5049 | 227.5478 | 441.1287 | 8.0135 | 0 |  | 106 | 1542.7183 | 190.4956 | 235.1189 | 253.3114 | 6.3123 | 28.5054 | 216.1211 | 339.3481 | 7.4484 | 0 |  | 106 | 1471.1452 | 190.4667 | 232.9041 | 242.5689 | 6.3123 | 28.5402 | 206.1996 | 321.776 | 7.3577 | 0 |  | 106 | 1471.1572 | 188.8002 | 233.5433 | 240.9844 | 6.3123 | 28.4446 | 206.2934 | 303.8815 | 7.3719 | 0 |  | 106 | 1552.4242 | 192.1666 | 228.3834 | 238.0669 | 6.3123 | 28.5135 | 209.5247 | 409.9729 | 7.7468 | 0
|  | 107 | 1553.9493 | 193.2142 | 234.3315 | 244.4419 | 6.3123 | 28.4887 | 227.1222 | 439.6944 | 8.0135 | 0 |  | 107 | 1535.1953 | 189.5596 | 234.4347 | 252.8829 | 6.3123 | 28.4888 | 215.7508 | 337.8268 | 7.4484 | 0 |  | 107 | 1463.8355 | 189.7197 | 232.1249 | 242.2503 | 6.3123 | 28.5239 | 205.8516 | 320.3825 | 7.3577 | 0 |  | 107 | 1464.1254 | 187.9195 | 232.6181 | 240.6721 | 6.3123 | 28.4285 | 205.9437 | 302.69 | 7.3719 | 0 |  | 107 | 1544.8445 | 191.2884 | 227.6007 | 237.8708 | 6.3123 | 28.497 | 209.1532 | 408.5854 | 7.7468 | 0
|  | 108 | 1545.8994 | 192.5605 | 233.7268 | 244.1173 | 6.3123 | 28.4722 | 226.7078 | 438.2772 | 8.0135 | 0 |  | 108 | 1527.5406 | 188.8175 | 233.6869 | 252.456 | 6.3123 | 28.472 | 215.3911 | 336.3166 | 7.4484 | 0 |  | 108 | 1456.8358 | 188.7566 | 231.2518 | 241.9316 | 6.3123 | 28.5074 | 205.5139 | 318.9994 | 7.3577 | 0 |  | 108 | 1457.0642 | 186.8789 | 231.8824 | 240.3597 | 6.3123 | 28.4122 | 205.6041 | 301.5098 | 7.3719 | 0 |  | 108 | 1536.8853 | 190.4951 | 227.1144 | 237.6731 | 6.3123 | 28.4803 | 208.7922 | 407.2103 | 7.7468 | 0
|  | 109 | 1538.5661 | 191.4677 | 232.8475 | 243.7899 | 6.3123 | 28.4555 | 226.3046 | 436.877 | 8.0135 | 0 |  | 109 | 1520.2264 | 187.7855 | 232.8886 | 252.0287 | 6.3123 | 28.4548 | 215.0416 | 334.8173 | 7.4484 | 0 |  | 109 | 1449.6468 | 187.9257 | 230.4521 | 241.5966 | 6.3123 | 28.4905 | 205.1863 | 317.6266 | 7.3577 | 0 |  | 109 | 1449.9904 | 185.9228 | 231.0931 | 240.029 | 6.3123 | 28.3956 | 205.2745 | 300.3407 | 7.3719 | 0 |  | 109 | 1529.4256 | 189.4779 | 226.3525 | 237.4754 | 6.3123 | 28.4633 | 208.4415 | 405.8476 | 7.7468 | 0
|  | 110 | 1530.8457 | 190.8497 | 231.8843 | 243.4586 | 6.3123 | 28.4385 | 225.9122 | 435.4935 | 8.0135 | 0 |  | 110 | 1512.8806 | 187.1148 | 231.7701 | 251.5922 | 6.3123 | 28.4374 | 214.7021 | 333.3288 | 7.4484 | 0 |  | 110 | 1442.0753 | 187.275 | 229.8268 | 241.2896 | 6.3123 | 28.4734 | 204.8685 | 316.264 | 7.3577 | 0 |  | 110 | 1442.1935 | 185.3647 | 230.5992 | 239.728 | 6.3123 | 28.3788 | 204.9545 | 299.1826 | 7.3719 | 0 |  | 110 | 1522.0502 | 188.5688 | 225.4004 | 237.2754 | 6.3123 | 28.446 | 208.1007 | 404.4971 | 7.7468 | 0
|  | 111 | 1523.0848 | 190.131 | 231.0429 | 243.1467 | 6.3123 | 28.4213 | 225.5304 | 434.1263 | 8.0135 | 0 |  | 111 | 1504.8891 | 186.6087 | 231.1104 | 251.1779 | 6.3123 | 28.4197 | 214.3725 | 331.8509 | 7.4484 | 0 |  | 111 | 1435.3412 | 186.2423 | 228.7452 | 240.9835 | 6.3123 | 28.4561 | 204.5604 | 314.9114 | 7.3577 | 0 |  | 111 | 1434.9938 | 184.6255 | 229.6879 | 239.4283 | 6.3123 | 28.3617 | 204.644 | 298.0352 | 7.3719 | 0 |  | 111 | 1514.3099 | 187.8248 | 224.636 | 237.0875 | 6.3123 | 28.4285 | 207.7698 | 403.1585 | 7.7468 | 0
|  | 112 | 1515.2202 | 189.5099 | 230.2075 | 242.8348 | 6.3123 | 28.4039 | 225.1591 | 432.7752 | 8.0135 | 0 |  | 112 | 1497.4552 | 185.8789 | 230.1167 | 250.7636 | 6.3123 | 28.4018 | 214.0525 | 330.3836 | 7.4484 | 0 |  | 112 | 1428.1946 | 185.2908 | 227.9949 | 240.6774 | 6.3123 | 28.4385 | 204.2617 | 313.5687 | 7.3577 | 0 |  | 112 | 1428.0675 | 183.617 | 228.7723 | 239.1286 | 6.3123 | 28.3443 | 204.3428 | 296.8986 | 7.3719 | 0 |  | 112 | 1506.4416 | 187.2647 | 223.8157 | 236.8996 | 6.3123 | 28.4107 | 207.4485 | 401.8319 | 7.7468 | 0
|  | 113 | 1507.438 | 188.6696 | 229.5091 | 242.5229 | 6.3123 | 28.3862 | 224.798 | 431.4399 | 8.0135 | 0 |  | 113 | 1489.8328 | 185.03 | 229.4307 | 250.3493 | 6.3123 | 28.3836 | 213.742 | 328.9268 | 7.4484 | 0 |  | 113 | 1420.6243 | 184.6593 | 227.3482 | 240.3713 | 6.3123 | 28.4206 | 203.9721 | 312.2359 | 7.3577 | 0 |  | 113 | 1420.5662 | 182.9472 | 228.0931 | 238.829 | 6.3123 | 28.3267 | 204.0505 | 295.7724 | 7.3719 | 0 |  | 113 | 1498.631 | 186.5999 | 223.0423 | 236.7118 | 6.3123 | 28.3927 | 207.1365 | 400.517 | 7.7468 | 0
|  | 114 | 1500.3332 | 187.5018 | 228.4607 | 242.211 | 6.3123 | 28.3683 | 224.447 | 430.1202 | 8.0135 | 0 |  | 114 | 1482.9971 | 183.7606 | 228.3785 | 249.935 | 6.3123 | 28.3651 | 213.4405 | 327.4803 | 7.4484 | 0 |  | 114 | 1413.5795 | 184.0965 | 226.1075 | 240.0652 | 6.3123 | 28.4025 | 203.6916 | 310.9127 | 7.3577 | 0 |  | 114 | 1413.3558 | 182.4515 | 226.9491 | 238.5293 | 6.3123 | 28.3089 | 203.7671 | 294.6565 | 7.3719 | 0 |  | 114 | 1491.4258 | 185.5926 | 222.0062 | 236.5239 | 6.3123 | 28.3744 | 206.8337 | 399.2137 | 7.7468 | 0
|  | 115 | 1493.4327 | 186.4844 | 227.0576 | 241.8991 | 6.3123 | 28.3503 | 224.1057 | 428.8158 | 8.0135 | 0 |  | 115 | 1475.9984 | 182.9499 | 227.0305 | 249.5207 | 6.3123 | 28.3464 | 213.1481 | 326.0441 | 7.4484 | 0 |  | 115 | 1405.8697 | 183.6007 | 225.4646 | 239.759 | 6.3123 | 28.3841 | 203.4197 | 309.599 | 7.3577 | 0 |  | 115 | 1405.8246 | 181.8341 | 226.2473 | 238.2297 | 6.3123 | 28.2908 | 203.4923 | 293.5508 | 7.3719 | 0 |  | 115 | 1484.5324 | 184.5739 | 220.6696 | 236.336 | 6.3123 | 28.3559 | 206.5399 | 397.9219 | 7.7468 | 0
|  | 116 | 1485.7389 | 185.675 | 226.2398 | 241.5872 | 6.3123 | 28.332 | 223.774 | 427.5263 | 8.0135 | 0 |  | 116 | 1468.3603 | 182.216 | 226.2453 | 249.1065 | 6.3123 | 28.3275 | 212.8644 | 324.618 | 7.4484 | 0 |  | 116 | 1398.8219 | 182.449 | 224.8157 | 239.4529 | 6.3123 | 28.3655 | 203.1564 | 308.2948 | 7.3577 | 0 |  | 116 | 1398.5591 | 180.9214 | 225.5753 | 237.93 | 6.3123 | 28.2725 | 203.2259 | 292.4552 | 7.3719 | 0 |  | 116 | 1477.1481 | 183.6031 | 219.776 | 236.1481 | 6.3123 | 28.3372 | 206.2548 | 396.6414 | 7.7468 | 0
|  | 117 | 1477.8177 | 184.8813 | 225.6338 | 241.2753 | 6.3123 | 28.3135 | 223.4517 | 426.2516 | 8.0135 | 0 |  | 117 | 1460.6899 | 181.315 | 225.6593 | 248.6922 | 6.3123 | 28.3083 | 212.5892 | 323.2019 | 7.4484 | 0 |  | 117 | 1391.5522 | 181.8713 | 223.8147 | 239.1468 | 6.3123 | 28.3467 | 202.9013 | 306.9998 | 7.3577 | 0 |  | 117 | 1391.389 | 180.2881 | 224.5284 | 237.6303 | 6.3123 | 28.254 | 202.9676 | 291.3695 | 7.3719 | 0 |  | 117 | 1469.1527 | 182.9673 | 219.1585 | 235.9603 | 6.3123 | 28.3183 | 205.9781 | 395.372 | 7.7468 | 0
|  | 118 | 1469.8119 | 184.298 | 224.9018 | 240.9634 | 6.3123 | 28.2948 | 223.1385 | 424.9914 | 8.0135 | 0 |  | 118 | 1452.9709 | 180.6475 | 224.8885 | 248.2779 | 6.3123 | 28.2889 | 212.3222 | 321.7958 | 7.4484 | 0 |  | 118 | 1384.3449 | 181.0442 | 223.0008 | 238.8407 | 6.3123 | 28.3277 | 202.6544 | 305.7139 | 7.3577 | 0 |  | 118 | 1384.2366 | 179.3068 | 223.8119 | 237.3307 | 6.3123 | 28.2353 | 202.7173 | 290.2935 | 7.3719 | 0 |  | 118 | 1461.2322 | 182.2756 | 218.522 | 235.7724 | 6.3123 | 28.2992 | 205.7098 | 394.1137 | 7.7468 | 0
|  | 119 | 1461.3352 | 183.846 | 224.5095 | 240.6515 | 6.3123 | 28.2759 | 222.8343 | 423.7454 | 8.0135 | 0 |  | 119 | 1444.6254 | 180.3011 | 224.4186 | 247.868 | 6.3123 | 28.2693 | 212.0634 | 320.3994 | 7.4484 | 0 |  | 119 | 1376.9833 | 180.0999 | 222.4583 | 238.5344 | 6.3123 | 28.3084 | 202.4152 | 304.4371 | 7.3577 | 0 |  | 119 | 1376.737 | 178.4354 | 223.3327 | 237.031 | 6.3123 | 28.2164 | 202.4747 | 289.2272 | 7.3719 | 0 |  | 119 | 1452.9646 | 181.6862 | 218.1303 | 235.5845 | 6.3123 | 28.2798 | 205.4496 | 392.8663 | 7.7468 | 0
|  | 120 | 1453.4491 | 183.2861 | 223.633 | 240.3412 | 6.3123 | 28.2569 | 222.5388 | 422.5133 | 8.0135 | 0 |  | 120 | 1436.897 | 179.6857 | 223.483 | 247.5759 | 6.3123 | 28.2495 | 211.8124 | 319.0128 | 7.4484 | 0 |  | 120 | 1369.7204 | 179.1908 | 221.7775 | 238.2328 | 6.3123 | 28.289 | 202.1837 | 303.1691 | 7.3577 | 0 |  | 120 | 1369.7622 | 177.3121 | 222.577 | 236.7349 | 6.3123 | 28.1972 | 202.2396 | 288.1702 | 7.3719 | 0 |  | 120 | 1445.3919 | 180.8681 | 217.2693 | 235.3996 | 6.3123 | 28.2603 | 205.1973 | 391.6296 | 7.7468 | 0
|  | 121 | 1445.8894 | 182.1832 | 222.9686 | 240.0351 | 6.3123 | 28.2377 | 222.2518 | 421.2949 | 8.0135 | 0 |  | 121 | 1429.2292 | 178.5143 | 223.0373 | 247.2892 | 6.3123 | 28.2295 | 211.5691 | 317.6358 | 7.4484 | 0 |  | 121 | 1361.7256 | 178.7687 | 221.3372 | 237.9353 | 6.3123 | 28.2693 | 201.9595 | 301.9099 | 7.3577 | 0 |  | 121 | 1361.7105 | 176.9179 | 222.1641 | 236.4436 | 6.3123 | 28.1779 | 202.0118 | 287.1226 | 7.3719 | 0 |  | 121 | 1437.5258 | 179.9261 | 216.8168 | 235.2238 | 6.3123 | 28.2406 | 204.9526 | 390.4035 | 7.7468 | 0
|  | 122 | 1437.6114 | 181.6649 | 222.4315 | 239.7357 | 6.3123 | 28.2183 | 221.9731 | 420.0898 | 8.0135 | 0 |  | 122 | 1420.9873 | 178.0558 | 222.4982 | 246.957 | 6.3123 | 28.2093 | 211.3331 | 316.2682 | 7.4484 | 0 |  | 122 | 1353.8119 | 178.2643 | 220.8971 | 237.6392 | 6.3123 | 28.2495 | 201.7426 | 300.6593 | 7.3577 | 0 |  | 122 | 1353.8114 | 176.5619 | 221.5571 | 236.1559 | 6.3123 | 28.1584 | 201.791 | 286.084 | 7.3719 | 0 |  | 122 | 1429.4214 | 179.2739 | 216.2926 | 235.068 | 6.3123 | 28.2207 | 204.7153 | 389.1878 | 7.7468 | 0
|  | 123 | 1430.2032 | 180.7551 | 221.4174 | 239.4349 | 6.3123 | 28.1987 | 221.7025 | 418.8978 | 8.0135 | 0 |  | 123 | 1413.6088 | 177.2709 | 221.4355 | 246.6115 | 6.3123 | 28.1889 | 211.1044 | 314.91 | 7.4484 | 0 |  | 123 | 1346.0111 | 177.7926 | 220.3142 | 237.3399 | 6.3123 | 28.2295 | 201.5326 | 299.4172 | 7.3577 | 0 |  | 123 | 1346.0908 | 176.0181 | 220.9659 | 235.8615 | 6.3123 | 28.1387 | 201.5772 | 285.0545 | 7.3719 | 0 |  | 123 | 1422.3575 | 178.2874 | 215.1135 | 234.8609 | 6.3123 | 28.2007 | 204.4853 | 387.9825 | 7.7468 | 0
|  | 124 | 1422.8197 | 179.6217 | 220.608 | 239.1283 | 6.3123 | 28.179 | 221.4398 | 417.7187 | 8.0135 | 0 |  | 124 | 1406.5076 | 176.042 | 220.5454 | 246.2601 | 6.3123 | 28.1683 | 210.8826 | 313.5611 | 7.4484 | 0 |  | 124 | 1338.6512 | 176.9436 | 219.6678 | 237.0407 | 6.3123 | 28.2093 | 201.3293 | 298.1835 | 7.3577 | 0 |  | 124 | 1338.7305 | 175.1533 | 220.3355 | 235.5671 | 6.3123 | 28.1189 | 201.3699 | 284.0338 | 7.3719 | 0 |  | 124 | 1415.1515 | 177.2848 | 214.0667 | 234.6797 | 6.3123 | 28.1804 | 204.2622 | 386.7873 | 7.7468 | 0
|  | 125 | 1415.4805 | 178.5391 | 219.7036 | 238.8217 | 6.3123 | 28.1592 | 221.1847 | 416.5521 | 8.0135 | 0 |  | 125 | 1398.9988 | 175.039 | 219.8369 | 245.9088 | 6.3123 | 28.1476 | 210.6676 | 312.2214 | 7.4484 | 0 |  | 125 | 1332.0689 | 175.8775 | 218.4609 | 236.7415 | 6.3123 | 28.1889 | 201.1324 | 296.958 | 7.3577 | 0 |  | 125 | 1331.7356 | 174.2134 | 219.4147 | 235.2727 | 6.3123 | 28.0988 | 201.1691 | 283.0218 | 7.3719 | 0 |  | 125 | 1407.5566 | 176.2292 | 213.4619 | 234.4985 | 6.3123 | 28.16 | 204.046 | 385.6022 | 7.7468 | 0
|  | 126 | 1407.627 | 177.7759 | 218.994 | 238.5151 | 6.3123 | 28.1392 | 220.937 | 415.3979 | 8.0135 | 0 |  | 126 | 1391.238 | 174.4061 | 219.0104 | 245.5574 | 6.3123 | 28.1267 | 210.459 | 310.8907 | 7.4484 | 0 |  | 126 | 1324.7756 | 175.2257 | 217.5507 | 236.4422 | 6.3123 | 28.1684 | 200.9419 | 295.7406 | 7.3577 | 0 |  | 126 | 1324.6497 | 173.4326 | 218.4259 | 234.9784 | 6.3123 | 28.0786 | 200.9745 | 282.0184 | 7.3719 | 0 |  | 126 | 1399.5054 | 175.5522 | 212.9347 | 234.3173 | 6.3123 | 28.1395 | 203.8363 | 384.427 | 7.7468 | 0
|  | 127 | 1400.1625 | 176.9272 | 217.9809 | 238.2085 | 6.3123 | 28.119 | 220.6966 | 414.2556 | 8.0135 | 0 |  | 127 | 1383.9978 | 173.4586 | 217.9778 | 245.2061 | 6.3123 | 28.1057 | 210.2569 | 309.569 | 7.4484 | 0 |  | 127 | 1317.4251 | 174.3705 | 216.9011 | 236.143 | 6.3123 | 28.1477 | 200.7574 | 294.5312 | 7.3577 | 0 |  | 127 | 1317.1593 | 172.7673 | 217.726 | 234.684 | 6.3123 | 28.0583 | 200.7859 | 281.0233 | 7.3719 | 0 |  | 127 | 1391.9842 | 174.8563 | 211.8964 | 234.1361 | 6.3123 | 28.1188 | 203.633 | 383.2614 | 7.7468 | 0
|  | 128 | 1392.4485 | 176.134 | 217.1618 | 237.9019 | 6.3123 | 28.0987 | 220.4632 | 413.1251 | 8.0135 | 0 |  | 128 | 1376.4205 | 172.6648 | 217.1286 | 244.8547 | 6.3123 | 28.0845 | 210.0607 | 308.2561 | 7.4484 | 0 |  | 128 | 1310.4323 | 173.211 | 216.1981 | 235.8438 | 6.3123 | 28.1269 | 200.5788 | 293.3297 | 7.3577 | 0 |  | 128 | 1310.1848 | 171.6444 | 216.968 | 234.3896 | 6.3123 | 28.0378 | 200.603 | 280.0364 | 7.3719 | 0 |  | 128 | 1383.9787 | 174.3273 | 211.1756 | 233.9549 | 6.3123 | 28.098 | 203.4359 | 382.1055 | 7.7468 | 0
|  | 129 | 1384.0335 | 175.5762 | 216.8083 | 237.5953 | 6.3123 | 28.0783 | 220.2366 | 412.0061 | 8.0135 | 0 |  | 129 | 1368.0305 | 172.1101 | 216.8531 | 244.5034 | 6.3123 | 28.0632 | 209.8705 | 306.9519 | 7.4484 | 0 |  | 129 | 1302.695 | 172.5643 | 215.7268 | 235.5445 | 6.3123 | 28.106 | 200.4057 | 292.1358 | 7.3577 | 0 |  | 129 | 1302.3998 | 171.0633 | 216.4784 | 234.0953 | 6.3123 | 28.0172 | 200.4257 | 279.0577 | 7.3719 | 0 |  | 129 | 1376.101 | 173.3796 | 210.7455 | 233.7737 | 6.3123 | 28.077 | 203.2446 | 380.959 | 7.7468 | 0
|  | 130 | 1376.0452 | 174.7076 | 216.339 | 237.2886 | 6.3123 | 28.0578 | 220.0166 | 410.8983 | 8.0135 | 0 |  | 130 | 1359.9838 | 171.4332 | 216.3564 | 244.152 | 6.3123 | 28.0417 | 209.6859 | 305.6564 | 7.4484 | 0 |  | 130 | 1295.7674 | 171.6256 | 214.7378 | 235.2453 | 6.3123 | 28.0849 | 200.2381 | 290.9496 | 7.3577 | 0 |  | 130 | 1295.52 | 170.1418 | 215.4242 | 233.8009 | 6.3123 | 27.9964 | 200.2537 | 278.0868 | 7.3719 | 0 |  | 130 | 1367.8199 | 172.8129 | 210.338 | 233.5924 | 6.3123 | 28.0559 | 203.0591 | 379.8219 | 7.7468 | 0
|  | 131 | 1368.1735 | 174.1492 | 215.4427 | 236.982 | 6.3123 | 28.0372 | 219.8029 | 409.8014 | 8.0135 | 0 |  | 131 | 1352.3523 | 170.7841 | 215.4167 | 243.8007 | 6.3123 | 28.0201 | 209.5068 | 304.3694 | 7.4484 | 0 |  | 131 | 1288.8165 | 170.7057 | 213.7533 | 234.9461 | 6.3123 | 28.0636 | 200.0755 | 289.7708 | 7.3577 | 0 |  | 131 | 1288.8477 | 169.0141 | 214.3686 | 233.5065 | 6.3123 | 27.9756 | 200.0869 | 277.1238 | 7.3719 | 0 |  | 131 | 1360.1682 | 172.1359 | 209.4114 | 233.4112 | 6.3123 | 28.0347 | 202.8791 | 378.6939 | 7.7468 | 0
|  | 132 | 1359.8168 | 173.5853 | 215.0371 | 236.6754 | 6.3123 | 28.0165 | 219.5954 | 408.7151 | 8.0135 | 0 |  | 132 | 1344.2345 | 170.0726 | 215.0258 | 243.4493 | 6.3123 | 27.9984 | 209.3328 | 303.0907 | 7.4484 | 0 |  | 132 | 1281.7961 | 169.8647 | 212.7594 | 234.6468 | 6.3123 | 28.0423 | 199.9179 | 288.5993 | 7.3577 | 0 |  | 132 | 1281.7578 | 168.1348 | 213.4822 | 233.2121 | 6.3123 | 27.9546 | 199.9249 | 276.1684 | 7.3719 | 0 |  | 132 | 1352.0733 | 171.4196 | 208.9672 | 233.23 | 6.3123 | 28.0134 | 202.7044 | 377.5749 | 7.7468 | 0
|  | 133 | 1351.9292 | 172.8791 | 214.3045 | 236.3688 | 6.3123 | 27.9956 | 219.3938 | 407.6393 | 8.0135 | 0 |  | 133 | 1336.2398 | 169.5637 | 214.3091 | 243.098 | 6.3123 | 27.9766 | 209.1638 | 301.8204 | 7.4484 | 0 |  | 133 | 1274.3137 | 169.2441 | 212.007 | 234.3476 | 6.3123 | 28.0208 | 199.7651 | 287.435 | 7.3577 | 0 |  | 133 | 1274.2839 | 167.6615 | 212.5739 | 232.9178 | 6.3123 | 27.9334 | 199.7677 | 275.2204 | 7.3719 | 0 |  | 133 | 1344.0059 | 170.9045 | 208.2943 | 233.0488 | 6.3123 | 27.992 | 202.5347 | 376.4648 | 7.7468 | 0
|  | 134 | 1344.0553 | 172.2741 | 213.4572 | 236.0622 | 6.3123 | 27.9747 | 219.198 | 406.5736 | 8.0135 | 0 |  | 134 | 1328.5721 | 169.0187 | 213.3015 | 242.7466 | 6.3123 | 27.9547 | 208.9996 | 300.5583 | 7.4484 | 0 |  | 134 | 1266.7268 | 168.8323 | 211.1505 | 234.0484 | 6.3123 | 27.9992 | 199.6167 | 286.2778 | 7.3577 | 0 |  | 134 | 1266.4201 | 167.2066 | 212.037 | 232.6234 | 6.3123 | 27.9122 | 199.6149 | 274.2798 | 7.3719 | 0 |  | 134 | 1336.3183 | 170.2877 | 207.3434 | 232.8676 | 6.3123 | 27.9705 | 202.3699 | 375.3635 | 7.7468 | 0
|  | 135 | 1336.1517 | 171.759 | 212.5496 | 235.7556 | 6.3123 | 27.9536 | 219.0076 | 405.5177 | 8.0135 | 0 |  | 135 | 1320.7125 | 168.4604 | 212.4992 | 242.3953 | 6.3123 | 27.9327 | 208.8399 | 299.3042 | 7.4484 | 0 |  | 135 | 1258.8364 | 168.3683 | 210.6496 | 233.7492 | 6.3123 | 27.9776 | 199.4725 | 285.1276 | 7.3577 | 0 |  | 135 | 1258.6707 | 166.7099 | 211.4276 | 232.329 | 6.3123 | 27.8909 | 199.4663 | 273.3464 | 7.3719 | 0 |  | 135 | 1328.4263 | 169.6648 | 206.6029 | 232.6864 | 6.3123 | 27.9489 | 202.2097 | 374.2707 | 7.7468 | 0
|  | 136 | 1328.0441 | 171.0266 | 212.0633 | 235.4489 | 6.3123 | 27.9325 | 218.8226 | 404.4714 | 8.0135 | 0 |  | 136 | 1312.7452 | 167.7093 | 211.9974 | 242.0439 | 6.3123 | 27.9106 | 208.6846 | 298.0581 | 7.4484 | 0 |  | 136 | 1250.938 | 167.7618 | 210.2992 | 233.4499 | 6.3123 | 27.9558 | 199.3324 | 283.9841 | 7.3577 | 0 |  | 136 | 1250.884 | 166.0995 | 210.9692 | 232.0347 | 6.3123 | 27.8694 | 199.3218 | 272.4199 | 7.3719 | 0 |  | 136 | 1320.3521 | 168.9564 | 206.1301 | 232.5052 | 6.3123 | 27.9272 | 202.054 | 373.1864 | 7.7468 | 0
|  | 137 | 1320.1506 | 170.3294 | 211.3278 | 235.1423 | 6.3123 | 27.9113 | 218.6426 | 403.4344 | 8.0135 | 0 |  | 137 | 1304.8818 | 167.0711 | 211.2786 | 241.6926 | 6.3123 | 27.8884 | 208.5334 | 296.8199 | 7.4484 | 0 |  | 137 | 1243.1944 | 167.1082 | 209.8411 | 233.1507 | 6.3123 | 27.934 | 199.1961 | 282.8474 | 7.3577 | 0 |  | 137 | 1243.2202 | 165.4856 | 210.3913 | 231.7403 | 6.3123 | 27.8479 | 199.181 | 271.5004 | 7.3719 | 0 |  | 137 | 1312.5783 | 168.0727 | 205.5323 | 232.324 | 6.3123 | 27.9054 | 201.9024 | 372.1104 | 7.7468 | 0
|  | 138 | 1312.603 | 169.3345 | 210.5439 | 234.8357 | 6.3123 | 27.8901 | 218.4676 | 402.4064 | 8.0135 | 0 |  | 138 | 1297.2811 | 166.0829 | 210.6473 | 241.3412 | 6.3123 | 27.8661 | 208.386 | 295.5894 | 7.4484 | 0 |  | 138 | 1236.1374 | 165.9778 | 209.1732 | 232.8515 | 6.3123 | 27.912 | 199.0635 | 281.7172 | 7.3577 | 0 |  | 138 | 1235.9085 | 164.4425 | 209.8905 | 231.4459 | 6.3123 | 27.8263 | 199.0439 | 270.5876 | 7.3719 | 0 |  | 138 | 1305.0343 | 167.3049 | 204.5888 | 232.1428 | 6.3123 | 27.8836 | 201.7549 | 371.0425 | 7.7468 | 0
|  | 139 | 1304.9995 | 168.2999 | 209.8558 | 234.5291 | 6.3123 | 27.8687 | 218.2971 | 401.3872 | 8.0135 | 0 |  | 139 | 1289.7819 | 165.1577 | 209.8515 | 240.9899 | 6.3123 | 27.8438 | 208.2423 | 294.3666 | 7.4484 | 0 |  | 139 | 1228.3702 | 165.428 | 208.6359 | 232.5512 | 6.3123 | 27.89 | 198.9341 | 280.5934 | 7.3577 | 0 |  | 139 | 1228.2445 | 163.9624 | 209.1791 | 231.1515 | 6.3123 | 27.8047 | 198.9102 | 269.6814 | 7.3719 | 0 |  | 139 | 1297.2418 | 166.4121 | 204.0187 | 231.9616 | 6.3123 | 27.8617 | 201.6111 | 369.9827 | 7.7468 | 0
|  | 140 | 1297.5867 | 167.0422 | 209.1736 | 234.2489 | 6.3123 | 27.8474 | 218.1311 | 400.3764 | 8.0135 | 0 |  | 140 | 1282.5052 | 163.9448 | 209.1116 | 240.6478 | 6.3123 | 27.8215 | 208.1021 | 293.1513 | 7.4484 | 0 |  | 140 | 1221.1874 | 164.8332 | 207.5462 | 232.2639 | 6.3123 | 27.868 | 198.8079 | 279.4759 | 7.3577 | 0 |  | 140 | 1221.0661 | 163.2685 | 208.1798 | 230.8733 | 6.3123 | 27.7829 | 198.7796 | 268.7815 | 7.3719 | 0 |  | 140 | 1289.789 | 165.2981 | 203.307 | 231.8035 | 6.3123 | 27.8397 | 201.4709 | 368.9307 | 7.7468 | 0
|  | 141 | 1290.2574 | 166.2248 | 207.9777 | 233.9586 | 6.3123 | 27.8259 | 217.9694 | 399.3739 | 8.0135 | 0 |  | 141 | 1275.2054 | 163.0081 | 208.1155 | 240.3086 | 6.3123 | 27.799 | 207.965 | 291.9435 | 7.4484 | 3 |  | 141 | 1214.1313 | 163.9438 | 206.6034 | 231.9978 | 6.3123 | 27.8459 | 198.6847 | 278.3645 | 7.3577 | 3 |  | 141 | 1213.6111 | 162.486 | 207.5343 | 230.6062 | 6.3123 | 27.7611 | 198.652 | 267.888 | 7.3719 | 0 |  | 141 | 1282.4402 | 164.3583 | 202.3042 | 231.6583 | 6.3123 | 27.8177 | 201.334 | 367.8865 | 7.7468 | 3
|  | 142 | 1282.0692 | 165.7347 | 207.2896 | 233.6921 | 6.3123 | 27.8044 | 217.8116 | 398.3793 | 8.0135 | 0 |  | 142 | 1267.3082 | 162.4756 | 207.3422 | 239.9401 | 6.3123 | 27.7766 | 207.831 | 290.7429 | 7.4484 | 6 |  | 142 | 1207.2295 | 162.6119 | 205.9481 | 231.7322 | 6.3123 | 27.8237 | 198.5641 | 277.2592 | 7.3577 | 6 |  | 142 | 1207.158 | 161.1869 | 206.3955 | 230.3473 | 6.3123 | 27.7393 | 198.527 | 267.0006 | 7.3719 | 0 |  | 142 | 1274.7218 | 163.6627 | 201.424 | 231.5158 | 6.3123 | 27.7957 | 201.2003 | 366.8499 | 7.7468 | 6
|  | 143 | 1274.09 | 165.0177 | 206.6217 | 233.4233 | 6.3123 | 27.7829 | 217.6577 | 397.3924 | 8.0135 | 0 |  | 143 | 1259.7108 | 161.798 | 206.4189 | 239.5667 | 6.3123 | 27.7541 | 207.6998 | 289.5496 | 7.4484 | 9 |  | 143 | 1199.7237 | 162.0387 | 205.1431 | 231.4617 | 6.3123 | 27.8015 | 198.446 | 276.1599 | 7.3577 | 9 |  | 143 | 1199.6051 | 160.5022 | 205.746 | 230.0846 | 6.3123 | 27.7174 | 198.4046 | 266.1191 | 7.3719 | 0 |  | 143 | 1267.5701 | 162.3086 | 200.6468 | 231.3623 | 6.3123 | 27.7736 | 201.0694 | 365.8207 | 7.7468 | 9
|  | 144 | 1266.4922 | 163.9077 | 205.9891 | 233.1308 | 6.3123 | 27.7613 | 217.5073 | 396.4129 | 8.0135 | 0 |  | 144 | 1252.0425 | 160.7166 | 205.9965 | 239.1672 | 6.3123 | 27.7315 | 207.5711 | 288.3634 | 7.4484 | 12 |  | 144 | 1191.9162 | 161.4731 | 204.6591 | 231.1643 | 6.3123 | 27.7792 | 198.3301 | 275.0662 | 7.3577 | 12 |  | 144 | 1191.8374 | 159.831 | 205.3297 | 229.7898 | 6.3123 | 27.6954 | 198.2845 | 265.2435 | 7.3719 | 0 |  | 144 | 1259.4571 | 161.5429 | 200.2653 | 231.1859 | 6.3123 | 27.7515 | 200.9413 | 364.7988 | 7.7468 | 12
|  | 145 | 1257.8456 | 163.41 | 205.7669 | 232.8644 | 6.3123 | 27.7397 | 217.3603 | 395.4405 | 8.0135 | 0 |  | 145 | 1243.45 | 160.3042 | 205.8027 | 238.7943 | 6.3123 | 27.709 | 207.4447 | 287.1842 | 7.4484 | 14 |  | 145 | 1184.5437 | 160.3555 | 204.2576 | 230.9013 | 6.3123 | 27.757 | 198.2163 | 273.9783 | 7.3577 | 14 |  | 145 | 1184.5737 | 158.6402 | 204.8936 | 229.5305 | 6.3123 | 27.6734 | 198.1665 | 264.3735 | 7.3719 | 0 |  | 145 | 1250.8527 | 161.0935 | 200.0421 | 231.0263 | 6.3123 | 27.7293 | 200.8157 | 363.7841 | 7.7468 | 14
|  | 146 | 1249.3299 | 163.1239 | 205.1858 | 232.6143 | 6.3123 | 27.7181 | 217.2165 | 394.475 | 8.0135 | 0 |  | 146 | 1235.169 | 160.0434 | 205.1285 | 238.4387 | 6.3123 | 27.6864 | 207.3205 | 286.0119 | 7.4484 | 17 |  | 146 | 1177.011 | 159.5897 | 203.655 | 230.6478 | 6.3123 | 27.7347 | 198.1042 | 272.8958 | 7.3577 | 17 |  | 146 | 1176.7412 | 158.0946 | 204.3701 | 229.2821 | 6.3123 | 27.6514 | 198.0503 | 263.5091 | 7.3719 | 1 |  | 146 | 1242.4335 | 160.7993 | 199.4585 | 230.8867 | 6.3123 | 27.7072 | 200.6923 | 362.7764 | 7.7468 | 17
|  | 147 | 1241.0031 | 162.6183 | 204.6388 | 232.361 | 6.3123 | 27.6965 | 217.0756 | 393.516 | 8.0135 | 0 |  | 147 | 1227.1201 | 159.3893 | 204.6179 | 238.0807 | 6.3123 | 27.6639 | 207.1982 | 284.8464 | 7.4484 | 20 |  | 147 | 1168.9516 | 159.2685 | 203.138 | 230.392 | 6.3123 | 27.7123 | 197.9938 | 271.8188 | 7.3577 | 20 |  | 147 | 1168.8701 | 157.5644 | 203.8731 | 229.0309 | 6.3123 | 27.6294 | 197.9357 | 262.65 | 7.3719 | 4 |  | 147 | 1234.1489 | 160.2501 | 198.9979 | 230.7447 | 6.3123 | 27.685 | 200.571 | 361.7756 | 7.7468 | 20
|  | 148 | 1232.8756 | 161.8764 | 204.1287 | 232.1124 | 6.3123 | 27.6748 | 216.9374 | 392.5634 | 8.0135 | 0 |  | 148 | 1219.1255 | 158.6241 | 204.1557 | 237.7274 | 6.3123 | 27.6413 | 207.0775 | 283.6875 | 7.4484 | 23 |  | 148 | 1161.3643 | 158.7378 | 202.3666 | 230.1428 | 6.3123 | 27.69 | 197.8847 | 270.7469 | 7.3577 | 23 |  | 148 | 1161.2022 | 157.171 | 203.0396 | 228.7862 | 6.3123 | 27.6073 | 197.8226 | 261.7962 | 7.3719 | 7 |  | 148 | 1225.9989 | 159.5956 | 198.4857 | 230.6074 | 6.3123 | 27.6628 | 200.4515 | 360.7815 | 7.7468 | 23
|  | 149 | 1224.396 | 161.4198 | 203.6871 | 231.8626 | 6.3123 | 27.6532 | 216.8017 | 391.6168 | 8.0135 | 0 |  | 149 | 1210.7765 | 158.1643 | 203.7413 | 237.3743 | 6.3123 | 27.6188 | 206.9583 | 282.5352 | 7.4484 | 26 |  | 149 | 1152.9253 | 158.5255 | 202.1333 | 229.8887 | 6.3123 | 27.6677 | 197.7767 | 269.6803 | 7.3577 | 26 |  | 149 | 1152.8687 | 156.9296 | 202.7232 | 228.5379 | 6.3123 | 27.5853 | 197.7107 | 260.9474 | 7.3719 | 10 |  | 149 | 1217.72 | 158.9941 | 198.0407 | 230.4712 | 6.3123 | 27.6407 | 200.3336 | 359.794 | 7.7468 | 26
|  | 150 | 1216.6468 | 160.5559 | 202.9267 | 231.6086 | 6.3123 | 27.6315 | 216.6683 | 390.6759 | 8.0135 | 0 |  | 150 | 1202.9514 | 157.5443 | 202.9694 | 237.0151 | 6.3123 | 27.5962 | 206.8403 | 281.3894 | 7.4484 | 29 |  | 150 | 1145.5625 | 157.7665 | 201.3734 | 229.6318 | 6.3123 | 27.6454 | 197.6696 | 268.6186 | 7.3577 | 29 |  | 150 | 1145.4905 | 156.1307 | 202.013 | 228.2855 | 6.3123 | 27.5632 | 197.5997 | 260.1035 | 7.3719 | 13 |  | 150 | 1209.9802 | 158.0541 | 197.401 | 230.3294 | 6.3123 | 27.6185 | 200.2171 | 358.8129 | 7.7468 | 29
|  | 151 | 1208.4684 | 159.8267 | 202.4608 | 231.3546 | 6.3123 | 27.6099 | 216.5371 | 389.7406 | 8.0135 | 0 |  | 151 | 1195.0861 | 156.7192 | 202.4427 | 236.656 | 6.3123 | 27.5737 | 206.7234 | 280.2499 | 7.4484 | 32 |  | 151 | 1138.0039 | 156.8264 | 200.9905 | 229.3748 | 6.3123 | 27.6231 | 197.5632 | 267.5618 | 7.3577 | 32 |  | 151 | 1138.0132 | 155.2855 | 201.4483 | 228.0331 | 6.3123 | 27.5411 | 197.4896 | 259.2644 | 7.3719 | 16 |  | 151 | 1201.7882 | 157.3814 | 196.9461 | 230.1877 | 6.3123 | 27.5964 | 200.1019 | 357.8382 | 7.7468 | 32
|  | 152 | 1200.4633 | 158.9504 | 201.9687 | 231.1006 | 6.3123 | 27.5882 | 216.4076 | 388.8104 | 8.0135 | 0 |  | 152 | 1187.2221 | 155.7943 | 202.0144 | 236.2969 | 6.3123 | 27.5512 | 206.6072 | 279.1167 | 7.4484 | 34 |  | 152 | 1130.1998 | 156.3486 | 200.3907 | 229.1179 | 6.3123 | 27.6008 | 197.4573 | 266.5097 | 7.3577 | 34 |  | 152 | 1130.4059 | 154.6088 | 200.8451 | 227.7807 | 6.3123 | 27.5191 | 197.3799 | 258.4299 | 7.3719 | 18 |  | 152 | 1193.8617 | 156.5337 | 196.4007 | 230.0459 | 6.3123 | 27.5743 | 199.9876 | 356.8696 | 7.7468 | 34
|  | 153 | 1192.7047 | 157.9404 | 201.3571 | 230.8532 | 6.3123 | 27.5666 | 216.2799 | 387.8853 | 8.0135 | 0 |  | 153 | 1179.4386 | 154.9254 | 201.4444 | 235.9431 | 6.3123 | 27.5288 | 206.4917 | 277.9896 | 7.4484 | 37 |  | 153 | 1123.4571 | 154.7835 | 199.809 | 228.8687 | 6.3123 | 27.5785 | 197.3516 | 265.4622 | 7.3577 | 37 |  | 153 | 1123.1973 | 153.4538 | 200.3146 | 227.5352 | 6.3123 | 27.497 | 197.2706 | 257.5998 | 7.3719 | 21 |  | 153 | 1186.0969 | 155.6665 | 195.7094 | 229.9077 | 6.3123 | 27.5522 | 199.874 | 355.907 | 7.7468 | 37
|  | 154 | 1184.7354 | 157.1199 | 200.7683 | 230.6044 | 6.3123 | 27.545 | 216.1536 | 386.9648 | 8.0135 | 0 |  | 154 | 1171.6711 | 154.1538 | 200.7614 | 235.589 | 6.3123 | 27.5064 | 206.3764 | 276.8685 | 7.4484 | 40 |  | 154 | 1116.1831 | 153.7196 | 199.2616 | 228.6154 | 6.3123 | 27.5563 | 197.2459 | 264.4193 | 7.3577 | 40 |  | 154 | 1116.2903 | 152.1163 | 199.6685 | 227.2862 | 6.3123 | 27.475 | 197.1615 | 256.7741 | 7.3719 | 24 |  | 154 | 1178.2065 | 154.834 | 195.1118 | 229.7669 | 6.3123 | 27.5302 | 199.761 | 354.9502 | 7.7468 | 40
|  | 155 | 1177.0794 | 156.1109 | 200.0544 | 230.3557 | 6.3123 | 27.5234 | 216.0285 | 386.0487 | 8.0135 | 0 |  | 155 | 1164.0475 | 153.2893 | 200.0275 | 235.2348 | 6.3123 | 27.484 | 206.2613 | 275.7533 | 7.4484 | 43 |  | 155 | 1108.8456 | 152.8637 | 198.5696 | 228.3621 | 6.3123 | 27.5341 | 197.1399 | 263.3806 | 7.3577 | 43 |  | 155 | 1109.0766 | 151.1517 | 198.9562 | 227.0372 | 6.3123 | 27.453 | 197.0522 | 255.9525 | 7.3719 | 27 |  | 155 | 1170.4419 | 153.8161 | 194.5737 | 229.6261 | 6.3123 | 27.5082 | 199.6484 | 353.9993 | 7.7468 | 43
|  | 156 | 1169.4485 | 155.1837 | 199.2338 | 230.1069 | 6.3123 | 27.5019 | 215.9044 | 385.1367 | 8.0135 | 0 |  | 156 | 1156.6743 | 152.2762 | 199.1916 | 234.8807 | 6.3123 | 27.4618 | 206.1462 | 274.644 | 7.4484 | 46 |  | 156 | 1101.306 | 152.2499 | 197.8376 | 228.1089 | 6.3123 | 27.5119 | 197.0336 | 262.3462 | 7.3577 | 46 |  | 156 | 1101.6541 | 150.4511 | 198.1887 | 226.7882 | 6.3123 | 27.4311 | 196.9426 | 255.135 | 7.3719 | 30 |  | 156 | 1162.8396 | 152.8822 | 193.7893 | 229.4853 | 6.3123 | 27.4863 | 199.5358 | 353.0539 | 7.7468 | 46
|  | 157 | 1161.6066 | 154.1764 | 198.7042 | 229.8582 | 6.3123 | 27.4804 | 215.7811 | 384.2286 | 8.0135 | 0 |  | 157 | 1148.9142 | 151.2496 | 198.7562 | 234.5266 | 6.3123 | 27.4396 | 206.0307 | 273.5403 | 7.4484 | 49 |  | 157 | 1094.1439 | 151.0975 | 197.2667 | 227.8556 | 6.3123 | 27.4898 | 196.9266 | 261.3159 | 7.3577 | 49 |  | 157 | 1093.7906 | 149.7406 | 197.872 | 226.5392 | 6.3123 | 27.4091 | 196.8325 | 254.3212 | 7.3719 | 33 |  | 157 | 1155.1183 | 151.909 | 193.1632 | 229.3445 | 6.3123 | 27.4644 | 199.4232 | 352.1139 | 7.7468 | 49
|  | 158 | 1154.3082 | 153.1767 | 197.6236 | 229.6094 | 6.3123 | 27.459 | 215.6584 | 383.3241 | 8.0135 | 0 |  | 158 | 1141.9879 | 150.1022 | 197.6368 | 234.1435 | 6.3123 | 27.4174 | 205.9147 | 272.4423 | 7.4484 | 51 |  | 158 | 1086.9526 | 150.1015 | 196.5685 | 227.6024 | 6.3123 | 27.4678 | 196.8187 | 260.2896 | 7.3577 | 51 |  | 158 | 1086.5565 | 148.7152 | 197.2409 | 226.2902 | 6.3123 | 27.3873 | 196.7216 | 253.5112 | 7.3719 | 35 |  | 158 | 1147.9135 | 150.7946 | 192.1618 | 229.2037 | 6.3123 | 27.4426 | 199.3102 | 351.1792 | 7.7468 | 51
|  | 159 | 1146.6095 | 152.2959 | 196.8242 | 229.3607 | 6.3123 | 27.4376 | 215.5361 | 382.4229 | 8.0135 | 0 |  | 159 | 1134.2003 | 149.3367 | 197.0544 | 233.7027 | 6.3123 | 27.3954 | 205.7979 | 271.3497 | 7.4484 | 54 |  | 159 | 1079.0476 | 149.4517 | 196.2033 | 227.3839 | 6.3123 | 27.4459 | 196.7097 | 259.2671 | 7.3577 | 54 |  | 159 | 1078.7726 | 147.9782 | 196.8388 | 226.0736 | 6.3123 | 27.3655 | 196.6097 | 252.7048 | 7.3719 | 38 |  | 159 | 1140.1988 | 149.904 | 191.4466 | 229.0629 | 6.3123 | 27.4209 | 199.1967 | 350.2497 | 7.7468 | 54
|  | 160 | 1138.1224 | 151.6341 | 196.538 | 229.1683 | 6.3123 | 27.4163 | 215.4139 | 381.5248 | 8.0135 | 3 |  | 160 | 1126.1319 | 148.7508 | 196.5201 | 233.3153 | 6.3123 | 27.3734 | 205.6802 | 270.2625 | 7.4484 | 57 |  | 160 | 1071.6648 | 148.5985 | 195.532 | 227.1525 | 6.3123 | 27.424 | 196.5993 | 258.2482 | 7.3577 | 57 |  | 160 | 1071.1545 | 147.3281 | 196.1895 | 225.8515 | 6.3123 | 27.3437 | 196.4967 | 251.9018 | 7.3719 | 41 |  | 160 | 1131.7263 | 149.3756 | 191.077 | 228.9719 | 6.3123 | 27.3992 | 199.0825 | 349.3252 | 7.7468 | 57
|  | 161 | 1129.7565 | 151.1179 | 196.0368 | 228.924 | 6.3123 | 27.395 | 215.2917 | 380.6294 | 8.0135 | 6 |  | 161 | 1117.9097 | 148.2498 | 196.0989 | 232.8834 | 6.3123 | 27.3516 | 205.5612 | 269.1806 | 7.4484 | 60 |  | 161 | 1064.1841 | 147.9073 | 194.8219 | 226.8958 | 6.3123 | 27.4022 | 196.4875 | 257.233 | 7.3577 | 60 |  | 161 | 1063.7701 | 146.6158 | 195.3994 | 225.5987 | 6.3123 | 27.322 | 196.3822 | 251.102 | 7.3719 | 44 |  | 161 | 1123.3234 | 148.954 | 190.5674 | 228.8445 | 6.3123 | 27.3776 | 198.9672 | 348.4056 | 7.7468 | 60
|  | 162 | 1121.6022 | 150.4627 | 195.4729 | 228.67 | 6.3123 | 27.3739 | 215.1692 | 379.7366 | 8.0135 | 9 |  | 162 | 1110.0303 | 147.6195 | 195.478 | 232.4377 | 6.3123 | 27.3298 | 205.4409 | 268.1038 | 7.4484 | 63 |  | 162 | 1056.5271 | 147.6169 | 193.8874 | 226.639 | 6.3123 | 27.3804 | 196.3738 | 256.2212 | 7.3577 | 63 |  | 162 | 1056.3977 | 145.9796 | 194.5211 | 225.346 | 6.3123 | 27.3004 | 196.2662 | 250.3053 | 7.3719 | 47 |  | 162 | 1115.2995 | 148.2448 | 189.9831 | 228.7006 | 6.3123 | 27.3562 | 198.8508 | 347.4907 | 7.7468 | 63
|  | 163 | 1113.4521 | 149.8323 | 194.8773 | 228.4185 | 6.3123 | 27.3528 | 215.0462 | 378.8459 | 8.0135 | 12 |  | 163 | 1101.9835 | 147.0325 | 194.9794 | 231.9939 | 6.3123 | 27.3082 | 205.3189 | 267.0321 | 7.4484 | 65 |  | 163 | 1048.5014 | 147.2478 | 193.3981 | 226.3846 | 6.3123 | 27.3588 | 196.2581 | 255.2127 | 7.3577 | 65 |  | 163 | 1048.503 | 145.7069 | 193.7992 | 225.0956 | 6.3123 | 27.2789 | 196.1483 | 249.5116 | 7.3719 | 50 |  | 163 | 1106.7696 | 147.9235 | 189.5145 | 228.559 | 6.3123 | 27.3348 | 198.7331 | 346.5804 | 7.7468 | 65
|  | 164 | 1105.2802 | 149.1835 | 194.3217 | 228.1673 | 6.3123 | 27.3317 | 214.9225 | 377.9573 | 8.0135 | 15 |  | 164 | 1094.0096 | 146.4738 | 194.3791 | 231.5506 | 6.3123 | 27.2866 | 205.1951 | 265.9653 | 7.4484 | 68 |  | 164 | 1040.2704 | 146.8526 | 193.1408 | 226.1294 | 6.3123 | 27.3373 | 196.1402 | 254.2075 | 7.3577 | 68 |  | 164 | 1040.2274 | 145.3049 | 193.5884 | 224.8444 | 6.3123 | 27.2574 | 196.0283 | 248.7206 | 7.3719 | 52 |  | 164 | 1098.7031 | 147.072 | 189.1104 | 228.4197 | 6.3123 | 27.3135 | 198.6137 | 345.6745 | 7.7468 | 68
|  | 165 | 1096.5026 | 148.9023 | 194.0043 | 227.916 | 6.3123 | 27.3108 | 214.7979 | 377.0703 | 8.0135 | 18 |  | 165 | 1085.44 | 146.1364 | 194.1533 | 231.1072 | 6.3123 | 27.2653 | 205.0692 | 264.9033 | 7.4484 | 71 |  | 165 | 1031.9633 | 146.5219 | 192.8952 | 225.8742 | 6.3123 | 27.3159 | 196.0198 | 253.2052 | 7.3577 | 71 |  | 165 | 1032.002 | 144.9748 | 193.2555 | 224.5932 | 6.3123 | 27.2361 | 195.906 | 247.9324 | 7.3719 | 55 |  | 165 | 1090.4415 | 146.4662 | 188.6557 | 228.2804 | 6.3123 | 27.2924 | 198.4924 | 344.7729 | 7.7468 | 71
|  | 166 | 1088.2785 | 148.2307 | 193.5238 | 227.6647 | 6.3123 | 27.29 | 214.6722 | 376.1847 | 8.0135 | 21 |  | 166 | 1077.4552 | 145.5024 | 193.6392 | 230.6638 | 6.3123 | 27.244 | 204.9411 | 263.8461 | 7.4484 | 74 |  | 166 | 1024.6735 | 145.4629 | 192.3606 | 225.619 | 6.3123 | 27.2946 | 195.8968 | 252.2059 | 7.3577 | 74 |  | 166 | 1024.5023 | 143.9829 | 192.8587 | 224.342 | 6.3123 | 27.2148 | 195.7813 | 247.1466 | 7.3719 | 58 |  | 166 | 1082.1294 | 145.9009 | 188.2109 | 228.1412 | 6.3123 | 27.2714 | 198.3692 | 343.8755 | 7.7468 | 74
|  | 167 | 1080.2329 | 147.4785 | 192.9453 | 227.4134 | 6.3123 | 27.2693 | 214.5451 | 375.3003 | 8.0135 | 24 |  | 167 | 1069.7777 | 144.73 | 192.9563 | 230.2204 | 6.3123 | 27.2229 | 204.8104 | 262.7935 | 7.4484 | 77 |  | 167 | 1017.5139 | 144.574 | 191.5256 | 225.3638 | 6.3123 | 27.2734 | 195.7709 | 251.2094 | 7.3577 | 77 |  | 167 | 1017.2056 | 143.365 | 191.8849 | 224.0908 | 6.3123 | 27.1937 | 195.6539 | 246.3632 | 7.3719 | 61 |  | 167 | 1074.1784 | 145.0526 | 187.6882 | 228.0019 | 6.3123 | 27.2505 | 198.2437 | 342.982 | 7.7468 | 77
|  | 168 | 1072.3304 | 146.6409 | 192.3092 | 227.1621 | 6.3123 | 27.2486 | 214.4165 | 374.4167 | 8.0135 | 27 |  | 168 | 1062.2939 | 143.6685 | 192.3688 | 229.777 | 6.3123 | 27.2019 | 204.6769 | 261.7454 | 7.4484 | 79 |  | 168 | 1009.9875 | 144.027 | 190.7156 | 225.1087 | 6.3123 | 27.2524 | 195.6418 | 250.2156 | 7.3577 | 79 |  | 168 | 1009.815 | 142.6024 | 191.1498 | 223.8396 | 6.3123 | 27.1727 | 195.5235 | 245.5819 | 7.3719 | 64 |  | 168 | 1066.3124 | 144.3259 | 186.9587 | 227.8626 | 6.3123 | 27.2297 | 198.1157 | 342.0925 | 7.7468 | 79
|  | 169 | 1064.5242 | 145.5885 | 191.7916 | 226.9108 | 6.3123 | 27.2281 | 214.2861 | 373.5338 | 8.0135 | 30 |  | 169 | 1054.1377 | 143.0033 | 191.954 | 229.4369 | 6.3123 | 27.1811 | 204.5405 | 260.7018 | 7.4484 | 82 |  | 169 | 1002.7509 | 142.9822 | 190.1135 | 224.8535 | 6.3123 | 27.2315 | 195.5094 | 249.2243 | 7.3577 | 82 |  | 169 | 1002.8304 | 141.5278 | 190.3213 | 223.5877 | 6.3123 | 27.1518 | 195.39 | 244.8028 | 7.3719 | 66 |  | 169 | 1058.3353 | 143.5735 | 186.366 | 227.7233 | 6.3123 | 27.2091 | 197.985 | 341.2067 | 7.7468 | 82
|  | 170 | 1056.4028 | 145.0255 | 191.0934 | 226.6658 | 6.3123 | 27.2078 | 214.1537 | 372.6512 | 8.0135 | 33 |  | 170 | 1046.0939 | 142.4303 | 191.3472 | 229.0842 | 6.3123 | 27.1605 | 204.401 | 259.6624 | 7.4484 | 85 |  | 170 | 995.2818 | 142.2183 | 189.4679 | 224.5935 | 6.3123 | 27.2107 | 195.3735 | 248.2354 | 7.3577 | 85 |  | 170 | 995.15 | 140.8637 | 189.7711 | 223.3428 | 6.3123 | 27.131 | 195.2531 | 244.0255 | 7.3719 | 69 |  | 170 | 1050.1335 | 143.0726 | 185.7273 | 227.6035 | 6.3123 | 27.1886 | 197.8514 | 340.3244 | 7.7468 | 85
|  | 171 | 1047.9559 | 144.6626 | 190.5255 | 226.4161 | 6.3123 | 27.1875 | 214.0191 | 371.7686 | 8.0135 | 36 |  | 171 | 1037.8963 | 142.093 | 190.6875 | 228.7028 | 6.3123 | 27.14 | 204.258 | 258.6272 | 7.4484 | 88 |  | 171 | 987.6509 | 141.3367 | 189.0891 | 224.3461 | 6.3123 | 27.1901 | 195.2337 | 247.2488 | 7.3577 | 88 |  | 171 | 987.6335 | 139.9023 | 189.3543 | 223.0977 | 6.3123 | 27.1103 | 195.1126 | 243.2499 | 7.3719 | 72 |  | 171 | 1041.929 | 142.5802 | 185.1081 | 227.4581 | 6.3123 | 27.1683 | 197.7147 | 339.4456 | 7.7468 | 88
|  | 172 | 1040.0856 | 143.6804 | 189.9953 | 226.1713 | 6.3123 | 27.1674 | 213.8821 | 370.8858 | 8.0135 | 39 |  | 172 | 1030.318 | 141.1036 | 190.0572 | 228.3245 | 6.3123 | 27.1197 | 204.1115 | 257.596 | 7.4484 | 91 |  | 172 | 980.4898 | 140.26 | 188.4357 | 224.0987 | 6.3123 | 27.1697 | 195.0899 | 246.2643 | 7.3577 | 91 |  | 172 | 980.2801 | 138.8438 | 188.8717 | 222.8527 | 6.3123 | 27.0898 | 194.9684 | 242.476 | 7.3719 | 75 |  | 172 | 1034.275 | 141.4947 | 184.5039 | 227.3405 | 6.3123 | 27.1482 | 197.5747 | 338.5701 | 7.7468 | 91
|  | 173 | 1032.142 | 142.8649 | 189.3716 | 225.9265 | 6.3123 | 27.1474 | 213.7425 | 370.0025 | 8.0135 | 42 |  | 173 | 1022.6531 | 140.1595 | 189.4683 | 227.9461 | 6.3123 | 27.0996 | 203.9611 | 256.5689 | 7.4484 | 93 |  | 173 | 972.6788 | 139.611 | 188.0045 | 223.8512 | 6.3123 | 27.1494 | 194.9419 | 245.2819 | 7.3577 | 93 |  | 173 | 972.7171 | 138.1377 | 188.2462 | 222.6077 | 6.3123 | 27.0694 | 194.8201 | 241.7035 | 7.3719 | 78 |  | 173 | 1026.1668 | 140.7457 | 184.0173 | 227.2229 | 6.3123 | 27.1282 | 197.4311 | 337.6977 | 7.7468 | 93
|  | 174 | 1023.8424 | 142.2902 | 188.8631 | 225.6817 | 6.3123 | 27.1276 | 213.6 | 369.1185 | 8.0135 | 45 |  | 174 | 1014.5007 | 139.5138 | 189.0685 | 227.5678 | 6.3123 | 27.0797 | 203.8066 | 255.5456 | 7.4484 | 96 |  | 174 | 965.0036 | 138.9006 | 187.4989 | 223.6038 | 6.3123 | 27.1293 | 194.7894 | 244.3014 | 7.3577 | 96 |  | 174 | 965.0373 | 137.4184 | 187.7506 | 222.3627 | 6.3123 | 27.0492 | 194.6676 | 240.9323 | 7.3719 | 80 |  | 174 | 1018.1062 | 139.9547 | 183.525 | 227.1053 | 6.3123 | 27.1084 | 197.2838 | 336.8283 | 7.7468 | 96
|  | 175 | 1016.1225 | 140.9302 | 188.5603 | 225.4369 | 6.3123 | 27.1079 | 213.4544 | 368.2334 | 8.0135 | 48 |  | 175 | 1006.6749 | 138.4692 | 188.741 | 227.1895 | 6.3123 | 27.06 | 203.6479 | 254.526 | 7.4484 | 99 |  | 175 | 957.0507 | 138.3727 | 187.0885 | 223.3564 | 6.3123 | 27.1093 | 194.6323 | 243.3226 | 7.3577 | 99 |  | 175 | 957.1031 | 136.8184 | 187.3903 | 222.1177 | 6.3123 | 27.0292 | 194.5106 | 240.1622 | 7.3719 | 83 |  | 175 | 1010.1653 | 138.7972 | 183.2796 | 226.9877 | 6.3123 | 27.0888 | 197.1325 | 335.9618 | 7.7468 | 99
|  | 176 | 1008.6541 | 139.8556 | 187.7206 | 225.1921 | 6.3123 | 27.0884 | 213.3056 | 367.3471 | 8.0135 | 51 |  | 176 | 999.5055 | 137.3532 | 187.8284 | 226.8112 | 6.3123 | 27.0406 | 203.4846 | 253.5101 | 7.4484 | 102 |  | 176 | 949.2688 | 137.7536 | 186.5982 | 223.109 | 6.3123 | 27.0896 | 194.4702 | 242.3454 | 7.3577 | 102 |  | 176 | 949.2017 | 136.2287 | 186.9868 | 221.8727 | 6.3123 | 27.0093 | 194.349 | 239.3932 | 7.3719 | 86 |  | 176 | 1002.7331 | 137.771 | 182.3943 | 226.8701 | 6.3123 | 27.0693 | 196.9769 | 335.098 | 7.7468 | 102
|  | 177 | 1001.0018 | 138.6632 | 187.1825 | 224.9473 | 6.3123 | 27.069 | 213.1533 | 366.4591 | 8.0135 | 54 |  | 177 | 992.0008 | 136.2028 | 187.2857 | 226.4329 | 6.3123 | 27.0213 | 203.3167 | 252.4978 | 7.4484 | 104 |  | 177 | 941.8068 | 136.6981 | 186.2245 | 222.8616 | 6.3123 | 27.0701 | 194.3029 | 241.3698 | 7.3577 | 104 |  | 177 | 941.8818 | 135.0018 | 186.639 | 221.6277 | 6.3123 | 26.9896 | 194.1825 | 238.6249 | 7.3719 | 89 |  | 177 | 995.1133 | 136.5594 | 181.8819 | 226.7525 | 6.3123 | 27.0501 | 196.817 | 334.2368 | 7.7468 | 104
|  | 178 | 992.9572 | 137.8509 | 186.6567 | 224.7025 | 6.3123 | 27.0498 | 212.9973 | 365.5693 | 8.0135 | 57 |  | 178 | 984.2154 | 135.2182 | 186.8578 | 226.0546 | 6.3123 | 27.0022 | 203.1438 | 251.4888 | 7.4484 | 107 |  | 178 | 934.6236 | 135.5715 | 185.6431 | 222.6141 | 6.3123 | 27.0507 | 194.1304 | 240.3955 | 7.3577 | 107 |  | 178 | 934.4817 | 134.0703 | 186.0759 | 221.3826 | 6.3123 | 26.97 | 194.0109 | 237.8574 | 7.3719 | 91 |  | 178 | 987.4067 | 135.447 | 181.3571 | 226.6349 | 6.3123 | 27.0311 | 196.6525 | 333.3781 | 7.7468 | 107
|  | 179 | 984.2498 | 137.4686 | 186.3637 | 224.4577 | 6.3123 | 27.0308 | 212.8374 | 364.6774 | 8.0135 | 60 |  | 179 | 975.6334 | 134.9231 | 186.5369 | 225.6762 | 6.3123 | 26.9834 | 202.9657 | 250.4832 | 7.4484 | 110 |  | 179 | 927.147 | 134.5281 | 185.2719 | 222.3667 | 6.3123 | 27.0316 | 193.9522 | 239.4225 | 7.3577 | 110 |  | 179 | 927.0596 | 133.025 | 185.6487 | 221.1376 | 6.3123 | 26.9507 | 193.8339 | 237.0904 | 7.3719 | 94 |  | 179 | 978.807 | 134.9445 | 181.1155 | 226.5173 | 6.3123 | 27.0123 | 196.4831 | 332.5216 | 7.7468 | 110
|  | 180 | 976.4085 | 136.487 | 185.8038 | 224.213 | 6.3123 | 27.0119 | 212.6734 | 363.7831 | 8.0135 | 63 |  | 180 | 967.9403 | 133.8921 | 186.0631 | 225.2979 | 6.3123 | 26.9649 | 202.7823 | 249.4808 | 7.4484 | 112 |  | 180 | 919.6576 | 133.5761 | 184.822 | 222.1193 | 6.3123 | 27.0126 | 193.7682 | 238.4506 | 7.3577 | 112 |  | 180 | 919.6702 | 132.1348 | 185.0338 | 220.8926 | 6.3123 | 26.9315 | 193.6515 | 236.3238 | 7.3719 | 97 |  | 180 | 970.8645 | 134.0968 | 180.5619 | 226.3997 | 6.3123 | 26.9937 | 196.3086 | 331.6673 | 7.7468 | 112
|  | 181 | 968.2539 | 135.6444 | 185.5253 | 223.8612 | 6.3123 | 26.9933 | 212.505 | 362.8861 | 8.0135 | 66 |  | 181 | 959.9006 | 133.1877 | 185.6093 | 224.9196 | 6.3123 | 26.9465 | 202.5932 | 248.4815 | 7.4484 | 115 |  | 181 | 912.3816 | 132.7161 | 184.1565 | 221.7822 | 6.3123 | 26.9939 | 193.5782 | 237.4797 | 7.3577 | 115 |  | 181 | 912.3041 | 131.3641 | 184.349 | 220.5747 | 6.3123 | 26.9125 | 193.4632 | 235.5574 | 7.3719 | 100 |  | 181 | 962.2495 | 133.6314 | 180.3467 | 226.2339 | 6.3123 | 26.9753 | 196.1289 | 330.8149 | 7.7468 | 115
|  | 182 | 960.2238 | 135.1717 | 184.6166 | 223.6451 | 6.3123 | 26.9748 | 212.3321 | 361.9862 | 8.0135 | 69 |  | 182 | 951.7712 | 132.7307 | 184.8378 | 224.7014 | 6.3123 | 26.9285 | 202.3984 | 247.4852 | 7.4484 | 118 |  | 182 | 904.9189 | 132.0106 | 183.4513 | 221.5169 | 6.3123 | 26.9754 | 193.382 | 236.5096 | 7.3577 | 118 |  | 182 | 904.7948 | 130.6286 | 183.7117 | 220.3171 | 6.3123 | 26.8938 | 193.269 | 234.7911 | 7.3719 | 102 |  | 182 | 954.4406 | 133.0283 | 179.4086 | 226.1226 | 6.3123 | 26.9572 | 195.9437 | 329.9645 | 7.7468 | 118
|  | 183 | 952.1624 | 134.3118 | 184.1265 | 223.429 | 6.3123 | 26.9566 | 212.1544 | 361.0831 | 8.0135 | 72 |  | 183 | 943.7256 | 131.8986 | 184.3354 | 224.5052 | 6.3123 | 26.9107 | 202.1975 | 246.4918 | 7.4484 | 120 |  | 183 | 896.9757 | 131.6919 | 182.7944 | 221.297 | 6.3123 | 26.9572 | 193.1792 | 235.5403 | 7.3577 | 120 |  | 183 | 896.8738 | 130.2612 | 183.0775 | 220.1 | 6.3123 | 26.8752 | 193.0686 | 234.0247 | 7.3719 | 105 |  | 183 | 946.2021 | 132.3314 | 178.9937 | 226.0114 | 6.3123 | 26.9393 | 195.7528 | 329.1157 | 7.7468 | 120
|  | 184 | 944.0063 | 133.5422 | 183.6372 | 223.2165 | 6.3123 | 26.9385 | 211.9717 | 360.1767 | 8.0135 | 75 |  | 184 | 935.5181 | 131.1848 | 183.869 | 224.3167 | 6.3123 | 26.8931 | 201.9904 | 245.5013 | 7.4484 | 123 |  | 184 | 889.4091 | 130.9688 | 182.1551 | 221.0875 | 6.3123 | 26.9392 | 192.9699 | 234.5716 | 7.3577 | 123 |  | 184 | 889.1088 | 129.6837 | 182.4877 | 219.8928 | 6.3123 | 26.8569 | 192.8619 | 233.2582 | 7.3719 | 108 |  | 184 | 938.2232 | 131.5801 | 178.3738 | 225.9002 | 6.3123 | 26.9216 | 195.556 | 328.2686 | 7.7468 | 123
|  | 185 | 936.0861 | 132.7623 | 182.9316 | 222.9946 | 6.3123 | 26.9207 | 211.7843 | 359.2672 | 8.0135 | 78 |  | 185 | 927.7185 | 130.3309 | 183.1424 | 224.1206 | 6.3123 | 26.8759 | 201.7772 | 244.5138 | 7.4484 | 126 |  | 185 | 882.196 | 130.1052 | 181.3142 | 220.8664 | 6.3123 | 26.9214 | 192.754 | 233.6038 | 7.3577 | 126 |  | 185 | 882.0909 | 128.6721 | 181.5904 | 219.6799 | 6.3123 | 26.8387 | 192.649 | 232.4918 | 7.3719 | 111 |  | 185 | 930.3332 | 130.8253 | 177.7668 | 225.6906 | 6.3123 | 26.9042 | 195.3535 | 327.4235 | 7.7468 | 126
|  | 186 | 928.4737 | 131.8984 | 181.9646 | 222.8104 | 6.3123 | 26.903 | 211.5921 | 358.3551 | 8.0135 | 81 |  | 186 | 920.0664 | 129.6657 | 182.0559 | 223.9482 | 6.3123 | 26.8589 | 201.5581 | 243.5296 | 7.4484 | 128 |  | 186 | 874.7704 | 129.4318 | 180.4794 | 220.6615 | 6.3123 | 26.9039 | 192.5318 | 232.6373 | 7.3577 | 128 |  | 186 | 874.572 | 128.0568 | 180.7748 | 219.49 | 6.3123 | 26.8208 | 192.43 | 231.7259 | 7.3719 | 113 |  | 186 | 922.7322 | 129.9821 | 176.8658 | 225.5745 | 6.3123 | 26.887 | 195.1454 | 326.5805 | 7.7468 | 128
|  | 187 | 920.5826 | 131.0888 | 181.264 | 222.5841 | 6.3123 | 26.8856 | 211.3954 | 357.4408 | 8.0135 | 84 |  | 187 | 912.2839 | 128.7978 | 181.3372 | 223.741 | 6.3123 | 26.8421 | 201.3333 | 242.5491 | 7.4484 | 131 |  | 187 | 867.0172 | 128.8031 | 179.9449 | 220.4393 | 6.3123 | 26.8866 | 192.3035 | 231.6724 | 7.3577 | 131 |  | 187 | 866.8465 | 127.3876 | 180.2513 | 219.2688 | 6.3123 | 26.8032 | 192.2052 | 230.9608 | 7.3719 | 116 |  | 187 | 915.0619 | 129.0979 | 176.0898 | 225.4434 | 6.3123 | 26.8701 | 194.9319 | 325.7402 | 7.7468 | 131
|  | 188 | 913.0192 | 130.0781 | 180.4469 | 222.3478 | 6.3123 | 26.8684 | 211.1944 | 356.5248 | 8.0135 | 87 |  | 188 | 904.6567 | 127.8521 | 180.5438 | 223.5311 | 6.3123 | 26.8257 | 201.103 | 241.5726 | 7.4484 | 134 |  | 188 | 859.2823 | 128.302 | 179.2903 | 220.1913 | 6.3123 | 26.8696 | 192.0692 | 230.7093 | 7.3577 | 134 |  | 188 | 859.0664 | 126.8869 | 179.6365 | 219.0247 | 6.3123 | 26.7857 | 191.9747 | 230.1967 | 7.3719 | 119 |  | 188 | 907.3786 | 128.1201 | 175.4399 | 225.2931 | 6.3123 | 26.8534 | 194.7132 | 324.9028 | 7.7468 | 134
|  | 189 | 905.0459 | 129.345 | 179.8044 | 222.0692 | 6.3123 | 26.8514 | 210.9891 | 355.6076 | 8.0135 | 90 |  | 189 | 896.7285 | 127.0348 | 179.9702 | 223.274 | 6.3123 | 26.8095 | 200.8674 | 240.6002 | 7.4484 | 136 |  | 189 | 851.2652 | 127.9122 | 178.8359 | 219.914 | 6.3123 | 26.8528 | 191.8292 | 229.7485 | 7.3577 | 136 |  | 189 | 851.0599 | 126.4752 | 179.1897 | 218.7501 | 6.3123 | 26.7685 | 191.7387 | 229.4341 | 7.3719 | 121 |  | 189 | 899.7844 | 127.188 | 174.6944 | 225.1036 | 6.3123 | 26.837 | 194.4894 | 324.0688 | 7.7468 | 136
|  | 190 | 897.7336 | 128.412 | 179.2563 | 221.7313 | 6.3123 | 26.8346 | 210.7798 | 354.6896 | 8.0135 | 93 |  | 190 | 889.3476 | 126.1566 | 179.3764 | 222.9485 | 6.3123 | 26.7936 | 200.6266 | 239.6324 | 7.4484 | 139 |  | 190 | 844.5102 | 126.8689 | 178.1345 | 219.605 | 6.3123 | 26.8363 | 191.5837 | 228.7902 | 7.3577 | 139 |  | 190 | 844.2973 | 125.5955 | 178.3373 | 218.4479 | 6.3123 | 26.7515 | 191.4974 | 228.6732 | 7.3719 | 124 |  | 190 | 892.4215 | 126.2817 | 174.136 | 224.8752 | 6.3123 | 26.8208 | 194.2607 | 323.2383 | 7.7468 | 139
|  | 191 | 891.0302 | 127.6813 | 178.5856 | 221.4603 | 6.3123 | 26.818 | 210.5665 | 353.7711 | 8.0135 | 96 |  | 191 | 882.6782 | 125.342 | 178.8004 | 222.6698 | 6.3123 | 26.7779 | 200.3808 | 238.6694 | 7.4484 | 141 |  | 191 | 838.2387 | 125.8601 | 177.6362 | 219.3269 | 6.3123 | 26.82 | 191.3328 | 227.8347 | 7.3577 | 141 |  | 191 | 837.9435 | 124.5673 | 177.9321 | 218.171 | 6.3123 | 26.7347 | 191.251 | 227.9145 | 7.3719 | 127 |  | 191 | 885.7699 | 125.4734 | 173.5219 | 224.6905 | 6.3123 | 26.8049 | 194.0273 | 322.4118 | 7.7468 | 141
|  | 192 | 883.798 | 127.1592 | 178.1432 | 221.2809 | 6.3123 | 26.8016 | 210.3495 | 352.8528 | 8.0135 | 99 |  | 192 | 875.7251 | 124.6841 | 178.2332 | 222.5094 | 6.3123 | 26.7625 | 200.1302 | 237.7114 | 7.4484 | 144 |  | 192 | 831.5054 | 125.1677 | 177.1783 | 219.1536 | 6.3123 | 26.8039 | 191.0767 | 226.8824 | 7.3577 | 144 |  | 192 | 831.3144 | 123.8164 | 177.4198 | 217.9991 | 6.3123 | 26.7181 | 190.9996 | 227.1582 | 7.3719 | 129 |  | 192 | 878.769 | 124.8305 | 172.9974 | 224.6001 | 6.3123 | 26.7892 | 193.7894 | 321.5896 | 7.7468 | 144
|  | 193 | 877.0807 | 126.2897 | 177.5334 | 221.1016 | 6.3123 | 26.7855 | 210.1288 | 351.9349 | 8.0135 | 102 |  | 193 | 868.819 | 123.9591 | 177.6861 | 222.349 | 6.3123 | 26.7474 | 199.8751 | 236.7588 | 7.4484 | 147 |  | 193 | 825.0402 | 124.358 | 176.5697 | 218.9802 | 6.3123 | 26.7881 | 190.8156 | 225.9337 | 7.3577 | 147 |  | 193 | 824.5887 | 123.1271 | 176.9424 | 217.8275 | 6.3123 | 26.7018 | 190.7436 | 226.4046 | 7.3719 | 132 |  | 193 | 871.7955 | 124.1401 | 172.493 | 224.5097 | 6.3123 | 26.7738 | 193.5471 | 320.7721 | 7.7468 | 147
|  | 194 | 870.2404 | 125.3898 | 177.077 | 220.9222 | 6.3123 | 26.7696 | 209.9047 | 351.018 | 8.0135 | 105 |  | 194 | 861.8449 | 123.1535 | 177.2876 | 222.1886 | 6.3123 | 26.7325 | 199.6155 | 235.8119 | 7.4484 | 149 |  | 194 | 818.429 | 123.6254 | 176.03 | 218.8069 | 6.3123 | 26.7726 | 190.5498 | 224.9887 | 7.3577 | 149 |  | 194 | 818.1801 | 122.2848 | 176.301 | 217.6558 | 6.3123 | 26.6857 | 190.4829 | 225.6542 | 7.3719 | 135 |  | 194 | 864.9747 | 123.2014 | 172.0842 | 224.4193 | 6.3123 | 26.7586 | 193.3005 | 319.9596 | 7.7468 | 149
|  | 195 | 863.8198 | 124.5727 | 176.1834 | 220.6774 | 6.3123 | 26.7539 | 209.6773 | 350.1025 | 8.0135 | 108 |  | 195 | 855.2739 | 122.3823 | 176.5099 | 221.9697 | 6.3123 | 26.718 | 199.3516 | 234.871 | 7.4484 | 152 |  | 195 | 812.273 | 122.9531 | 175.0312 | 218.5772 | 6.3123 | 26.7573 | 190.2793 | 224.0479 | 7.3577 | 152 |  | 195 | 811.9019 | 121.7488 | 175.2775 | 217.4295 | 6.3123 | 26.6698 | 190.2179 | 224.9071 | 7.3719 | 137 |  | 195 | 858.3181 | 122.4872 | 171.3374 | 224.2783 | 6.3123 | 26.7437 | 193.0499 | 319.1524 | 7.7468 | 152
|  | 196 | 857.0627 | 123.8579 | 175.4732 | 220.4836 | 6.3123 | 26.7384 | 209.4467 | 349.1888 | 8.0135 | 110 |  | 196 | 848.6194 | 121.5316 | 175.8509 | 221.7954 | 6.3123 | 26.7037 | 199.0838 | 233.9363 | 7.4484 | 154 |  | 196 | 805.4152 | 122.3729 | 174.603 | 218.3866 | 6.3123 | 26.7422 | 190.0045 | 223.1115 | 7.3577 | 154 |  | 196 | 805.418 | 120.8474 | 174.783 | 217.2451 | 6.3123 | 26.6542 | 189.9487 | 224.1639 | 7.3719 | 140 |  | 196 | 851.6455 | 121.7152 | 170.6106 | 224.191 | 6.3123 | 26.729 | 192.7955 | 318.3508 | 7.7468 | 154
|  | 197 | 850.0365 | 123.2497 | 174.9015 | 220.3137 | 6.3123 | 26.7232 | 209.2131 | 348.2774 | 8.0135 | 113 |  | 197 | 841.6566 | 120.9495 | 175.2087 | 221.6437 | 6.3123 | 26.6896 | 198.812 | 233.0081 | 7.4484 | 157 |  | 197 | 798.9841 | 121.4736 | 174.0392 | 218.2238 | 6.3123 | 26.7274 | 189.7254 | 222.18 | 7.3577 | 157 |  | 197 | 798.4686 | 120.1843 | 174.493 | 217.0835 | 6.3123 | 26.6388 | 189.6755 | 223.4247 | 7.3719 | 142 |  | 197 | 844.9335 | 120.9458 | 169.9207 | 224.1037 | 6.3123 | 26.7146 | 192.5373 | 317.5553 | 7.7468 | 157
|  | 198 | 842.7955 | 122.6375 | 174.5488 | 220.1437 | 6.3123 | 26.7082 | 208.9767 | 347.3687 | 8.0135 | 116 |  | 198 | 834.5636 | 120.2885 | 174.7759 | 221.4921 | 6.3123 | 26.6758 | 198.5366 | 232.0867 | 7.4484 | 159 |  | 198 | 792.1879 | 120.8758 | 173.5393 | 218.061 | 6.3123 | 26.7129 | 189.4424 | 221.2535 | 7.3577 | 159 |  | 198 | 792.1021 | 119.6339 | 173.5075 | 216.922 | 6.3123 | 26.6236 | 189.3985 | 222.6899 | 7.3719 | 145 |  | 198 | 837.703 | 120.3736 | 169.552 | 224.0163 | 6.3123 | 26.7004 | 192.2757 | 316.7662 | 7.7468 | 159
|  | 199 | 835.5771 | 122.1692 | 174.0293 | 219.9737 | 6.3123 | 26.6934 | 208.7376 | 346.4632 | 8.0135 | 119 |  | 199 | 827.299 | 119.8273 | 174.3145 | 221.3405 | 6.3123 | 26.6623 | 198.2576 | 231.1725 | 7.4484 | 162 |  | 199 | 785.7104 | 120.1568 | 172.8417 | 217.8982 | 6.3123 | 26.6986 | 189.1554 | 220.3325 | 7.3577 | 162 |  | 199 | 785.8846 | 118.7578 | 172.6986 | 216.7604 | 6.3123 | 26.6087 | 189.1178 | 221.9599 | 7.3719 | 148 |  | 199 | 830.4604 | 119.911 | 169.0859 | 223.929 | 6.3123 | 26.6865 | 192.0107 | 315.9838 | 7.7468 | 162
|  | 200 | 828.5529 | 121.6337 | 173.383 | 219.8037 | 6.3123 | 26.6788 | 208.4959 | 345.5612 | 8.0135 | 122 |  | 200 | 820.2304 | 119.3186 | 173.7048 | 221.1888 | 6.3123 | 26.6491 | 197.9754 | 230.2656 | 7.4484 | 164 |  | 200 | 779.882 | 118.9539 | 171.979 | 217.7354 | 6.3123 | 26.6845 | 188.8649 | 219.4173 | 7.3577 | 164 |  | 200 | 779.8097 | 117.5871 | 172.0417 | 216.5989 | 6.3123 | 26.594 | 188.8337 | 221.2349 | 7.3719 | 150 |  | 200 | 823.6453 | 119.2193 | 168.4213 | 223.8416 | 6.3123 | 26.6728 | 191.7424 | 315.2084 | 7.7468 | 164
|  | 201 | 821.5814 | 121.0644 | 172.7179 | 219.6338 | 6.3123 | 26.6645 | 208.2518 | 344.6633 | 8.0135 | 125 |  | 201 | 813.3547 | 118.6815 | 173.0307 | 221.0372 | 6.3123 | 26.6361 | 197.69 | 229.3664 | 7.4484 | 167 |  | 201 | 773.5076 | 118.11 | 171.3033 | 217.5725 | 6.3123 | 26.6707 | 188.5709 | 218.5081 | 7.3577 | 167 |  | 201 | 773.4354 | 116.6423 | 171.4583 | 216.4373 | 6.3123 | 26.5795 | 188.5463 | 220.5153 | 7.3719 | 153 |  | 201 | 816.5861 | 118.6736 | 167.8549 | 223.7543 | 6.3123 | 26.6594 | 191.4712 | 314.4404 | 7.7468 | 167
|  | 202 | 814.5071 | 120.3227 | 172.3278 | 219.4638 | 6.3123 | 26.6504 | 208.0055 | 343.7699 | 8.0135 | 128 |  | 202 | 806.5514 | 117.9166 | 172.4119 | 220.8855 | 6.3123 | 26.6234 | 197.4017 | 228.4752 | 7.4484 | 169 |  | 202 | 766.5999 | 117.5152 | 170.9118 | 217.4097 | 6.3123 | 26.6572 | 188.2737 | 217.6053 | 7.3577 | 169 |  | 202 | 766.4614 | 116.1193 | 171.0527 | 216.2757 | 6.3123 | 26.5653 | 188.2558 | 219.8015 | 7.3719 | 155 |  | 202 | 809.5193 | 117.9451 | 167.4788 | 223.6669 | 6.3123 | 26.6463 | 191.1972 | 313.6801 | 7.7468 | 169
|  | 203 | 807.4778 | 119.7142 | 171.7596 | 219.2938 | 6.3123 | 26.6365 | 207.7571 | 342.8815 | 8.0135 | 131 |  | 203 | 799.4566 | 117.3309 | 171.9053 | 220.7339 | 6.3123 | 26.611 | 197.1106 | 227.5922 | 7.4484 | 171 |  | 203 | 760.0532 | 116.7871 | 170.2925 | 217.2469 | 6.3123 | 26.6439 | 187.9734 | 216.7093 | 7.3577 | 171 |  | 203 | 759.9072 | 115.4291 | 170.3946 | 216.1142 | 6.3123 | 26.5513 | 187.9624 | 219.0938 | 7.3719 | 158 |  | 203 | 802.6263 | 117.2671 | 166.8784 | 223.5796 | 6.3123 | 26.6334 | 190.9204 | 312.9279 | 7.7468 | 171
|  | 204 | 801.0127 | 118.7707 | 170.9622 | 219.1238 | 6.3123 | 26.6229 | 207.5067 | 341.9984 | 8.0135 | 133 |  | 204 | 792.8581 | 116.4472 | 171.2006 | 220.5823 | 6.3123 | 26.5988 | 196.8169 | 226.7178 | 7.4484 | 174 |  | 204 | 753.3103 | 116.1221 | 169.8063 | 217.0841 | 6.3123 | 26.6309 | 187.6702 | 215.8203 | 7.3577 | 174 |  | 204 | 753.1606 | 114.7773 | 169.8906 | 215.9526 | 6.3123 | 26.5376 | 187.6663 | 218.3925 | 7.3719 | 160 |  | 204 | 796.1347 | 116.4088 | 166.057 | 223.4922 | 6.3123 | 26.6207 | 190.6412 | 312.1842 | 7.7468 | 174
|  | 205 | 794.0752 | 118.0994 | 170.3727 | 218.9461 | 6.3123 | 26.6095 | 207.2546 | 341.1211 | 8.0135 | 136 |  | 205 | 785.9507 | 115.7172 | 170.6511 | 220.4306 | 6.3123 | 26.5869 | 196.5208 | 225.8522 | 7.4484 | 176 |  | 205 | 746.3489 | 115.6755 | 169.3886 | 216.853 | 6.3123 | 26.6181 | 187.3643 | 214.9386 | 7.3577 | 176 |  | 205 | 746.3515 | 114.1849 | 169.4686 | 215.7119 | 6.3123 | 26.5241 | 187.3677 | 217.6979 | 7.3719 | 163 |  | 205 | 789.2023 | 115.7715 | 165.459 | 223.4012 | 6.3123 | 26.6083 | 190.3597 | 311.4491 | 7.7468 | 176
|  | 206 | 787.7377 | 117.0733 | 169.7077 | 218.5988 | 6.3123 | 26.5963 | 207.0008 | 340.2501 | 8.0135 | 139 |  | 206 | 779.4589 | 114.8675 | 169.9755 | 220.109 | 6.3123 | 26.5753 | 196.2225 | 224.9958 | 7.4484 | 179 |  | 206 | 739.7747 | 115.0814 | 168.8326 | 216.5206 | 6.3123 | 26.6056 | 187.056 | 214.0647 | 7.3577 | 179 |  | 206 | 739.9402 | 113.5917 | 168.719 | 215.402 | 6.3123 | 26.5108 | 187.0667 | 217.0103 | 7.3719 | 165 |  | 206 | 782.725 | 114.9114 | 164.793 | 223.1459 | 6.3123 | 26.5962 | 190.076 | 310.7232 | 7.7468 | 179
|  | 207 | 780.7152 | 116.5258 | 169.1684 | 218.332 | 6.3123 | 26.5834 | 206.7456 | 339.3858 | 8.0135 | 142 |  | 207 | 772.625 | 114.2315 | 169.3591 | 219.8567 | 6.3123 | 26.5639 | 195.9222 | 224.1488 | 7.4484 | 181 |  | 207 | 733.6078 | 114.0115 | 168.1933 | 216.3397 | 6.3123 | 26.5933 | 186.7454 | 213.1988 | 7.3577 | 181 |  | 207 | 733.4244 | 112.7891 | 168.1606 | 215.2148 | 6.3123 | 26.4978 | 186.7636 | 216.3302 | 7.3719 | 168 |  | 207 | 776.1545 | 114.0602 | 164.1998 | 222.9021 | 6.3123 | 26.5843 | 189.7903 | 310.0067 | 7.7468 | 181
|  | 208 | 773.845 | 115.6921 | 168.6552 | 218.1732 | 6.3123 | 26.5708 | 206.489 | 338.5286 | 8.0135 | 145 |  | 208 | 765.7179 | 113.4003 | 168.8003 | 219.8151 | 6.3123 | 26.5528 | 195.6201 | 223.3114 | 7.4484 | 183 |  | 208 | 726.9925 | 113.3193 | 167.5972 | 216.1864 | 6.3123 | 26.5813 | 186.4326 | 212.3412 | 7.3577 | 183 |  | 208 | 726.7713 | 112.0285 | 167.6617 | 215.0633 | 6.3123 | 26.4851 | 186.4585 | 215.6577 | 7.3719 | 170 |  | 208 | 769.0425 | 113.419 | 163.7789 | 222.8175 | 6.3123 | 26.5727 | 189.5027 | 309.3 | 7.7468 | 183
|  | 209 | 766.3997 | 115.21 | 168.3654 | 218.0144 | 6.3123 | 26.5583 | 206.2313 | 337.679 | 8.0135 | 147 |  | 209 | 758.0137 | 112.8673 | 168.6007 | 219.9134 | 6.3123 | 26.542 | 195.3163 | 222.4841 | 7.4484 | 186 |  | 209 | 719.9538 | 112.8381 | 167.2137 | 216.0331 | 6.3123 | 26.5696 | 186.118 | 211.4922 | 7.3577 | 186 |  | 209 | 719.8967 | 111.4291 | 167.223 | 214.9119 | 6.3123 | 26.4726 | 186.1516 | 214.9934 | 7.3719 | 173 |  | 209 | 761.3721 | 113.0855 | 163.6088 | 222.7329 | 6.3123 | 26.5614 | 189.2136 | 308.6035 | 7.7468 | 186
|  | 210 | 759.0027 | 114.674 | 168.0814 | 217.8555 | 6.3123 | 26.5462 | 205.9725 | 336.8375 | 8.0135 | 150 |  | 210 | 750.4561 | 112.3649 | 168.2237 | 220.0117 | 6.3123 | 26.5315 | 195.011 | 221.667 | 7.4484 | 188 |  | 210 | 713.4352 | 112.0446 | 166.6222 | 215.8798 | 6.3123 | 26.5581 | 185.8016 | 210.6523 | 7.3577 | 188 |  | 210 | 713.5387 | 110.6066 | 166.4909 | 214.7605 | 6.3123 | 26.4603 | 185.843 | 214.3374 | 7.3719 | 175 |  | 210 | 754.0542 | 112.6021 | 163.236 | 222.6483 | 6.3123 | 26.5502 | 188.9229 | 307.9174 | 7.7468 | 188
|  | 211 | 751.4464 | 114.3644 | 167.73 | 217.6967 | 6.3123 | 26.5342 | 205.7129 | 336.0044 | 8.0135 | 153 |  | 211 | 742.7284 | 111.9482 | 167.9311 | 220.1099 | 6.3123 | 26.5212 | 194.7044 | 220.8605 | 7.4484 | 190 |  | 211 | 706.0041 | 111.7502 | 166.4441 | 215.7265 | 6.3123 | 26.5469 | 185.4837 | 209.8216 | 7.3577 | 190 |  | 211 | 706.2502 | 110.2597 | 166.2137 | 214.609 | 6.3123 | 26.4483 | 185.5331 | 213.6901 | 7.3719 | 177 |  | 211 | 746.4213 | 112.314 | 162.9829 | 222.5637 | 6.3123 | 26.5394 | 188.631 | 307.2421 | 7.7468 | 190
|  | 212 | 743.8466 | 113.9359 | 167.5411 | 217.5378 | 6.3123 | 26.5225 | 205.4525 | 335.1802 | 8.0135 | 156 |  | 212 | 735.1814 | 111.5375 | 167.7674 | 219.8928 | 6.3123 | 26.5111 | 194.3967 | 220.0649 | 7.4484 | 193 |  | 212 | 698.8937 | 111.3043 | 166.097 | 215.5731 | 6.3123 | 26.5359 | 185.1644 | 209.0006 | 7.3577 | 193 |  | 212 | 699.0243 | 109.9422 | 165.8443 | 214.4576 | 6.3123 | 26.4366 | 185.2219 | 213.0519 | 7.3719 | 180 |  | 212 | 739.1936 | 111.5788 | 162.7717 | 222.4791 | 6.3123 | 26.5288 | 188.3379 | 306.5779 | 7.7468 | 193
|  | 213 | 736.5 | 113.4306 | 167.1759 | 217.379 | 6.3123 | 26.5111 | 205.1916 | 334.3654 | 8.0135 | 158 |  | 213 | 728.0395 | 110.9252 | 167.4393 | 219.6364 | 6.3123 | 26.5014 | 194.0881 | 219.2804 | 7.4484 | 195 |  | 213 | 692.047 | 110.7425 | 165.602 | 215.4198 | 6.3123 | 26.5252 | 184.844 | 208.1895 | 7.3577 | 195 |  | 213 | 691.9941 | 109.4748 | 165.4294 | 214.3062 | 6.3123 | 26.4251 | 184.9097 | 212.4231 | 7.3719 | 182 |  | 213 | 731.8279 | 111.098 | 162.4442 | 222.3945 | 6.3123 | 26.5185 | 188.0439 | 305.9253 | 7.7468 | 195
|  | 214 | 729.29 | 112.833 | 166.7663 | 217.2201 | 6.3123 | 26.4999 | 204.9302 | 333.5604 | 8.0135 | 161 |  | 214 | 720.6702 | 110.5753 | 167.0762 | 219.3801 | 6.3123 | 26.4919 | 193.7788 | 218.5073 | 7.4484 | 197 |  | 214 | 685.3681 | 110.1573 | 164.9624 | 215.2665 | 6.3123 | 26.5148 | 184.5227 | 207.3887 | 7.3577 | 197 |  | 214 | 685.303 | 108.8059 | 164.8768 | 214.1547 | 6.3123 | 26.4138 | 184.5966 | 211.8039 | 7.3719 | 185 |  | 214 | 724.5134 | 110.7186 | 161.964 | 222.3099 | 6.3123 | 26.5084 | 187.7491 | 305.2844 | 7.7468 | 197
|  | 215 | 722.0329 | 112.5043 | 166.1351 | 217.0613 | 6.3123 | 26.489 | 204.6686 | 332.7656 | 8.0135 | 164 |  | 215 | 713.6762 | 110.1009 | 166.4622 | 219.1238 | 6.3123 | 26.4827 | 193.4689 | 217.7459 | 7.4484 | 199 |  | 215 | 678.9105 | 109.4364 | 164.2374 | 215.1132 | 6.3123 | 26.5046 | 184.2006 | 206.5985 | 7.3577 | 199 |  | 215 | 678.7172 | 108.0916 | 164.2643 | 214.0033 | 6.3123 | 26.4028 | 184.2828 | 211.1948 | 7.3719 | 187 |  | 215 | 717.4436 | 110.2858 | 161.2925 | 222.2252 | 6.3123 | 26.4986 | 187.4537 | 304.6558 | 7.7468 | 199
|  | 216 | 715.3757 | 111.4381 | 165.6413 | 216.9024 | 6.3123 | 26.4783 | 204.4069 | 331.9816 | 8.0135 | 167 |  | 216 | 707.128 | 109.0821 | 165.9469 | 218.8674 | 6.3123 | 26.4737 | 193.1586 | 216.9966 | 7.4484 | 201 |  | 216 | 672.0366 | 108.7915 | 163.8528 | 214.9599 | 6.3123 | 26.4947 | 183.8779 | 205.8192 | 7.3577 | 201 |  | 216 | 672.0362 | 107.5909 | 163.5333 | 213.8519 | 6.3123 | 26.3921 | 183.9686 | 210.5961 | 7.3719 | 189 |  | 216 | 710.9103 | 109.1087 | 160.8288 | 222.1406 | 6.3123 | 26.4891 | 187.1578 | 304.0397 | 7.7468 | 201
|  | 217 | 708.4207 | 110.8414 | 164.9759 | 216.7436 | 6.3123 | 26.4679 | 204.1453 | 331.2086 | 8.0135 | 169 |  | 217 | 700.2541 | 108.5329 | 165.2878 | 218.6111 | 6.3123 | 26.465 | 192.8481 | 216.2596 | 7.4484 | 204 |  | 217 | 666.0132 | 107.6225 | 163.1416 | 214.8066 | 6.3123 | 26.4851 | 183.5548 | 205.0511 | 7.3577 | 204 |  | 217 | 666.0729 | 106.2583 | 162.9165 | 213.7004 | 6.3123 | 26.3816 | 183.654 | 210.0081 | 7.3719 | 192 |  | 217 | 704.0013 | 108.6278 | 160.0447 | 222.056 | 6.3123 | 26.4798 | 186.8616 | 303.4364 | 7.7468 | 204
|  | 218 | 702.1002 | 109.589 | 164.3316 | 216.5848 | 6.3123 | 26.4577 | 203.8838 | 330.4472 | 8.0135 | 172 |  | 218 | 694.2801 | 107.3418 | 164.3706 | 218.3548 | 6.3123 | 26.4566 | 192.5377 | 215.5351 | 7.4484 | 206 |  | 218 | 659.2952 | 107.0062 | 162.5723 | 214.6533 | 6.3123 | 26.4757 | 183.2315 | 204.2946 | 7.3577 | 206 |  | 218 | 659.4272 | 105.6111 | 162.2969 | 213.549 | 6.3123 | 26.3714 | 183.3392 | 209.4311 | 7.3719 | 194 |  | 218 | 697.5703 | 107.4621 | 159.4672 | 221.9714 | 6.3123 | 26.4708 | 186.5653 | 302.8463 | 7.7468 | 206
|  | 219 | 695.8479 | 108.4327 | 163.523 | 216.4259 | 6.3123 | 26.4478 | 203.6227 | 329.6979 | 8.0135 | 175 |  | 219 | 687.8282 | 106.2019 | 163.8801 | 218.0985 | 6.3123 | 26.4484 | 192.2274 | 214.8235 | 7.4484 | 208 |  | 219 | 652.6886 | 106.1171 | 162.1644 | 214.5 | 6.3123 | 26.4666 | 182.9083 | 203.55 | 7.3577 | 208 |  | 219 | 652.6602 | 104.887 | 161.8754 | 213.3976 | 6.3123 | 26.3615 | 183.0246 | 208.8655 | 7.3719 | 196 |  | 219 | 691.3805 | 106.1802 | 158.7648 | 221.8868 | 6.3123 | 26.462 | 186.2691 | 302.2698 | 7.7468 | 208
|  | 220 | 689.6118 | 107.2675 | 162.7072 | 216.2671 | 6.3123 | 26.4382 | 203.3621 | 328.961 | 8.0135 | 177 |  | 220 | 681.8481 | 105.0213 | 162.9584 | 217.8421 | 6.3123 | 26.4405 | 191.9175 | 214.1251 | 7.4484 | 210 |  | 220 | 646.1359 | 105.2044 | 161.7264 | 214.3467 | 6.3123 | 26.4577 | 182.5852 | 202.8176 | 7.3577 | 210 |  | 220 | 645.9292 | 104.0779 | 161.5028 | 213.2461 | 6.3123 | 26.3518 | 182.7101 | 208.3116 | 7.3719 | 198 |  | 220 | 685.0743 | 105.1156 | 157.9615 | 221.8022 | 6.3123 | 26.4535 | 185.9732 | 301.7072 | 7.7468 | 210
|  | 221 | 682.7548 | 106.6019 | 162.0126 | 216.1082 | 6.3123 | 26.4288 | 203.1021 | 328.237 | 8.0135 | 180 |  | 221 | 675.0936 | 104.5404 | 162.1115 | 217.5858 | 6.3123 | 26.4329 | 191.6082 | 213.4401 | 7.4484 | 212 |  | 221 | 639.7225 | 104.4636 | 160.9483 | 214.2221 | 6.3123 | 26.4491 | 182.2626 | 202.0977 | 7.3577 | 212 |  | 221 | 639.6798 | 103.0773 | 160.8268 | 213.108 | 6.3123 | 26.3424 | 182.3961 | 207.7697 | 7.3719 | 201 |  | 221 | 677.9871 | 104.7316 | 157.2586 | 221.7176 | 6.3123 | 26.4453 | 185.6776 | 301.1588 | 7.7468 | 212
|  | 222 | 675.7383 | 105.9438 | 161.3994 | 216.02 | 6.3123 | 26.4196 | 202.8429 | 327.5263 | 8.0135 | 183 |  | 222 | 668.2265 | 103.7524 | 161.6305 | 217.3833 | 6.3123 | 26.4255 | 191.2995 | 212.7689 | 7.4484 | 214 |  | 222 | 633.8192 | 103.2991 | 160.1361 | 214.0452 | 6.3123 | 26.4408 | 181.9405 | 201.3907 | 7.3577 | 214 |  | 222 | 633.3286 | 102.1338 | 160.2437 | 212.9217 | 6.3123 | 26.3332 | 182.0827 | 207.2401 | 7.3719 | 203 |  | 222 | 671.5399 | 103.7483 | 156.6509 | 221.4971 | 6.3123 | 26.4374 | 185.3826 | 300.6249 | 7.7468 | 214
|  | 223 | 668.6307 | 105.4407 | 160.953 | 215.7013 | 6.3123 | 26.4108 | 202.5847 | 326.8294 | 8.0135 | 185 |  | 223 | 661.2763 | 103.3109 | 161.111 | 216.9559 | 6.3123 | 26.4184 | 190.9918 | 212.1117 | 7.4484 | 216 |  | 223 | 627.4165 | 102.4489 | 159.6384 | 213.739 | 6.3123 | 26.4328 | 181.6191 | 200.6968 | 7.3577 | 216 |  | 223 | 627.3163 | 101.1874 | 159.346 | 212.7141 | 6.3123 | 26.3243 | 181.7701 | 206.7233 | 7.3719 | 205 |  | 223 | 664.4956 | 103.3386 | 156.2481 | 221.0952 | 6.3123 | 26.4297 | 185.0884 | 300.106 | 7.7468 | 216
|  | 224 | 661.8877 | 104.5012 | 160.3971 | 215.5636 | 6.3123 | 26.4022 | 202.3276 | 326.1468 | 8.0135 | 188 |  | 224 | 654.7393 | 102.41 | 160.6376 | 216.5285 | 6.3123 | 26.4116 | 190.6852 | 211.4688 | 7.4484 | 218 |  | 224 | 620.9953 | 101.6383 | 158.9479 | 213.6044 | 6.3123 | 26.425 | 181.2988 | 200.0165 | 7.3577 | 218 |  | 224 | 620.8771 | 100.4037 | 158.6358 | 212.5831 | 6.3123 | 26.3157 | 181.4584 | 206.2194 | 7.3719 | 207 |  | 224 | 657.9849 | 102.3095 | 155.6827 | 220.9418 | 6.3123 | 26.4222 | 184.7951 | 299.6024 | 7.7468 | 218
|  | 225 | 655.3569 | 103.306 | 159.8847 | 215.426 | 6.3123 | 26.3939 | 202.0718 | 325.4788 | 8.0135 | 190 |  | 225 | 648.4681 | 101.1946 | 160.213 | 216.1011 | 6.3123 | 26.405 | 190.3799 | 210.8405 | 7.4484 | 220 |  | 225 | 614.3874 | 100.8311 | 158.4407 | 213.4698 | 6.3123 | 26.4175 | 180.9795 | 199.3499 | 7.3577 | 220 |  | 225 | 614.3057 | 99.5488 | 158.1291 | 212.452 | 6.3123 | 26.3073 | 181.148 | 205.7289 | 7.3719 | 210 |  | 225 | 651.3761 | 101.2042 | 155.2444 | 220.8355 | 6.3123 | 26.4151 | 184.5029 | 299.1143 | 7.7468 | 220
|  | 226 | 648.5772 | 102.3973 | 159.3346 | 215.2884 | 6.3123 | 26.3858 | 201.8174 | 324.8259 | 8.0135 | 193 |  | 226 | 642.0909 | 100.1563 | 159.7172 | 215.6737 | 6.3123 | 26.3987 | 190.0761 | 210.2271 | 7.4484 | 222 |  | 226 | 607.8776 | 99.8224 | 158.037 | 213.3353 | 6.3123 | 26.4102 | 180.6617 | 198.6975 | 7.3577 | 222 |  | 226 | 607.8043 | 98.4642 | 157.782 | 212.321 | 6.3123 | 26.2993 | 180.8388 | 205.2521 | 7.3719 | 212 |  | 226 | 644.9915 | 99.9773 | 154.7035 | 220.7292 | 6.3123 | 26.4082 | 184.2119 | 298.6421 | 7.7468 | 222
|  | 227 | 641.5206 | 101.8371 | 158.986 | 214.8779 | 6.3123 | 26.378 | 201.5645 | 324.1886 | 8.0135 | 195 |  | 227 | 635.0461 | 99.6795 | 159.3275 | 215.2463 | 6.3123 | 26.3927 | 189.7739 | 209.6289 | 7.4484 | 224 |  | 227 | 601.2922 | 99.2992 | 157.545 | 212.879 | 6.3123 | 26.4033 | 180.3453 | 198.0596 | 7.3577 | 224 |  | 227 | 601.0735 | 97.9659 | 157.3265 | 211.9416 | 6.3123 | 26.2914 | 180.5312 | 204.7893 | 7.3719 | 214 |  | 227 | 637.9163 | 99.5014 | 154.3659 | 220.3592 | 6.3123 | 26.4015 | 183.9224 | 298.1863 | 7.7468 | 224
|  | 228 | 634.5776 | 101.3439 | 158.5518 | 214.3723 | 6.3123 | 26.3705 | 201.3134 | 323.5673 | 8.0135 | 198 |  | 228 | 627.95 | 99.2943 | 158.8976 | 214.8189 | 6.3123 | 26.3869 | 189.4736 | 209.0461 | 7.4484 | 226 |  | 228 | 594.8722 | 98.4714 | 157.224 | 212.3909 | 6.3123 | 26.3966 | 180.0307 | 197.4364 | 7.3577 | 226 |  | 228 | 594.7422 | 97.092 | 156.9573 | 211.4519 | 6.3123 | 26.2839 | 180.2254 | 204.3409 | 7.3719 | 216 |  | 228 | 630.6231 | 99.0769 | 153.9426 | 220.2415 | 6.3123 | 26.3952 | 183.6344 | 297.7471 | 7.7468 | 226
|  | 229 | 628.061 | 100.4899 | 158.052 | 213.8667 | 6.3123 | 26.3633 | 201.0641 | 322.9624 | 8.0135 | 201 |  | 229 | 621.5579 | 98.3407 | 158.332 | 214.3916 | 6.3123 | 26.3814 | 189.1753 | 208.4792 | 7.4484 | 228 |  | 229 | 588.0544 | 97.954 | 156.9905 | 211.9028 | 6.3123 | 26.3901 | 179.718 | 196.8283 | 7.3577 | 228 |  | 229 | 587.8815 | 96.6476 | 156.6879 | 210.9623 | 6.3123 | 26.2766 | 179.9214 | 203.9071 | 7.3719 | 218 |  | 229 | 623.8286 | 98.1987 | 153.4717 | 220.1263 | 6.3123 | 26.3891 | 183.3483 | 297.3248 | 7.7468 | 228
|  | 230 | 621.0831 | 99.8499 | 157.5867 | 213.5739 | 6.3123 | 26.3563 | 200.8169 | 322.3744 | 8.0135 | 203 |  | 230 | 614.4465 | 97.6482 | 157.9684 | 214.2205 | 6.3123 | 26.3762 | 188.8792 | 207.9282 | 7.4484 | 230 |  | 230 | 581.5114 | 97.3653 | 156.4288 | 211.5394 | 6.3123 | 26.384 | 179.4074 | 196.2357 | 7.3577 | 230 |  | 230 | 581.4085 | 95.876 | 156.2022 | 210.6285 | 6.3123 | 26.2696 | 179.6195 | 203.4883 | 7.3719 | 220 |  | 230 | 617.0987 | 97.4005 | 152.945 | 219.9226 | 6.3123 | 26.3832 | 183.0641 | 296.9198 | 7.7468 | 230
|  | 231 | 614.0023 | 99.3071 | 157.141 | 213.2672 | 6.3123 | 26.3496 | 200.5718 | 321.8037 | 8.0135 | 206 |  | 231 | 607.3345 | 97.0271 | 157.5716 | 214.0118 | 6.3123 | 26.3712 | 188.5855 | 207.3936 | 7.4484 | 232 |  | 231 | 575.1984 | 96.531 | 155.7827 | 211.2759 | 6.3123 | 26.3781 | 179.0991 | 195.6589 | 7.3577 | 232 |  | 231 | 575.1241 | 95.2016 | 155.3637 | 210.3619 | 6.3123 | 26.2629 | 179.3198 | 203.0848 | 7.3719 | 222 |  | 231 | 609.9728 | 96.9392 | 152.5608 | 219.6351 | 6.3123 | 26.3777 | 182.782 | 296.5325 | 7.7468 | 232
|  | 232 | 607.2538 | 98.5864 | 156.3885 | 213.113 | 6.3123 | 26.3432 | 200.3291 | 321.2508 | 8.0135 | 208 |  | 232 | 600.3814 | 96.5248 | 156.765 | 213.9351 | 6.3123 | 26.3665 | 188.2943 | 206.8756 | 7.4484 | 234 |  | 232 | 568.6889 | 95.8527 | 155.0687 | 211.1209 | 6.3123 | 26.3725 | 178.7933 | 195.0981 | 7.3577 | 234 |  | 232 | 568.4804 | 94.6282 | 154.668 | 210.2105 | 6.3123 | 26.2565 | 179.0226 | 202.697 | 7.3719 | 224 |  | 232 | 602.9823 | 96.4639 | 151.8659 | 219.5372 | 6.3123 | 26.3724 | 182.5022 | 296.1632 | 7.7468 | 234
|  | 233 | 600.6513 | 97.9741 | 155.2347 | 213.1055 | 6.3123 | 26.3371 | 200.0889 | 320.7161 | 8.0135 | 210 |  | 233 | 593.7111 | 95.8464 | 155.7387 | 213.9715 | 6.3123 | 26.362 | 188.0059 | 206.3746 | 7.4484 | 236 |  | 233 | 562.0777 | 95.5395 | 154.0028 | 211.0542 | 6.3123 | 26.3671 | 178.4902 | 194.5537 | 7.3577 | 236 |  | 233 | 561.8786 | 94.1768 | 153.6953 | 210.1723 | 6.3123 | 26.2503 | 178.7281 | 202.3252 | 7.3719 | 226 |  | 233 | 596.5179 | 95.83 | 150.6781 | 219.5646 | 6.3123 | 26.3673 | 182.2248 | 295.8122 | 7.7468 | 236
|  | 234 | 594.0318 | 97.1867 | 154.3879 | 212.9833 | 6.3123 | 26.3313 | 199.8513 | 320.2001 | 8.0135 | 213 |  | 234 | 587.0426 | 95.0851 | 154.8877 | 213.9136 | 6.3123 | 26.3578 | 187.7205 | 205.8907 | 7.4484 | 237 |  | 234 | 555.7481 | 94.8106 | 153.1419 | 210.9168 | 6.3123 | 26.3621 | 178.19 | 194.026 | 7.3577 | 237 |  | 234 | 555.4643 | 93.5068 | 152.8489 | 210.0391 | 6.3123 | 26.2444 | 178.4364 | 201.9698 | 7.3719 | 228 |  | 234 | 589.9186 | 95.066 | 149.8598 | 219.4876 | 6.3123 | 26.3626 | 181.9501 | 295.4799 | 7.7468 | 237
|  | 235 | 587.3149 | 96.5189 | 153.5314 | 212.8484 | 6.3123 | 26.3257 | 199.6164 | 319.7031 | 8.0135 | 215 |  | 235 | 580.4974 | 94.2848 | 153.9695 | 213.8386 | 6.3123 | 26.3539 | 187.4382 | 205.4243 | 7.4484 | 239 |  | 235 | 548.7575 | 94.2266 | 152.8114 | 210.7652 | 6.3123 | 26.3573 | 177.8928 | 193.5154 | 7.3577 | 239 |  | 235 | 548.5948 | 92.8909 | 152.4143 | 209.895 | 6.3123 | 26.2388 | 178.1477 | 201.631 | 7.3719 | 230 |  | 235 | 583.5324 | 94.1463 | 149.0033 | 219.3913 | 6.3123 | 26.3581 | 181.6782 | 295.1666 | 7.7468 | 239
|  | 236 | 580.9773 | 95.6086 | 152.7828 | 212.469 | 6.3123 | 26.3204 | 199.3846 | 319.2257 | 8.0135 | 218 |  | 236 | 574.1668 | 93.3605 | 153.1893 | 213.5351 | 6.3123 | 26.3503 | 187.1592 | 204.9757 | 7.4484 | 239 |  | 236 | 542.6059 | 93.3695 | 152.214 | 210.3144 | 6.3123 | 26.3528 | 177.5989 | 193.0221 | 7.3577 | 239 |  | 236 | 542.6195 | 91.8922 | 151.7661 | 209.4531 | 6.3123 | 26.2335 | 177.8621 | 201.3092 | 7.3719 | 232 |  | 236 | 577.1267 | 93.3283 | 148.3475 | 219.012 | 6.3123 | 26.3539 | 181.4092 | 294.8727 | 7.7468 | 239
|  | 237 | 574.6676 | 94.7683 | 152.1026 | 211.9233 | 6.3123 | 26.3154 | 199.1558 | 318.7683 | 8.0135 | 220 |  | 237 | 567.9453 | 92.4129 | 152.4614 | 213.0935 | 6.3123 | 26.3469 | 186.8837 | 204.5452 | 7.4484 | 241 |  | 237 | 536.7044 | 92.4622 | 151.531 | 209.7493 | 6.3123 | 26.3486 | 177.3084 | 192.5465 | 7.3577 | 241 |  | 237 | 536.8162 | 90.9812 | 150.9741 | 208.8954 | 6.3123 | 26.2285 | 177.58 | 201.0047 | 7.3719 | 234 |  | 237 | 570.985 | 92.3048 | 147.6775 | 218.5886 | 6.3123 | 26.35 | 181.1434 | 294.5985 | 7.7468 | 241
|  | 238 | 568.315 | 94.066 | 151.4693 | 211.2354 | 6.3123 | 26.3107 | 198.9302 | 318.3313 | 8.0135 | 222 |  | 238 | 561.4938 | 91.7121 | 151.9031 | 212.4654 | 6.3123 | 26.3438 | 186.6119 | 204.133 | 7.4484 | 241 |  | 238 | 530.6505 | 91.8216 | 150.8931 | 209.0249 | 6.3123 | 26.3446 | 177.0216 | 192.0889 | 7.3577 | 241 |  | 238 | 530.7569 | 90.2404 | 150.4637 | 208.1417 | 6.3123 | 26.2237 | 177.3014 | 200.7178 | 7.3719 | 236 |  | 238 | 564.9168 | 91.3383 | 147.1155 | 217.9264 | 6.3123 | 26.3463 | 180.8809 | 294.3443 | 7.7468 | 241
|  | 239 | 563.4054 | 93.0817 | 150.9971 | 210.7919 | 6.3123 | 26.3063 | 198.7081 | 317.9152 | 8.0135 | 225 |  | 239 | 556.3718 | 90.831 | 151.485 | 212.0999 | 6.3123 | 26.3409 | 186.344 | 203.7394 | 7.4484 | 243 |  | 239 | 526.2681 | 91.132 | 150.6344 | 208.5887 | 6.3123 | 26.341 | 176.7386 | 191.6497 | 7.3577 | 243 |  | 239 | 526.447 | 89.7186 | 150.2411 | 207.7105 | 6.3123 | 26.2193 | 177.0266 | 200.4489 | 7.3719 | 238 |  | 239 | 560.3603 | 90.74 | 146.747 | 217.5327 | 6.3123 | 26.3429 | 180.6219 | 294.1104 | 7.7468 | 243
|  | 240 | 559.15 | 92.5159 | 150.7293 | 210.4541 | 6.3123 | 26.3022 | 198.4895 | 317.5204 | 8.0135 | 227 |  | 240 | 552.0708 | 90.3369 | 151.1495 | 211.8317 | 6.3123 | 26.3383 | 186.0801 | 203.3648 | 7.4484 | 243 |  | 240 | 522.211 | 90.5978 | 150.3281 | 208.2944 | 6.3123 | 26.3376 | 176.4597 | 191.2291 | 7.3577 | 243 |  | 240 | 522.3308 | 89.1516 | 149.9872 | 207.46 | 6.3123 | 26.2151 | 176.7556 | 200.1984 | 7.3719 | 240 |  | 240 | 556.1945 | 90.0132 | 146.4231 | 217.4043 | 6.3123 | 26.3398 | 180.3666 | 293.8974 | 7.7468 | 243
|  | 241 | 554.1466 | 92.3293 | 150.6411 | 210.3053 | 6.3123 | 26.2984 | 198.2745 | 317.1473 | 8.0135 | 229 |  | 241 | 547.1424 | 90.0553 | 151.0324 | 211.7601 | 6.3123 | 26.336 | 185.8204 | 203.0094 | 7.4484 | 245 |  | 241 | 517.5161 | 90.3246 | 150.2594 | 208.1393 | 6.3123 | 26.3345 | 176.1849 | 190.8275 | 7.3577 | 245 |  | 241 | 517.6857 | 88.8606 | 149.8862 | 207.3094 | 6.3123 | 26.2112 | 176.4888 | 199.9665 | 7.3719 | 242 |  | 241 | 551.2824 | 89.7598 | 146.3476 | 217.3004 | 6.3123 | 26.3369 | 180.115 | 293.7053 | 7.7468 | 245
|  | 242 | 549.3612 | 91.9541 | 150.5382 | 210.1417 | 6.3123 | 26.2948 | 198.0635 | 316.7964 | 8.0135 | 232 |  | 242 | 542.2568 | 89.7326 | 150.9135 | 211.6884 | 6.3123 | 26.3339 | 185.5652 | 202.6735 | 7.4484 | 245 |  | 242 | 512.9642 | 90.001 | 150.176 | 207.9063 | 6.3123 | 26.3316 | 175.9146 | 190.4452 | 7.3577 | 245 |  | 242 | 513.1512 | 88.5786 | 149.7529 | 207.0716 | 6.3123 | 26.2076 | 176.2263 | 199.7535 | 7.3719 | 244 |  | 242 | 546.3549 | 89.5377 | 146.2884 | 217.1643 | 6.3123 | 26.3344 | 179.8675 | 293.5347 | 7.7468 | 245
|  | 243 | 544.609 | 91.7834 | 150.3573 | 209.8186 | 6.3123 | 26.2916 | 197.8565 | 316.4682 | 8.0135 | 234 |  | 243 | 537.3412 | 89.571 | 150.8326 | 211.4476 | 6.3123 | 26.3321 | 185.3146 | 202.3574 | 7.4484 | 246 |  | 243 | 508.4886 | 89.7523 | 150.0324 | 207.5823 | 6.3123 | 26.3291 | 175.6488 | 190.0825 | 7.3577 | 246 |  | 243 | 508.6097 | 88.4121 | 149.5926 | 206.7523 | 6.3123 | 26.2043 | 175.9683 | 199.5599 | 7.3719 | 246 |  | 243 | 541.5962 | 89.3773 | 146.1408 | 216.8859 | 6.3123 | 26.3321 | 179.6241 | 293.3859 | 7.7468 | 246
|  | 244 | 539.7465 | 91.6245 | 150.2748 | 209.4955 | 6.3123 | 26.2886 | 197.6536 | 316.163 | 8.0135 | 236 |  | 244 | 532.5579 | 89.3198 | 150.7136 | 211.2024 | 6.3123 | 26.3305 | 185.0687 | 202.0614 | 7.4484 | 246 |  | 244 | 503.8896 | 89.704 | 149.8659 | 207.2042 | 6.3123 | 26.3268 | 175.3879 | 189.7397 | 7.3577 | 246 |  | 244 | 504.0631 | 88.323 | 149.4122 | 206.3807 | 6.3123 | 26.2013 | 175.715 | 199.3859 | 7.3719 | 247 |  | 244 | 536.8477 | 89.1301 | 145.9706 | 216.707 | 6.3123 | 26.3301 | 179.3851 | 293.2591 | 7.7468 | 246
|  | 245 | 535.1127 | 91.3679 | 150.1044 | 209.1294 | 6.3123 | 26.286 | 197.455 | 315.8814 | 8.0135 | 238 |  | 245 | 528.0005 | 89.0052 | 150.4477 | 210.9415 | 6.3123 | 26.3293 | 184.8278 | 201.7858 | 7.4484 | 248 |  | 245 | 499.8425 | 89.2362 | 149.5349 | 206.8584 | 6.3123 | 26.3248 | 175.1319 | 189.4173 | 7.3577 | 248 |  | 245 | 499.8018 | 87.974 | 149.1429 | 206.0726 | 6.3123 | 26.1986 | 175.4665 | 199.2318 | 7.3719 | 249 |  | 245 | 532.2928 | 88.8617 | 145.6337 | 216.5223 | 6.3123 | 26.3283 | 179.1506 | 293.1548 | 7.7468 | 248
|  | 246 | 530.6876 | 91.0425 | 149.6731 | 208.8842 | 6.3123 | 26.2836 | 197.2609 | 315.6237 | 8.0135 | 241 |  | 246 | 523.4544 | 88.673 | 150.0944 | 210.7743 | 6.3123 | 26.3283 | 184.5921 | 201.5308 | 7.4484 | 248 |  | 246 | 495.6423 | 88.9417 | 149.0884 | 206.6076 | 6.3123 | 26.3231 | 174.8811 | 189.1154 | 7.3577 | 248 |  | 246 | 495.7458 | 87.603 | 148.628 | 205.8269 | 6.3123 | 26.1962 | 175.223 | 199.0981 | 7.3719 | 251 |  | 246 | 527.6346 | 88.7108 | 145.2825 | 216.3376 | 6.3123 | 26.3269 | 178.9207 | 293.0733 | 7.7468 | 248
|  | 247 | 526.3845 | 90.5723 | 149.2645 | 208.639 | 6.3123 | 26.2816 | 197.0714 | 315.3905 | 8.0135 | 243 |  | 247 | 518.8929 | 88.3494 | 149.7479 | 210.6072 | 6.3123 | 26.3275 | 184.3617 | 201.2968 | 7.4484 | 250 |  | 247 | 491.3151 | 88.6832 | 148.7329 | 206.3568 | 6.3123 | 26.3217 | 174.6357 | 188.8344 | 7.3577 | 250 |  | 247 | 491.3969 | 87.2964 | 148.3416 | 205.5811 | 6.3123 | 26.1941 | 174.9848 | 198.985 | 7.3719 | 253 |  | 247 | 523.167 | 88.256 | 145.0447 | 216.1529 | 6.3123 | 26.3257 | 178.6957 | 293.0148 | 7.7468 | 250
|  | 248 | 521.7282 | 90.2351 | 149.0763 | 208.3939 | 6.3123 | 26.2798 | 196.8867 | 315.1821 | 8.0135 | 245 |  | 248 | 514.3012 | 87.9188 | 149.5385 | 210.44 | 6.3123 | 26.327 | 184.1368 | 201.084 | 7.4484 | 250 |  | 248 | 486.9685 | 88.2566 | 148.5651 | 206.1061 | 6.3123 | 26.3206 | 174.3958 | 188.5747 | 7.3577 | 250 |  | 248 | 487.0886 | 86.9466 | 148.058 | 205.3353 | 6.3123 | 26.1922 | 174.7519 | 198.8928 | 7.3719 | 254 |  | 248 | 518.6045 | 87.9309 | 144.7722 | 215.9682 | 6.3123 | 26.3247 | 178.4758 | 292.9799 | 7.7468 | 250
|  | 249 | 517.0138 | 89.8864 | 148.9575 | 208.1487 | 6.3123 | 26.2784 | 196.7068 | 314.9991 | 8.0135 | 247 |  | 249 | 509.6354 | 87.5213 | 149.3701 | 210.2729 | 6.3123 | 26.3268 | 183.9177 | 200.8928 | 7.4484 | 251 |  | 249 | 482.448 | 87.9421 | 148.459 | 205.8553 | 6.3123 | 26.3197 | 174.1617 | 188.3365 | 7.3577 | 251 |  | 249 | 482.7767 | 86.4933 | 147.8813 | 205.0895 | 6.3123 | 26.1907 | 174.5247 | 198.822 | 7.3719 | 256 |  | 249 | 513.8394 | 87.6751 | 144.6328 | 215.7834 | 6.3123 | 26.3241 | 178.261 | 292.9687 | 7.7468 | 251
|  | 250 | 512.5094 | 89.4705 | 148.696 | 207.9036 | 6.3123 | 26.2773 | 196.5321 | 314.8419 | 8.0135 | 249 |  | 250 | 505.2016 | 87.069 | 149.0245 | 210.1057 | 6.3123 | 26.3268 | 183.7044 | 200.7236 | 7.4484 | 251 |  | 250 | 478.3403 | 87.3597 | 148.208 | 205.6045 | 6.3123 | 26.3192 | 173.9335 | 188.1205 | 7.3577 | 251 |  | 250 | 478.8692 | 85.7584 | 147.5805 | 204.845 | 6.3123 | 26.1895 | 174.3032 | 198.7728 | 7.3719 | 258 |  | 250 | 509.44 | 87.2161 | 144.3305 | 215.5993 | 6.3123 | 26.3238 | 178.0516 | 292.9817 | 7.7468 | 251
|  | 251 | 507.6139 | 89.328 | 148.5193 | 207.6913 | 6.3123 | 26.2764 | 196.3626 | 314.7109 | 8.0135 | 251 |  | 251 | 500.2331 | 86.9334 | 148.875 | 209.9605 | 6.3123 | 26.3271 | 183.4972 | 200.5765 | 7.4484 | 253 |  | 251 | 473.7322 | 87.2091 | 148.0004 | 205.379 | 6.3123 | 26.3189 | 173.7115 | 187.9283 | 7.3577 | 253 |  | 251 | 474.1562 | 85.6886 | 147.3884 | 204.6322 | 6.3123 | 26.1886 | 174.0877 | 198.7469 | 7.3719 | 259 |  | 251 | 504.6515 | 86.9044 | 144.2344 | 215.4506 | 6.3123 | 26.3237 | 177.8477 | 293.0195 | 7.7468 | 253
|  | 252 | 503.0609 | 88.9867 | 148.1958 | 207.4821 | 6.3123 | 26.2759 | 196.1985 | 314.6071 | 8.0135 | 253 |  | 252 | 495.5985 | 86.6252 | 148.5508 | 209.8288 | 6.3123 | 26.3277 | 183.2963 | 200.4523 | 7.4484 | 253 |  | 252 | 469.4077 | 86.9549 | 147.6048 | 205.1614 | 6.3123 | 26.3189 | 173.4958 | 187.7619 | 7.3577 | 253 |  | 252 | 469.6776 | 85.4692 | 147.1117 | 204.4194 | 6.3123 | 26.188 | 173.8784 | 198.7448 | 7.3719 | 261 |  | 252 | 500.0293 | 86.5917 | 143.9731 | 215.3019 | 6.3123 | 26.3239 | 177.6495 | 293.0822 | 7.7468 | 253
|  | 253 | 498.509 | 88.5489 | 147.9678 | 207.2728 | 6.3123 | 26.2757 | 196.0399 | 314.5305 | 8.0135 | 256 |  | 253 | 490.7964 | 86.3344 | 148.3765 | 209.6971 | 6.3123 | 26.3285 | 183.1018 | 200.3518 | 7.4484 | 254 |  | 253 | 465.0249 | 86.6887 | 147.2795 | 204.9438 | 6.3123 | 26.3192 | 173.2866 | 187.6194 | 7.3577 | 254 |  | 253 | 465.3413 | 85.1688 | 146.7734 | 204.2066 | 6.3123 | 26.1876 | 173.6753 | 198.7657 | 7.3719 | 263 |  | 253 | 495.4333 | 86.2803 | 143.6842 | 215.1532 | 6.3123 | 26.3244 | 177.4572 | 293.1705 | 7.7468 | 254
|  | 254 | 493.8234 | 88.2221 | 147.7624 | 207.0636 | 6.3123 | 26.2758 | 195.8869 | 314.4822 | 8.0135 | 258 |  | 254 | 486.2899 | 85.8797 | 148.0706 | 209.5655 | 6.3123 | 26.3296 | 182.914 | 200.2758 | 7.4484 | 254 |  | 254 | 460.7993 | 86.1925 | 147.027 | 204.7262 | 6.3123 | 26.3198 | 173.0841 | 187.5015 | 7.3577 | 254 |  | 254 | 461.0099 | 84.7657 | 146.5765 | 203.9504 | 6.3123 | 26.1876 | 173.4788 | 198.8111 | 7.3719 | 264 |  | 254 | 490.9313 | 85.7952 | 143.475 | 215.0045 | 6.3123 | 26.3251 | 177.271 | 293.2847 | 7.7468 | 254
|  | 255 | 489.3262 | 87.8676 | 147.4436 | 206.8072 | 6.3123 | 26.2762 | 195.7398 | 314.4619 | 8.0135 | 260 |  | 255 | 481.6365 | 85.4964 | 147.8608 | 209.413 | 6.3123 | 26.331 | 182.7329 | 200.2228 | 7.4484 | 256 |  | 255 | 456.6458 | 85.689 | 146.7964 | 204.4219 | 6.3123 | 26.3207 | 172.8884 | 187.4086 | 7.3577 | 256 |  | 255 | 456.9393 | 84.2036 | 146.3439 | 203.6281 | 6.3123 | 26.1879 | 173.289 | 198.8798 | 7.3719 | 266 |  | 255 | 486.4605 | 85.4679 | 143.1283 | 214.8046 | 6.3123 | 26.3262 | 177.091 | 293.4272 | 7.7468 | 256
|  | 256 | 485.0105 | 87.391 | 147.1316 | 206.4846 | 6.3123 | 26.277 | 195.5987 | 314.4699 | 8.0135 | 262 |  | 256 | 477.3858 | 84.898 | 147.5555 | 209.1687 | 6.3123 | 26.3326 | 182.5589 | 200.1933 | 7.4484 | 256 |  | 256 | 452.5971 | 85.17 | 146.4991 | 204.0951 | 6.3123 | 26.3218 | 172.6999 | 187.3392 | 7.3577 | 256 |  | 256 | 452.8385 | 83.7318 | 146.0512 | 203.3057 | 6.3123 | 26.1885 | 173.1061 | 198.9718 | 7.3719 | 267 |  | 256 | 482.0085 | 85.11 | 142.8551 | 214.5427 | 6.3123 | 26.3275 | 176.9173 | 293.5956 | 7.7468 | 256
|  | 257 | 480.2591 | 87.1542 | 147.0154 | 206.162 | 6.3123 | 26.278 | 195.4638 | 314.5066 | 8.0135 | 264 |  | 257 | 472.5596 | 84.6735 | 147.4518 | 208.9244 | 6.3123 | 26.3345 | 182.392 | 200.1876 | 7.4484 | 257 |  | 257 | 448.0771 | 84.8658 | 146.4549 | 203.7716 | 6.3123 | 26.3233 | 172.5187 | 187.2957 | 7.3577 | 257 |  | 257 | 448.3199 | 83.4197 | 145.9482 | 203.0518 | 6.3123 | 26.1894 | 172.9302 | 199.0877 | 7.3719 | 269 |  | 257 | 477.4801 | 84.6628 | 142.7477 | 214.2807 | 6.3123 | 26.3291 | 176.7502 | 293.7905 | 7.7468 | 257
|  | 258 | 475.8462 | 86.7187 | 146.7137 | 205.8851 | 6.3123 | 26.2794 | 195.3351 | 314.5726 | 8.0135 | 266 |  | 258 | 468.3033 | 84.315 | 147.0789 | 208.5132 | 6.3123 | 26.3366 | 182.2325 | 200.2058 | 7.4484 | 257 |  | 258 | 443.7959 | 84.4906 | 146.1488 | 203.5421 | 6.3123 | 26.325 | 172.3449 | 187.277 | 7.3577 | 257 |  | 258 | 444.0361 | 83.0705 | 145.6179 | 202.8275 | 6.3123 | 26.1907 | 172.7616 | 199.2275 | 7.3719 | 270 |  | 258 | 473.16 | 84.2263 | 142.4199 | 214.0202 | 6.3123 | 26.331 | 176.5899 | 294.0137 | 7.7468 | 257
|  | 259 | 471.3031 | 86.3233 | 146.4469 | 205.6634 | 6.3123 | 26.2811 | 195.2129 | 314.6682 | 8.0135 | 268 |  | 259 | 464.1685 | 83.8479 | 146.7632 | 208.032 | 6.3123 | 26.339 | 182.0806 | 200.252 | 7.4484 | 259 |  | 259 | 439.5515 | 84.1106 | 145.8108 | 203.3127 | 6.3123 | 26.3271 | 172.1788 | 187.2825 | 7.3577 | 259 |  | 259 | 439.8466 | 82.615 | 145.2995 | 202.6031 | 6.3123 | 26.1922 | 172.6004 | 199.3933 | 7.3719 | 272 |  | 259 | 468.8856 | 83.6628 | 142.0848 | 213.8484 | 6.3123 | 26.3332 | 176.4365 | 294.265 | 7.7468 | 259
|  | 260 | 466.8826 | 85.8936 | 146.0918 | 205.4417 | 6.3123 | 26.2831 | 195.0973 | 314.794 | 8.0135 | 269 |  | 260 | 459.9574 | 83.4806 | 146.424 | 207.5509 | 6.3123 | 26.3417 | 181.9364 | 200.3246 | 7.4484 | 259 |  | 260 | 435.4519 | 83.6562 | 145.4632 | 203.0224 | 6.3123 | 26.3294 | 172.0206 | 187.3126 | 7.3577 | 259 |  | 260 | 435.6975 | 82.2009 | 144.9556 | 202.3227 | 6.3123 | 26.194 | 172.4468 | 199.5838 | 7.3719 | 272 |  | 260 | 464.1971 | 83.4275 | 141.8355 | 213.6765 | 6.3123 | 26.3356 | 176.2901 | 294.5442 | 7.7468 | 259
|  | 261 | 462.705 | 85.3393 | 145.7264 | 205.1121 | 6.3123 | 26.2854 | 194.9884 | 314.9502 | 8.0135 | 271 |  | 261 | 455.6842 | 83.0439 | 146.1302 | 207.1558 | 6.3123 | 26.3446 | 181.8 | 200.4218 | 7.4484 | 260 |  | 261 | 431.3243 | 83.1894 | 145.2461 | 202.6421 | 6.3123 | 26.3321 | 171.8704 | 187.3676 | 7.3577 | 260 |  | 261 | 431.6072 | 81.7705 | 144.6639 | 201.9473 | 6.3123 | 26.1962 | 172.3011 | 199.7993 | 7.3719 | 273 |  | 261 | 459.8747 | 83.0295 | 141.4856 | 213.4019 | 6.3123 | 26.3383 | 176.151 | 294.8531 | 7.7468 | 260
|  | 262 | 458.8273 | 84.5834 | 145.3094 | 204.7358 | 6.3123 | 26.2881 | 194.8864 | 315.1385 | 8.0135 | 273 |  | 262 | 451.6588 | 82.4829 | 145.7468 | 206.7267 | 6.3123 | 26.3478 | 181.6718 | 200.5439 | 7.4484 | 260 |  | 262 | 427.4801 | 82.5955 | 144.8726 | 202.2618 | 6.3123 | 26.335 | 171.7284 | 187.4479 | 7.3577 | 260 |  | 262 | 427.5692 | 81.2951 | 144.3651 | 201.572 | 6.3123 | 26.1987 | 172.1633 | 200.04 | 7.3719 | 273 |  | 262 | 455.9488 | 82.3971 | 141.0251 | 213.0757 | 6.3123 | 26.3414 | 176.0192 | 295.1899 | 7.7468 | 260
|  | 263 | 454.6429 | 84.0551 | 144.9226 | 204.4083 | 6.3123 | 26.291 | 194.7915 | 315.3601 | 8.0135 | 275 |  | 263 | 447.4809 | 82.0079 | 145.387 | 206.3406 | 6.3123 | 26.3512 | 181.5519 | 200.6912 | 7.4484 | 262 |  | 263 | 423.4211 | 82.0645 | 144.5125 | 202.0201 | 6.3123 | 26.3382 | 171.5949 | 187.5536 | 7.3577 | 262 |  | 263 | 423.5215 | 80.7006 | 144.0665 | 201.3251 | 6.3123 | 26.2015 | 172.0337 | 200.3064 | 7.3719 | 274 |  | 263 | 451.8937 | 81.6783 | 140.7676 | 212.7622 | 6.3123 | 26.3447 | 175.8951 | 295.5548 | 7.7468 | 262
|  | 264 | 450.1707 | 83.5881 | 144.6676 | 204.1755 | 6.3123 | 26.2943 | 194.7038 | 315.6135 | 8.0135 | 277 |  | 264 | 443.3215 | 81.3909 | 145.0503 | 206.0549 | 6.3123 | 26.3549 | 181.4405 | 200.8639 | 7.4484 | 262 |  | 264 | 419.3564 | 81.5027 | 144.1869 | 201.7802 | 6.3123 | 26.3417 | 171.47 | 187.6853 | 7.3577 | 262 |  | 264 | 419.465 | 80.27 | 143.6008 | 201.0903 | 6.3123 | 26.2046 | 171.9125 | 200.5988 | 7.3719 | 274 |  | 264 | 447.6369 | 81.1346 | 140.41 | 212.5754 | 6.3123 | 26.3483 | 175.7787 | 295.9483 | 7.7468 | 262
|  | 265 | 445.9816 | 82.8106 | 144.4399 | 203.9428 | 6.3123 | 26.298 | 194.6234 | 315.8989 | 8.0135 | 279 |  | 265 | 439.3424 | 80.4889 | 144.8182 | 205.7693 | 6.3123 | 26.3589 | 181.3377 | 201.0623 | 7.4484 | 263 |  | 265 | 415.5454 | 80.6508 | 143.8978 | 201.5404 | 6.3123 | 26.3455 | 171.3539 | 187.8431 | 7.3577 | 263 |  | 265 | 415.8835 | 79.2202 | 143.2793 | 200.8554 | 6.3123 | 26.208 | 171.7998 | 200.9179 | 7.3719 | 276 |  | 265 | 443.7117 | 80.2095 | 140.1021 | 212.3887 | 6.3123 | 26.3522 | 175.6703 | 296.3706 | 7.7468 | 263
|  | 266 | 441.7942 | 82.2513 | 143.9924 | 203.71 | 6.3123 | 26.3019 | 194.5505 | 316.217 | 8.0135 | 280 |  | 266 | 435.2957 | 79.8911 | 144.3494 | 205.4837 | 6.3123 | 26.3631 | 181.2437 | 201.2867 | 7.4484 | 263 |  | 266 | 411.6393 | 80.0166 | 143.486 | 201.3005 | 6.3123 | 26.3496 | 171.2468 | 188.0274 | 7.3577 | 263 |  | 266 | 411.9401 | 78.5675 | 142.9227 | 200.6205 | 6.3123 | 26.2118 | 171.6958 | 201.2636 | 7.3719 | 276 |  | 266 | 439.3465 | 79.6881 | 139.8306 | 212.2019 | 6.3123 | 26.3563 | 175.57 | 296.8222 | 7.7468 | 263
|  | 267 | 437.5485 | 81.6434 | 143.6517 | 203.4773 | 6.3123 | 26.3062 | 194.4854 | 316.5693 | 8.0135 | 282 |  | 267 | 431.0091 | 79.3815 | 144.0325 | 205.1981 | 6.3123 | 26.3676 | 181.1588 | 201.5374 | 7.4484 | 265 |  | 267 | 407.6831 | 79.4301 | 143.0767 | 201.0607 | 6.3123 | 26.354 | 171.1489 | 188.2385 | 7.3577 | 265 |  | 267 | 407.8654 | 78.1132 | 142.4988 | 200.3857 | 6.3123 | 26.2159 | 171.6008 | 201.6361 | 7.3719 | 277 |  | 267 | 435.0548 | 79.2215 | 139.4307 | 212.0152 | 6.3123 | 26.3608 | 175.4779 | 297.3033 | 7.7468 | 265
|  | 268 | 433.2897 | 81.1019 | 143.2579 | 203.2446 | 6.3123 | 26.3109 | 194.428 | 316.9561 | 8.0135 | 284 |  | 268 | 426.7384 | 78.9388 | 143.6327 | 204.9124 | 6.3123 | 26.3724 | 181.0831 | 201.8147 | 7.4484 | 265 |  | 268 | 403.4518 | 79.0554 | 142.7307 | 200.8208 | 6.3123 | 26.3587 | 171.0604 | 188.4767 | 7.3577 | 265 |  | 268 | 403.7687 | 77.6724 | 142.0836 | 200.1508 | 6.3123 | 26.2203 | 171.5148 | 202.0358 | 7.3719 | 277 |  | 268 | 430.807 | 78.6817 | 139.0601 | 211.8284 | 6.3123 | 26.3655 | 175.3943 | 297.8149 | 7.7468 | 265
|  | 269 | 428.9608 | 80.6282 | 142.8662 | 203.0118 | 6.3123 | 26.3158 | 194.3786 | 317.3767 | 8.0135 | 286 |  | 269 | 422.5178 | 78.4408 | 143.2382 | 204.6268 | 6.3123 | 26.3774 | 181.0168 | 202.1189 | 7.4484 | 266 |  | 269 | 399.4353 | 78.5278 | 142.3228 | 200.581 | 6.3123 | 26.3637 | 170.9815 | 188.7424 | 7.3577 | 266 |  | 269 | 399.5995 | 77.2862 | 141.6861 | 199.9159 | 6.3123 | 26.225 | 171.4382 | 202.4629 | 7.3719 | 278 |  | 269 | 426.5178 | 78.2237 | 138.6491 | 211.6417 | 6.3123 | 26.3705 | 175.3192 | 298.357 | 7.7468 | 266
|  | 270 | 424.572 | 80.222 | 142.4669 | 202.7791 | 6.3123 | 26.322 | 194.3373 | 317.8314 | 8.0135 | 287 |  | 270 | 418.1273 | 78.0919 | 142.8644 | 204.3412 | 6.3123 | 26.3827 | 180.96 | 202.4502 | 7.4484 | 266 |  | 270 | 395.2811 | 78.1275 | 141.9252 | 200.3411 | 6.3123 | 26.369 | 170.9123 | 189.0359 | 7.3577 | 266 |  | 270 | 395.5133 | 76.8147 | 141.2911 | 199.6811 | 6.3123 | 26.23 | 171.371 | 202.9178 | 7.3719 | 278 |  | 270 | 422.1055 | 77.7885 | 138.3385 | 211.4549 | 6.3123 | 26.3759 | 175.253 | 298.9295 | 7.7468 | 266
|  | 271 | 420.2691 | 79.7637 | 142.0339 | 202.5464 | 6.3123 | 26.3285 | 194.3043 | 318.3208 | 8.0135 | 289 |  | 271 | 413.9537 | 77.5863 | 142.4304 | 204.0555 | 6.3123 | 26.3882 | 180.913 | 202.8096 | 7.4484 | 268 |  | 271 | 391.3086 | 77.6217 | 141.4516 | 200.1013 | 6.3123 | 26.3746 | 170.8531 | 189.3574 | 7.3577 | 268 |  | 271 | 391.4956 | 76.3142 | 140.8566 | 199.4462 | 6.3123 | 26.2362 | 171.3134 | 203.4009 | 7.3719 | 280 |  | 271 | 417.8474 | 77.3511 | 137.8758 | 211.2681 | 6.3123 | 26.3817 | 175.1957 | 299.5329 | 7.7468 | 268
|  | 272 | 415.8346 | 79.3883 | 141.6496 | 202.3136 | 6.3123 | 26.3353 | 194.2797 | 318.8453 | 8.0135 | 291 |  | 272 | 409.5921 | 77.1906 | 142.0745 | 203.7699 | 6.3123 | 26.394 | 180.8759 | 203.1967 | 7.4484 | 268 |  | 272 | 387.2423 | 77.1497 | 141.0378 | 199.8614 | 6.3123 | 26.3809 | 170.8041 | 189.7073 | 7.3577 | 268 |  | 272 | 387.3966 | 75.9057 | 140.4112 | 199.2113 | 6.3123 | 26.2427 | 171.2657 | 203.9124 | 7.3719 | 280 |  | 272 | 413.4118 | 77.0184 | 137.486 | 211.0814 | 6.3123 | 26.3884 | 175.1476 | 300.1675 | 7.7468 | 268
|  | 273 | 411.5047 | 78.9025 | 141.271 | 202.0809 | 6.3123 | 26.3424 | 194.2637 | 319.4053 | 8.0135 | 292 |  | 273 | 405.302 | 76.7592 | 141.6829 | 203.4843 | 6.3123 | 26.4001 | 180.849 | 203.6118 | 7.4484 | 269 |  | 273 | 382.955 | 76.8042 | 140.7186 | 199.6216 | 6.3123 | 26.3878 | 170.7654 | 190.0859 | 7.3577 | 269 |  | 273 | 383.1066 | 75.5177 | 140.1364 | 198.9765 | 6.3123 | 26.2495 | 171.228 | 204.4527 | 7.3719 | 281 |  | 273 | 409.1649 | 76.5053 | 137.0878 | 210.8946 | 6.3123 | 26.3954 | 175.1087 | 300.8335 | 7.7468 | 269
|  | 274 | 407.3056 | 78.4193 | 140.7591 | 201.8482 | 6.3123 | 26.3498 | 194.2564 | 320.0012 | 8.0135 | 294 |  | 274 | 401.1315 | 76.3284 | 141.171 | 203.1987 | 6.3123 | 26.4064 | 180.8324 | 204.0551 | 7.4484 | 269 |  | 274 | 378.8735 | 76.4053 | 140.2469 | 199.3817 | 6.3123 | 26.3951 | 170.7372 | 190.4936 | 7.3577 | 269 |  | 274 | 378.9405 | 75.148 | 139.7195 | 198.7416 | 6.3123 | 26.2566 | 171.2005 | 205.0222 | 7.3719 | 281 |  | 274 | 404.9034 | 76.0317 | 136.6647 | 210.7079 | 6.3123 | 26.4026 | 175.0793 | 301.5314 | 7.7468 | 269
|  | 275 | 403.0082 | 78.0605 | 140.2581 | 201.5784 | 6.3123 | 26.3575 | 194.2579 | 320.6331 | 8.0135 | 295 |  | 275 | 396.9482 | 75.9737 | 140.6529 | 202.8559 | 6.3123 | 26.4132 | 180.8261 | 204.5266 | 7.4484 | 270 |  | 275 | 374.7912 | 76.0668 | 139.8019 | 199.0557 | 6.3123 | 26.4026 | 170.7196 | 190.9303 | 7.3577 | 270 |  | 275 | 375.0854 | 74.7236 | 139.1712 | 198.3816 | 6.3123 | 26.264 | 171.1833 | 205.6207 | 7.3719 | 282 |  | 275 | 400.651 | 75.6629 | 136.177 | 210.4718 | 6.3123 | 26.4101 | 175.0594 | 302.261 | 7.7468 | 270
|  | 276 | 398.8096 | 77.6597 | 139.7546 | 201.2543 | 6.3123 | 26.3654 | 194.2676 | 321.299 | 8.0135 | 297 |  | 276 | 392.9521 | 75.4897 | 140.1588 | 202.4313 | 6.3123 | 26.4207 | 180.8297 | 205.025 | 7.4484 | 270 |  | 276 | 370.978 | 75.5449 | 139.2539 | 198.7469 | 6.3123 | 26.4103 | 170.7122 | 191.3948 | 7.3577 | 270 |  | 276 | 371.2331 | 74.2144 | 138.5766 | 198.1502 | 6.3123 | 26.2716 | 171.1758 | 206.2475 | 7.3719 | 282 |  | 276 | 396.5007 | 75.2212 | 135.6563 | 210.2396 | 6.3123 | 26.4178 | 175.0485 | 303.0207 | 7.7468 | 270
|  | 277 | 394.5238 | 77.2021 | 139.3001 | 201.0252 | 6.3123 | 26.3736 | 194.2848 | 321.9968 | 8.0135 | 299 |  | 277 | 388.8481 | 75.09 | 139.6884 | 202.0066 | 6.3123 | 26.4284 | 180.8424 | 205.5486 | 7.4484 | 271 |  | 277 | 366.9119 | 75.1814 | 138.7279 | 198.5105 | 6.3123 | 26.4182 | 170.7141 | 191.8855 | 7.3577 | 271 |  | 277 | 366.991 | 73.8695 | 138.2073 | 197.9188 | 6.3123 | 26.2795 | 171.1774 | 206.9006 | 7.3719 | 284 |  | 277 | 392.276 | 74.7289 | 135.2157 | 210.0524 | 6.3123 | 26.4256 | 175.0459 | 303.8081 | 7.7468 | 271
|  | 278 | 390.1611 | 76.7208 | 138.9462 | 200.7961 | 6.3123 | 26.382 | 194.3088 | 322.7241 | 8.0135 | 300 |  | 278 | 384.6246 | 74.6706 | 139.3573 | 201.5819 | 6.3123 | 26.4362 | 180.8636 | 206.096 | 7.4484 | 271 |  | 278 | 362.8883 | 74.6818 | 138.3227 | 198.2472 | 6.3123 | 26.4263 | 170.7248 | 192.4008 | 7.3577 | 271 |  | 278 | 363.0254 | 73.3971 | 137.6891 | 197.6874 | 6.3123 | 26.2875 | 171.1874 | 207.5779 | 7.3719 | 284 |  | 278 | 387.7169 | 74.4768 | 134.8692 | 209.8652 | 6.3123 | 26.4337 | 175.051 | 304.6213 | 7.7468 | 271
|  | 279 | 385.8912 | 76.359 | 138.4936 | 200.4534 | 6.3123 | 26.3907 | 194.3391 | 323.4787 | 8.0135 | 302 |  | 279 | 380.5062 | 74.3625 | 138.8979 | 201.0689 | 6.3123 | 26.4442 | 180.8927 | 206.6654 | 7.4484 | 273 |  | 279 | 358.9877 | 74.2697 | 137.888 | 197.8027 | 6.3123 | 26.4347 | 170.7436 | 192.9391 | 7.3577 | 273 |  | 279 | 359.117 | 72.9838 | 137.2062 | 197.3043 | 6.3123 | 26.2958 | 171.2051 | 208.2779 | 7.3719 | 285 |  | 279 | 383.5392 | 74.1006 | 134.3925 | 209.5508 | 6.3123 | 26.4419 | 175.0632 | 305.4579 | 7.7468 | 273
|  | 280 | 381.6129 | 76.0448 | 138.1918 | 199.9208 | 6.3123 | 26.3995 | 194.3748 | 324.2582 | 8.0135 | 303 |  | 280 | 376.3208 | 74.0064 | 138.5702 | 200.5393 | 6.3123 | 26.4524 | 180.9289 | 207.2553 | 7.4484 | 273 |  | 280 | 354.9425 | 73.9763 | 137.5624 | 197.275 | 6.3123 | 26.4431 | 170.7699 | 193.499 | 7.3577 | 273 |  | 280 | 355.09 | 72.6247 | 136.9284 | 196.7805 | 6.3123 | 26.3043 | 171.23 | 208.9988 | 7.3719 | 285 |  | 280 | 379.1027 | 73.7698 | 134.0655 | 209.3002 | 6.3123 | 26.4503 | 175.0818 | 306.3159 | 7.7468 | 273
|  | 281 | 377.8382 | 75.3779 | 137.7583 | 199.3688 | 6.3123 | 26.4085 | 194.4154 | 325.0603 | 8.0135 | 304 |  | 281 | 372.5496 | 73.377 | 138.0927 | 200.0185 | 6.3123 | 26.4606 | 180.9715 | 207.864 | 7.4484 | 274 |  | 281 | 351.4773 | 73.2938 | 137.0818 | 196.7114 | 6.3123 | 26.4518 | 170.8031 | 194.0787 | 7.3577 | 274 |  | 281 | 351.3984 | 72.0597 | 136.5603 | 196.2175 | 6.3123 | 26.3129 | 171.2613 | 209.7388 | 7.3719 | 286 |  | 281 | 375.1058 | 73.1002 | 133.6743 | 209.0129 | 6.3123 | 26.4588 | 175.1061 | 307.1931 | 7.7468 | 274
|  | 282 | 373.7335 | 75.0407 | 137.2701 | 198.872 | 6.3123 | 26.4176 | 194.4601 | 325.8828 | 8.0135 | 306 |  | 282 | 368.378 | 73.0584 | 137.6087 | 199.5939 | 6.3123 | 26.4689 | 181.02 | 208.49 | 7.4484 | 274 |  | 282 | 347.4178 | 72.989 | 136.6239 | 196.3416 | 6.3123 | 26.4605 | 170.8423 | 194.6767 | 7.3577 | 274 |  | 282 | 347.3677 | 71.7834 | 136.0638 | 195.8334 | 6.3123 | 26.3217 | 171.2985 | 210.4962 | 7.3719 | 286 |  | 282 | 370.8681 | 72.7785 | 133.2249 | 208.6769 | 6.3123 | 26.4674 | 175.1356 | 308.0874 | 7.7468 | 274
|  | 283 | 369.2335 | 74.7289 | 136.8802 | 198.6468 | 6.3123 | 26.4269 | 194.5083 | 326.7233 | 8.0135 | 307 |  | 283 | 363.9805 | 72.6452 | 137.2449 | 199.3697 | 6.3123 | 26.4773 | 181.0737 | 209.1317 | 7.4484 | 275 |  | 283 | 343.1373 | 72.6332 | 136.2997 | 196.1103 | 6.3123 | 26.4693 | 170.8872 | 195.2914 | 7.3577 | 275 |  | 283 | 343.231 | 71.363 | 135.6611 | 195.6057 | 6.3123 | 26.3306 | 171.3407 | 211.2692 | 7.3719 | 287 |  | 283 | 366.447 | 72.4521 | 132.8801 | 208.4241 | 6.3123 | 26.4761 | 175.1695 | 308.9966 | 7.7468 | 275
|  | 284 | 364.7998 | 74.3031 | 136.538 | 198.4215 | 6.3123 | 26.4363 | 194.5593 | 327.5797 | 8.0135 | 308 |  | 284 | 359.5437 | 72.2721 | 136.8802 | 199.1455 | 6.3123 | 26.4858 | 181.1318 | 209.7873 | 7.4484 | 275 |  | 284 | 339.0371 | 72.1855 | 135.8871 | 195.8789 | 6.3123 | 26.4783 | 170.9368 | 195.9214 | 7.3577 | 275 |  | 284 | 339.1479 | 70.8587 | 135.2885 | 195.3779 | 6.3123 | 26.3396 | 171.3875 | 212.0562 | 7.3719 | 287 |  | 284 | 362.2629 | 71.8633 | 132.4972 | 208.235 | 6.3123 | 26.4849 | 175.2072 | 309.9183 | 7.7468 | 275
|  | 285 | 360.528 | 73.7945 | 136.1167 | 198.1962 | 6.3123 | 26.4457 | 194.6125 | 328.4495 | 8.0135 | 310 |  | 285 | 355.2943 | 71.7477 | 136.4795 | 198.9212 | 6.3123 | 26.4943 | 181.1938 | 210.4554 | 7.4484 | 276 |  | 285 | 334.98 | 71.7043 | 135.4648 | 195.6476 | 6.3123 | 26.4873 | 170.9907 | 196.5649 | 7.3577 | 276 |  | 285 | 335.0666 | 70.3642 | 134.9044 | 195.1502 | 6.3123 | 26.3487 | 171.4381 | 212.8553 | 7.3719 | 288 |  | 285 | 357.9957 | 71.4165 | 132.0555 | 208.0459 | 6.3123 | 26.4937 | 175.248 | 310.8505 | 7.7468 | 276
|  | 286 | 356.1568 | 73.3555 | 135.7252 | 197.971 | 6.3123 | 26.4553 | 194.667 | 329.3305 | 8.0135 | 311 |  | 286 | 350.9918 | 71.3219 | 136.0332 | 198.697 | 6.3123 | 26.5029 | 181.2588 | 211.1344 | 7.4484 | 276 |  | 286 | 330.9217 | 71.2046 | 135.0623 | 195.4162 | 6.3123 | 26.4964 | 171.0482 | 197.2204 | 7.3577 | 276 |  | 286 | 330.9806 | 69.9 | 134.4947 | 194.9225 | 6.3123 | 26.3579 | 171.4918 | 213.6649 | 7.3719 | 288 |  | 286 | 353.6426 | 70.9401 | 131.7292 | 207.8568 | 6.3123 | 26.5026 | 175.2914 | 311.791 | 7.7468 | 276
|  | 287 | 351.9407 | 72.9374 | 135.1898 | 197.7135 | 6.3123 | 26.4649 | 194.7224 | 330.2204 | 8.0135 | 312 |  | 287 | 346.7612 | 70.8783 | 135.5792 | 198.4264 | 6.3123 | 26.5114 | 181.3264 | 211.8225 | 7.4484 | 277 |  | 287 | 327.0162 | 70.7735 | 134.5493 | 195.0741 | 6.3123 | 26.5055 | 171.1086 | 197.8863 | 7.3577 | 277 |  | 287 | 327.1467 | 69.4635 | 133.8999 | 194.6 | 6.3123 | 26.3671 | 171.5481 | 214.4831 | 7.3719 | 289 |  | 287 | 349.5303 | 70.5069 | 131.1922 | 207.5943 | 6.3123 | 26.5115 | 175.3367 | 312.7376 | 7.7468 | 277
|  | 288 | 347.6264 | 72.5099 | 134.7941 | 197.4241 | 6.3123 | 26.4745 | 194.7778 | 331.1169 | 8.0135 | 314 |  | 288 | 342.4647 | 70.4795 | 135.177 | 198.125 | 6.3123 | 26.52 | 181.3958 | 212.5183 | 7.4484 | 277 |  | 288 | 322.8841 | 70.3866 | 134.1759 | 194.7745 | 6.3123 | 26.5146 | 171.1712 | 198.5611 | 7.3577 | 277 |  | 288 | 323.0985 | 69.0067 | 133.5268 | 194.2905 | 6.3123 | 26.3763 | 171.6063 | 215.3084 | 7.3719 | 289 |  | 288 | 345.3268 | 70.0331 | 130.7732 | 207.3457 | 6.3123 | 26.5204 | 175.3831 | 313.6881 | 7.7468 | 277
|  | 289 | 343.6075 | 71.9426 | 134.4277 | 196.9498 | 6.3123 | 26.4841 | 194.8327 | 332.0178 | 8.0135 | 315 |  | 289 | 338.429 | 69.9578 | 134.8169 | 197.6438 | 6.3123 | 26.5285 | 181.4663 | 213.2201 | 7.4484 | 279 |  | 289 | 319.1239 | 69.888 | 133.8457 | 194.1715 | 6.3123 | 26.5237 | 171.2354 | 199.2432 | 7.3577 | 279 |  | 289 | 319.3138 | 68.5753 | 133.1542 | 193.6914 | 6.3123 | 26.3856 | 171.6656 | 216.1388 | 7.3719 | 290 |  | 289 | 341.2936 | 69.5372 | 130.4658 | 206.8372 | 6.3123 | 26.5293 | 175.4302 | 314.6404 | 7.7468 | 279
|  | 290 | 339.6617 | 71.5325 | 133.9669 | 196.3393 | 6.3123 | 26.4938 | 194.8863 | 332.9206 | 8.0135 | 316 |  | 290 | 334.4697 | 69.5383 | 134.4044 | 197.0364 | 6.3123 | 26.537 | 181.5373 | 213.9262 | 7.4484 | 279 |  | 290 | 315.3694 | 69.451 | 133.4485 | 193.5685 | 6.3123 | 26.5328 | 171.3006 | 199.9309 | 7.3577 | 279 |  | 290 | 315.446 | 68.1935 | 132.8152 | 193.0924 | 6.3123 | 26.3949 | 171.7255 | 216.9728 | 7.3719 | 290 |  | 290 | 337.1254 | 69.2132 | 130.0722 | 206.3782 | 6.3123 | 26.5382 | 175.4771 | 315.5923 | 7.7468 | 279
|  | 291 | 335.5621 | 71.0419 | 133.6491 | 195.8205 | 6.3123 | 26.5034 | 194.9379 | 333.8232 | 8.0135 | 317 |  | 291 | 330.4481 | 69.0581 | 134.0196 | 196.5241 | 6.3123 | 26.5455 | 181.6081 | 214.6352 | 7.4484 | 280 |  | 291 | 311.4953 | 68.9941 | 133.0363 | 193.1197 | 6.3123 | 26.5419 | 171.3661 | 200.6228 | 7.3577 | 280 |  | 291 | 311.5517 | 67.7609 | 132.3684 | 192.6785 | 6.3123 | 26.4041 | 171.7853 | 217.8085 | 7.3719 | 291 |  | 291 | 333 | 68.7213 | 129.694 | 206.0288 | 6.3123 | 26.547 | 175.5234 | 316.5417 | 7.7468 | 280
|  | 292 | 331.5685 | 70.4704 | 133.2615 | 195.5283 | 6.3123 | 26.5129 | 194.987 | 334.7233 | 8.0135 | 318 |  | 292 | 326.5235 | 68.5393 | 133.5958 | 196.2333 | 6.3123 | 26.5538 | 181.678 | 215.3453 | 7.4484 | 280 |  | 292 | 308.1907 | 68.57 | 132.6329 | 192.8235 | 6.3123 | 26.5509 | 171.4313 | 201.3173 | 7.3577 | 280 |  | 292 | 308.2757 | 67.454 | 131.9684 | 192.3938 | 6.3123 | 26.4133 | 171.8444 | 218.6442 | 7.3719 | 291 |  | 292 | 329.7504 | 68.3199 | 129.3121 | 205.842 | 6.3123 | 26.5558 | 175.5683 | 317.4864 | 7.7468 | 280
|  | 293 | 328.6382 | 70.2201 | 133.0346 | 195.1699 | 6.3123 | 26.5224 | 195.0328 | 335.6185 | 8.0135 | 319 |  | 293 | 323.5144 | 68.2946 | 133.4525 | 195.8866 | 6.3123 | 26.5621 | 181.7464 | 216.055 | 7.4484 | 281 |  | 293 | 305.4501 | 68.2598 | 132.4563 | 192.4447 | 6.3123 | 26.5598 | 171.4955 | 202.0127 | 7.3577 | 281 |  | 293 | 305.6045 | 67.0617 | 131.827 | 191.9988 | 6.3123 | 26.4224 | 171.902 | 219.4781 | 7.3719 | 292 |  | 293 | 326.8305 | 68.0308 | 129.1181 | 205.5438 | 6.3123 | 26.5645 | 175.6111 | 318.4243 | 7.7468 | 281
|  | 294 | 325.7186 | 69.985 | 132.7786 | 194.8151 | 6.3123 | 26.5318 | 195.0746 | 336.5066 | 8.0135 | 320 |  | 294 | 320.6905 | 67.9794 | 133.1848 | 195.5494 | 6.3123 | 26.5703 | 181.8126 | 216.7627 | 7.4484 | 281 |  | 294 | 302.6498 | 67.9742 | 132.2546 | 192.1261 | 6.3123 | 26.5686 | 171.558 | 202.7074 | 7.3577 | 281 |  | 294 | 302.8963 | 66.703 | 131.6092 | 191.6836 | 6.3123 | 26.4314 | 171.9576 | 220.3086 | 7.3719 | 292 |  | 294 | 323.9875 | 67.6719 | 128.8999 | 205.2626 | 6.3123 | 26.573 | 175.6513 | 319.3533 | 7.7468 | 281
|  | 295 | 322.8735 | 69.6615 | 132.4738 | 194.5228 | 6.3123 | 26.5411 | 195.1118 | 337.3852 | 8.0135 | 322 |  | 295 | 317.7869 | 67.684 | 132.9212 | 195.2683 | 6.3123 | 26.5784 | 181.876 | 217.4668 | 7.4484 | 282 |  | 295 | 299.9952 | 67.6154 | 131.9221 | 191.8657 | 6.3123 | 26.5774 | 171.6182 | 203.4001 | 7.3577 | 282 |  | 295 | 300.1983 | 66.3556 | 131.2815 | 191.4566 | 6.3123 | 26.4404 | 172.0104 | 221.1339 | 7.3719 | 293 |  | 295 | 321.112 | 67.3985 | 128.557 | 205.0532 | 6.3123 | 26.5815 | 175.6882 | 320.2711 | 7.7468 | 282
|  | 296 | 319.9668 | 69.2998 | 132.2 | 194.2993 | 6.3123 | 26.5503 | 195.1437 | 338.2522 | 8.0135 | 323 |  | 296 | 314.965 | 67.321 | 132.5845 | 195.046 | 6.3123 | 26.5863 | 181.9358 | 218.1656 | 7.4484 | 282 |  | 296 | 297.2448 | 67.2941 | 131.617 | 191.6364 | 6.3123 | 26.586 | 171.6755 | 204.0889 | 7.3577 | 282 |  | 296 | 297.5302 | 65.9679 | 130.9633 | 191.2308 | 6.3123 | 26.4492 | 172.0599 | 221.9523 | 7.3719 | 293 |  | 296 | 318.243 | 66.9625 | 128.3433 | 204.8707 | 6.3123 | 26.5898 | 175.7212 | 321.1755 | 7.7468 | 282
|  | 297 | 316.9914 | 69.0539 | 131.8792 | 194.0757 | 6.3123 | 26.5594 | 195.1696 | 339.1051 | 8.0135 | 324 |  | 297 | 312.0404 | 67.0185 | 132.2901 | 194.8236 | 6.3123 | 26.5941 | 181.9914 | 218.8576 | 7.4484 | 283 |  | 297 | 294.3456 | 67.0626 | 131.3707 | 191.407 | 6.3123 | 26.5944 | 171.7292 | 204.7724 | 7.3577 | 283 |  | 297 | 294.6538 | 65.7583 | 130.6752 | 191.005 | 6.3123 | 26.4578 | 172.1053 | 222.7619 | 7.3719 | 294 |  | 297 | 315.2932 | 66.694 | 128.0429 | 204.6882 | 6.3123 | 26.598 | 175.7495 | 322.0645 | 7.7468 | 283
|  | 298 | 313.9076 | 68.8248 | 131.6499 | 193.8522 | 6.3123 | 26.5682 | 195.1888 | 339.9417 | 8.0135 | 325 |  | 298 | 308.9877 | 66.8194 | 132.0204 | 194.6013 | 6.3123 | 26.6017 | 182.0421 | 219.5411 | 7.4484 | 283 |  | 298 | 291.5181 | 66.8075 | 131.0765 | 191.1777 | 6.3123 | 26.6027 | 171.7786 | 205.449 | 7.3577 | 283 |  | 298 | 291.7489 | 65.5048 | 130.4595 | 190.7792 | 6.3123 | 26.4664 | 172.146 | 223.562 | 7.3719 | 294 |  | 298 | 312.2762 | 66.4107 | 127.8244 | 204.5057 | 6.3123 | 26.606 | 175.7726 | 322.9357 | 7.7468 | 283
|  | 299 | 310.8886 | 68.4953 | 131.4563 | 193.6287 | 6.3123 | 26.5769 | 195.2007 | 340.7597 | 8.0135 | 325 |  | 299 | 305.9287 | 66.5441 | 131.8332 | 194.379 | 6.3123 | 26.6091 | 182.0873 | 220.2145 | 7.4484 | 284 |  | 299 | 288.7298 | 66.4404 | 130.855 | 190.9484 | 6.3123 | 26.6109 | 171.8231 | 206.1171 | 7.3577 | 284 |  | 299 | 288.9068 | 65.202 | 130.2267 | 190.5571 | 6.3123 | 26.4747 | 172.1813 | 224.3502 | 7.3719 | 295 |  | 299 | 309.0736 | 66.2565 | 127.6625 | 204.3233 | 6.3123 | 26.6138 | 175.7897 | 323.7871 | 7.7468 | 284
|  | 300 | 307.9284 | 68.0767 | 131.2838 | 193.4143 | 6.3123 | 26.5854 | 195.2046 | 341.5569 | 8.0135 | 325 |  | 300 | 302.9384 | 66.1816 | 131.6567 | 194.1645 | 6.3123 | 26.6163 | 182.1263 | 220.8763 | 7.4484 | 284 |  | 300 | 285.7556 | 66.218 | 130.6956 | 190.698 | 6.3123 | 26.6188 | 171.8621 | 206.7751 | 7.3577 | 284 |  | 300 | 286.0395 | 64.9032 | 130.0379 | 190.3121 | 6.3123 | 26.4828 | 172.2107 | 225.1246 | 7.3719 | 295 |  | 300 | 305.9906 | 66.0078 | 127.4801 | 204.136 | 6.3123 | 26.6214 | 175.8003 | 324.6165 | 7.7468 | 284
|  | 301 | 304.8894 | 67.8217 | 131.0683 | 193.1582 | 6.3123 | 26.5937 | 195.1998 | 342.3309 | 8.0135 | 326 |  | 301 | 299.9705 | 65.8665 | 131.4396 | 193.9207 | 6.3123 | 26.6233 | 182.1584 | 221.5251 | 7.4484 | 285 |  | 301 | 282.9085 | 65.917 | 130.5 | 190.4355 | 6.3123 | 26.6265 | 171.8949 | 207.4215 | 7.3577 | 285 |  | 301 | 283.2174 | 64.5859 | 129.8364 | 190.0531 | 6.3123 | 26.4908 | 172.2334 | 225.8834 | 7.3719 | 296 |  | 301 | 303.1423 | 65.6345 | 127.2155 | 203.921 | 6.3123 | 26.6288 | 175.8038 | 325.4222 | 7.7468 | 285
|  | 302 | 301.7337 | 67.5892 | 130.9471 | 192.9019 | 6.3123 | 26.6017 | 195.1856 | 343.0794 | 8.0135 | 326 |  | 302 | 296.8681 | 65.6146 | 131.3049 | 193.6659 | 6.3123 | 26.63 | 182.183 | 222.1593 | 7.4484 | 285 |  | 302 | 280.1388 | 65.5166 | 130.3264 | 190.1731 | 6.3123 | 26.6339 | 171.9208 | 208.0547 | 7.3577 | 285 |  | 302 | 280.3158 | 64.2701 | 129.7128 | 189.794 | 6.3123 | 26.4985 | 172.2488 | 226.6248 | 7.3719 | 296 |  | 302 | 300.0213 | 65.3946 | 127.0902 | 203.706 | 6.3123 | 26.6359 | 175.7994 | 326.2016 | 7.7468 | 285
|  | 303 | 298.8167 | 67.2137 | 130.7301 | 192.6457 | 6.3123 | 26.6095 | 195.1614 | 343.8001 | 8.0135 | 327 |  | 303 | 293.905 | 65.279 | 131.1146 | 193.4111 | 6.3123 | 26.6365 | 182.1993 | 222.777 | 7.4484 | 286 |  | 303 | 277.3818 | 65.1626 | 130.0937 | 189.9106 | 6.3123 | 26.6411 | 171.9392 | 208.6731 | 7.3577 | 286 |  | 303 | 277.5255 | 63.9474 | 129.485 | 189.535 | 6.3123 | 26.5059 | 172.2562 | 227.3471 | 7.3719 | 297 |  | 303 | 297.1517 | 65.0213 | 126.8468 | 203.4911 | 6.3123 | 26.6428 | 175.7865 | 326.9526 | 7.7468 | 286
|  | 304 | 295.8585 | 66.8723 | 130.5202 | 192.3894 | 6.3123 | 26.617 | 195.1265 | 344.4924 | 8.0135 | 327 |  | 304 | 291.0036 | 64.9255 | 130.8804 | 193.1563 | 6.3123 | 26.6428 | 182.2068 | 223.3781 | 7.4484 | 286 |  | 304 | 274.4518 | 64.9102 | 129.9355 | 189.6449 | 6.3123 | 26.6481 | 171.9494 | 209.275 | 7.3577 | 286 |  | 304 | 274.637 | 63.7213 | 129.3085 | 189.2263 | 6.3123 | 26.5131 | 172.255 | 228.0486 | 7.3719 | 297 |  | 304 | 294.2047 | 64.6786 | 126.6502 | 203.2761 | 6.3123 | 26.6493 | 175.7644 | 327.6739 | 7.7468 | 286
|  | 305 | 292.8372 | 66.6138 | 130.3344 | 192.0894 | 6.3123 | 26.6242 | 195.0802 | 345.1523 | 8.0135 | 328 |  | 305 | 288.0092 | 64.6577 | 130.6794 | 192.8757 | 6.3123 | 26.6487 | 182.2047 | 223.9595 | 7.4484 | 286 |  | 305 | 271.697 | 64.6521 | 129.6649 | 189.3222 | 6.3123 | 26.6547 | 171.9508 | 209.8604 | 7.3577 | 286 |  | 305 | 271.9472 | 63.3374 | 129.0771 | 188.9313 | 6.3123 | 26.5199 | 172.2445 | 228.7275 | 7.3719 | 298 |  | 305 | 291.1489 | 64.427 | 126.5192 | 203.0133 | 6.3123 | 26.6556 | 175.7326 | 328.363 | 7.7468 | 286
|  | 306 | 289.8419 | 66.4165 | 130.0791 | 191.7717 | 6.3123 | 26.631 | 195.0218 | 345.7777 | 8.0135 | 328 |  | 306 | 285.1656 | 64.3979 | 130.3463 | 192.5684 | 6.3123 | 26.6543 | 182.1924 | 224.5203 | 7.4484 | 286 |  | 306 | 268.8911 | 64.3398 | 129.4641 | 189.035 | 6.3123 | 26.6611 | 171.9428 | 210.4264 | 7.3577 | 286 |  | 306 | 269.1467 | 63.029 | 128.8475 | 188.67 | 6.3123 | 26.5265 | 172.224 | 229.382 | 7.3719 | 298 |  | 306 | 288.2392 | 64.0855 | 126.3136 | 202.7689 | 6.3123 | 26.6616 | 175.6903 | 329.0172 | 7.7468 | 286
|  | 307 | 287.0716 | 66.0289 | 129.7333 | 191.5097 | 6.3123 | 26.6376 | 194.9507 | 346.3661 | 8.0135 | 329 |  | 307 | 282.2824 | 64.0132 | 130.1282 | 192.3105 | 6.3123 | 26.6597 | 182.1692 | 225.0584 | 7.4484 | 287 |  | 307 | 266.3483 | 63.9095 | 129.0962 | 188.7697 | 6.3123 | 26.6671 | 171.9246 | 210.9713 | 7.3577 | 287 |  | 307 | 266.6278 | 62.6102 | 128.4466 | 188.4087 | 6.3123 | 26.5327 | 172.193 | 230.0104 | 7.3719 | 299 |  | 307 | 285.3629 | 63.7842 | 126.0137 | 202.5452 | 6.3123 | 26.6673 | 175.637 | 329.6342 | 7.7468 | 287
|  | 308 | 284.1043 | 65.7571 | 129.4659 | 191.2505 | 6.3123 | 26.6437 | 194.8661 | 346.9153 | 8.0135 | 329 |  | 308 | 279.3422 | 63.7827 | 129.813 | 192.0526 | 6.3123 | 26.6646 | 182.1345 | 225.5725 | 7.4484 | 287 |  | 308 | 263.5735 | 63.6276 | 128.8119 | 188.5045 | 6.3123 | 26.6728 | 171.8957 | 211.4934 | 7.3577 | 287 |  | 308 | 263.7595 | 62.364 | 128.2225 | 188.1474 | 6.3123 | 26.5386 | 172.1507 | 230.6111 | 7.3719 | 299 |  | 308 | 282.4326 | 63.5865 | 125.6641 | 202.3215 | 6.3123 | 26.6725 | 175.5719 | 330.2118 | 7.7468 | 287
|  | 309 | 281.4257 | 65.311 | 129.0842 | 190.9913 | 6.3123 | 26.6495 | 194.7675 | 347.423 | 8.0135 | 330 |  | 309 | 276.5958 | 63.4073 | 129.4488 | 191.7947 | 6.3123 | 26.6693 | 182.0876 | 226.0612 | 7.4484 | 288 |  | 309 | 260.9007 | 63.2843 | 128.487 | 188.2393 | 6.3123 | 26.6781 | 171.8554 | 211.9913 | 7.3577 | 288 |  | 309 | 261.0779 | 62.0641 | 127.8654 | 187.8861 | 6.3123 | 26.5441 | 172.0965 | 231.1821 | 7.3719 | 300 |  | 309 | 279.7849 | 63.1393 | 125.2815 | 202.0978 | 6.3123 | 26.6775 | 175.4945 | 330.7486 | 7.7468 | 288
|  | 310 | 278.7258 | 65.0779 | 128.5108 | 190.732 | 6.3123 | 26.6549 | 194.654 | 347.8873 | 8.0135 | 330 |  | 310 | 273.9356 | 63.1401 | 128.8902 | 191.5369 | 6.3123 | 26.6735 | 182.0277 | 226.5223 | 7.4484 | 288 |  | 310 | 258.3585 | 63.0321 | 127.9403 | 187.9741 | 6.3123 | 26.683 | 171.803 | 212.4646 | 7.3577 | 288 |  | 310 | 258.4268 | 61.8027 | 127.4393 | 187.6247 | 6.3123 | 26.5492 | 172.0297 | 231.7226 | 7.3719 | 300 |  | 310 | 277.1548 | 62.8099 | 124.7635 | 201.8741 | 6.3123 | 26.682 | 175.404 | 331.2426 | 7.7468 | 288
|  | 311 | 276.0134 | 64.7493 | 128.0453 | 190.4728 | 6.3123 | 26.6599 | 194.5252 | 348.3076 | 8.0135 | 331 |  | 311 | 271.4095 | 62.7791 | 128.2914 | 191.279 | 6.3123 | 26.6774 | 181.9543 | 226.9555 | 7.4484 | 289 |  | 311 | 255.8017 | 62.7697 | 127.4186 | 187.7088 | 6.3123 | 26.6876 | 171.7379 | 212.9138 | 7.3577 | 289 |  | 311 | 256.0035 | 61.4869 | 126.8399 | 187.3634 | 6.3123 | 26.554 | 171.9497 | 232.2317 | 7.3719 | 300 |  | 311 | 274.3236 | 62.5732 | 124.3538 | 201.6504 | 6.3123 | 26.6862 | 175.2999 | 331.6926 | 7.7468 | 289
|  | 312 | 273.1109 | 64.476 | 127.7147 | 190.2136 | 6.3123 | 26.6644 | 194.3802 | 348.6798 | 8.0135 | 331 |  | 312 | 268.4916 | 62.5087 | 127.9939 | 191.0211 | 6.3123 | 26.6809 | 181.8667 | 227.3579 | 7.4484 | 289 |  | 312 | 253.0249 | 62.4483 | 127.1758 | 187.4436 | 6.3123 | 26.6917 | 171.6594 | 213.3353 | 7.3577 | 289 |  | 312 | 253.2057 | 61.2334 | 126.5526 | 187.1021 | 6.3123 | 26.5583 | 171.8558 | 232.7066 | 7.3719 | 300 |  | 312 | 271.4527 | 62.2902 | 124.0302 | 201.4268 | 6.3123 | 26.6899 | 175.1814 | 332.0945 | 7.7468 | 289
|  | 313 | 270.1303 | 64.2398 | 127.4342 | 189.9452 | 6.3123 | 26.6685 | 194.2184 | 349.0013 | 8.0135 | 331 |  | 313 | 265.4959 | 62.2742 | 127.7467 | 190.7545 | 6.3123 | 26.6839 | 181.7642 | 227.7277 | 7.4484 | 290 |  | 313 | 250.3995 | 62.1853 | 126.7894 | 187.1122 | 6.3123 | 26.6954 | 171.5669 | 213.7261 | 7.3577 | 290 |  | 313 | 250.3312 | 61.0438 | 126.3417 | 186.7772 | 6.3123 | 26.5621 | 171.7474 | 233.1449 | 7.3719 | 301 |  | 313 | 268.5196 | 62.0024 | 123.7768 | 201.1998 | 6.3123 | 26.6931 | 175.048 | 332.4461 | 7.7468 | 290
|  | 314 | 267.4074 | 63.9524 | 127.0401 | 189.584 | 6.3123 | 26.6721 | 194.0391 | 349.2697 | 8.0135 | 331 |  | 314 | 262.7521 | 62.0346 | 127.3459 | 190.3949 | 6.3123 | 26.6866 | 181.6461 | 228.0632 | 7.4484 | 290 |  | 314 | 247.7425 | 61.9879 | 126.3867 | 186.7631 | 6.3123 | 26.6986 | 171.4597 | 214.0847 | 7.3577 | 290 |  | 314 | 247.9315 | 60.7439 | 125.7922 | 186.4263 | 6.3123 | 26.5655 | 171.6239 | 233.5449 | 7.3719 | 301 |  | 314 | 265.7399 | 61.7867 | 123.3966 | 200.8743 | 6.3123 | 26.696 | 174.899 | 332.7453 | 7.7468 | 290
|  | 315 | 264.506 | 63.6894 | 126.7449 | 189.2778 | 6.3123 | 26.6752 | 193.8417 | 349.4828 | 8.0135 | 332 |  | 315 | 259.7833 | 61.8429 | 127.0747 | 190.0827 | 6.3123 | 26.6887 | 181.5118 | 228.3628 | 7.4484 | 290 |  | 315 | 244.867 | 61.7668 | 126.1499 | 186.4902 | 6.3123 | 26.7014 | 171.3372 | 214.4094 | 7.3577 | 290 |  | 315 | 245.0852 | 60.4822 | 125.5693 | 186.1574 | 6.3123 | 26.5684 | 171.4844 | 233.9048 | 7.3719 | 302 |  | 315 | 262.9666 | 61.4502 | 123.0731 | 200.6063 | 6.3123 | 26.6983 | 174.7337 | 332.9898 | 7.7468 | 290
|  | 316 | 261.6835 | 63.4096 | 126.3476 | 189.0118 | 6.3123 | 26.6778 | 193.6254 | 349.6383 | 8.0135 | 332 |  | 316 | 257.0271 | 61.5147 | 126.6805 | 189.8176 | 6.3123 | 26.6904 | 181.3606 | 228.6249 | 7.4484 | 290 |  | 316 | 242.2566 | 61.477 | 125.7168 | 186.2173 | 6.3123 | 26.7037 | 171.1987 | 214.6986 | 7.3577 | 290 |  | 316 | 242.4501 | 60.2409 | 125.1148 | 185.8884 | 6.3123 | 26.5708 | 171.3285 | 234.2229 | 7.3719 | 302 |  | 316 | 260.1324 | 61.2253 | 122.6628 | 200.3745 | 6.3123 | 26.7002 | 174.5515 | 333.1775 | 7.7468 | 290
|  | 317 | 258.8601 | 63.1059 | 125.975 | 188.7457 | 6.3123 | 26.6798 | 193.3897 | 349.7339 | 8.0135 | 333 |  | 317 | 254.2094 | 61.2171 | 126.3168 | 189.5526 | 6.3123 | 26.6916 | 181.1918 | 228.8479 | 7.4484 | 291 |  | 317 | 239.677 | 61.1064 | 125.3336 | 185.9444 | 6.3123 | 26.7054 | 171.0436 | 214.9507 | 7.3577 | 291 |  | 317 | 239.756 | 59.9349 | 124.7839 | 185.6195 | 6.3123 | 26.5727 | 171.1554 | 234.4974 | 7.3719 | 302 |  | 317 | 257.2088 | 60.9731 | 122.3691 | 200.1427 | 6.3123 | 26.7015 | 174.3517 | 333.3061 | 7.7468 | 291
|  | 318 | 255.8175 | 62.902 | 125.7221 | 188.4796 | 6.3123 | 26.6813 | 193.1338 | 349.7673 | 8.0135 | 333 |  | 318 | 251.248 | 60.9496 | 126.067 | 189.2876 | 6.3123 | 26.6923 | 181.0048 | 229.0301 | 7.4484 | 291 |  | 318 | 236.8068 | 60.8782 | 125.0987 | 185.6715 | 6.3123 | 26.7067 | 170.8713 | 215.1643 | 7.3577 | 291 |  | 318 | 236.9978 | 59.6322 | 124.5138 | 185.3506 | 6.3123 | 26.574 | 170.9645 | 234.7267 | 7.3719 | 302 |  | 318 | 254.2753 | 60.7236 | 122.0828 | 199.9109 | 6.3123 | 26.7023 | 174.1338 | 333.3736 | 7.7468 | 291
|  | 319 | 252.6857 | 62.7795 | 125.4767 | 188.2136 | 6.3123 | 26.6826 | 192.857 | 349.7361 | 8.0135 | 333 |  | 319 | 248.139 | 60.8508 | 125.7959 | 189.0226 | 6.3123 | 26.6925 | 180.7989 | 229.1699 | 7.4484 | 292 |  | 319 | 233.8812 | 60.7293 | 124.8399 | 185.3986 | 6.3123 | 26.7074 | 170.6809 | 215.3375 | 7.3577 | 292 |  | 319 | 234.0835 | 59.4511 | 124.2783 | 185.0816 | 6.3123 | 26.5748 | 170.7552 | 234.9088 | 7.3719 | 303 |  | 319 | 251.2398 | 60.5811 | 121.7913 | 199.679 | 6.3123 | 26.7026 | 173.897 | 333.3776 | 7.7468 | 292
|  | 320 | 249.8116 | 62.5489 | 125.0818 | 187.9475 | 6.3123 | 26.6833 | 192.5587 | 349.6382 | 8.0135 | 333 |  | 320 | 245.2938 | 60.6308 | 125.3823 | 188.7576 | 6.3123 | 26.6922 | 180.5735 | 229.2658 | 7.4484 | 292 |  | 320 | 231.2148 | 60.5003 | 124.402 | 185.1257 | 6.3123 | 26.7075 | 170.472 | 215.4689 | 7.3577 | 292 |  | 320 | 231.2681 | 59.2907 | 123.9231 | 184.8127 | 6.3123 | 26.5754 | 170.5267 | 235.0422 | 7.3719 | 303 |  | 320 | 248.4295 | 60.2561 | 121.4573 | 199.4472 | 6.3123 | 26.7025 | 173.6407 | 333.3161 | 7.7468 | 292
|  | 321 | 246.9672 | 62.3147 | 124.6608 | 187.6814 | 6.3123 | 26.6835 | 192.2381 | 349.471 | 8.0135 | 334 |  | 321 | 242.4554 | 60.445 | 124.9276 | 188.4926 | 6.3123 | 26.6913 | 180.3278 | 229.316 | 7.4484 | 293 |  | 321 | 228.5391 | 60.3363 | 123.9083 | 184.8528 | 6.3123 | 26.7074 | 170.2439 | 215.5569 | 7.3577 | 293 |  | 321 | 228.7142 | 59.0236 | 123.4132 | 184.5437 | 6.3123 | 26.5754 | 170.2784 | 235.1249 | 7.3719 | 304 |  | 321 | 245.6171 | 60.1025 | 120.9538 | 199.2154 | 6.3123 | 26.702 | 173.3643 | 333.1869 | 7.7468 | 293
|  | 322 | 244.4448 | 62.0266 | 123.9717 | 187.4154 | 6.3123 | 26.683 | 191.8947 | 349.2325 | 8.0135 | 334 |  | 322 | 239.9065 | 60.1892 | 124.2536 | 188.2276 | 6.3123 | 26.6898 | 180.0611 | 229.3189 | 7.4484 | 293 |  | 322 | 226.0488 | 60.0695 | 123.3322 | 184.5799 | 6.3123 | 26.7067 | 169.9959 | 215.5999 | 7.3577 | 293 |  | 322 | 226.0896 | 58.8541 | 122.8763 | 184.2748 | 6.3123 | 26.5748 | 170.0097 | 235.1554 | 7.3719 | 304 |  | 322 | 242.9722 | 59.8009 | 120.4308 | 198.9836 | 6.3123 | 26.7009 | 173.067 | 332.9876 | 7.7468 | 293
|  | 323 | 241.446 | 61.8606 | 123.6369 | 187.1493 | 6.3123 | 26.6818 | 191.5278 | 348.9202 | 8.0135 | 335 |  | 323 | 237.0174 | 59.9499 | 123.9031 | 187.9626 | 6.3123 | 26.6877 | 179.7729 | 229.273 | 7.4484 | 293 |  | 323 | 223.512 | 59.8453 | 122.7598 | 184.307 | 6.3123 | 26.7054 | 169.7274 | 215.5962 | 7.3577 | 293 |  | 323 | 223.6475 | 58.569 | 122.2725 | 184.0058 | 6.3123 | 26.5735 | 169.7199 | 235.1318 | 7.3719 | 304 |  | 323 | 240.1763 | 59.561 | 119.9973 | 198.7518 | 6.3123 | 26.6991 | 172.7484 | 332.7163 | 7.7468 | 293
|  | 324 | 238.9331 | 61.5535 | 122.9573 | 186.8832 | 6.3123 | 26.6799 | 191.1366 | 348.5319 | 8.0135 | 335 |  | 324 | 234.4485 | 59.6687 | 123.2744 | 187.6976 | 6.3123 | 26.6853 | 179.4625 | 229.1766 | 7.4484 | 293 |  | 324 | 220.9238 | 59.5903 | 122.2697 | 184.0341 | 6.3123 | 26.7034 | 169.4376 | 215.5443 | 7.3577 | 293 |  | 324 | 221.0971 | 58.3325 | 121.7285 | 183.7369 | 6.3123 | 26.5715 | 169.4084 | 235.0524 | 7.3719 | 304 |  | 324 | 237.5765 | 59.306 | 119.3826 | 198.52 | 6.3123 | 26.6968 | 172.4076 | 332.3706 | 7.7468 | 293
|  | 325 | 236.2768 | 61.2095 | 122.458 | 186.6172 | 6.3123 | 26.6773 | 190.7205 | 348.0652 | 8.0135 | 335 |  | 325 | 231.7006 | 59.4168 | 122.7953 | 187.4326 | 6.3123 | 26.6823 | 179.1292 | 229.0281 | 7.4484 | 294 |  | 325 | 218.3608 | 59.3296 | 121.7601 | 183.7612 | 6.3123 | 26.7008 | 169.1261 | 215.4426 | 7.3577 | 294 |  | 325 | 218.3601 | 58.1214 | 121.3456 | 183.468 | 6.3123 | 26.5689 | 169.0745 | 234.9155 | 7.3719 | 305 |  | 325 | 234.6954 | 59.1234 | 118.9768 | 198.2882 | 6.3123 | 26.6937 | 172.0441 | 331.9485 | 7.7468 | 294
|  | 326 | 233.2041 | 61.0565 | 122.1841 | 186.3511 | 6.3123 | 26.674 | 190.2788 | 347.5179 | 8.0135 | 335 |  | 326 | 228.7417 | 59.1969 | 122.4954 | 187.1675 | 6.3123 | 26.6787 | 178.7722 | 228.8259 | 7.4484 | 294 |  | 326 | 215.6837 | 59.0206 | 121.4129 | 183.4883 | 6.3123 | 26.6975 | 168.792 | 215.2894 | 7.3577 | 294 |  | 326 | 215.6105 | 57.9153 | 120.9704 | 183.199 | 6.3123 | 26.5656 | 168.7175 | 234.7192 | 7.3719 | 305 |  | 326 | 231.7984 | 58.8788 | 118.6491 | 198.0564 | 6.3123 | 26.69 | 171.6573 | 331.4477 | 7.7468 | 294
|  | 327 | 230.924 | 60.7006 | 121.3204 | 186.0851 | 6.3123 | 26.67 | 189.8109 | 346.8876 | 8.0135 | 336 |  | 327 | 226.4719 | 58.8713 | 121.6119 | 186.9025 | 6.3123 | 26.6744 | 178.3911 | 228.5683 | 7.4484 | 294 |  | 327 | 213.388 | 58.7353 | 120.6606 | 183.2154 | 6.3123 | 26.6936 | 168.4348 | 215.0833 | 7.3577 | 294 |  | 327 | 213.3267 | 57.6134 | 120.225 | 182.9301 | 6.3123 | 26.5615 | 168.3368 | 234.4619 | 7.3719 | 306 |  | 327 | 229.4704 | 58.6163 | 117.7703 | 197.8246 | 6.3123 | 26.6856 | 171.2464 | 330.866 | 7.7468 | 294
|  | 328 | 228.0324 | 60.424 | 120.9891 | 185.819 | 6.3123 | 26.6652 | 189.316 | 346.1721 | 8.0135 | 336 |  | 328 | 223.5506 | 58.6631 | 121.2626 | 186.6375 | 6.3123 | 26.6694 | 177.985 | 228.2537 | 7.4484 | 294 |  | 328 | 210.7047 | 58.5303 | 120.2155 | 182.9425 | 6.3123 | 26.6889 | 168.0539 | 214.8225 | 7.3577 | 294 |  | 328 | 210.6406 | 57.3741 | 119.8195 | 182.6611 | 6.3123 | 26.5567 | 167.9317 | 234.1418 | 7.3719 | 306 |  | 328 | 226.6577 | 58.3146 | 117.4152 | 197.5928 | 6.3123 | 26.6804 | 170.8108 | 330.2013 | 7.7468 | 294
|  | 329 | 225.2401 | 60.1644 | 120.5413 | 185.5529 | 6.3123 | 26.6596 | 188.7935 | 345.369 | 8.0135 | 336 |  | 329 | 220.8707 | 58.3321 | 120.7946 | 186.3725 | 6.3123 | 26.6638 | 177.5533 | 227.8805 | 7.4484 | 295 |  | 329 | 208.0683 | 58.2315 | 119.8174 | 182.6696 | 6.3123 | 26.6834 | 167.6484 | 214.5056 | 7.3577 | 295 |  | 329 | 207.8848 | 57.1429 | 119.4756 | 182.3922 | 6.3123 | 26.5512 | 167.5016 | 233.7571 | 7.3719 | 306 |  | 329 | 223.7991 | 58.0704 | 117.0485 | 197.3609 | 6.3123 | 26.6745 | 170.3499 | 329.4513 | 7.7468 | 295
|  | 330 | 222.4576 | 59.8835 | 120.1052 | 185.2869 | 6.3123 | 26.6532 | 188.2427 | 344.4761 | 8.0135 | 336 |  | 330 | 217.9999 | 58.1026 | 120.4161 | 186.1075 | 6.3123 | 26.6574 | 177.0954 | 227.4471 | 7.4484 | 295 |  | 330 | 205.4538 | 57.9625 | 119.3676 | 182.3967 | 6.3123 | 26.6772 | 167.2179 | 214.1308 | 7.3577 | 295 |  | 330 | 205.2313 | 56.8789 | 119.0621 | 182.1232 | 6.3123 | 26.5448 | 167.0458 | 233.3061 | 7.3719 | 306 |  | 330 | 221.0326 | 57.8981 | 116.518 | 197.1291 | 6.3123 | 26.6679 | 169.863 | 328.6139 | 7.7468 | 295
|  | 331 | 220.0365 | 59.6213 | 119.2888 | 185.0208 | 6.3123 | 26.6459 | 187.6629 | 343.491 | 8.0135 | 337 |  | 331 | 215.6172 | 57.9129 | 119.5097 | 185.8425 | 6.3123 | 26.6503 | 176.6106 | 226.9518 | 7.4484 | 295 |  | 331 | 203.0224 | 57.8002 | 118.6279 | 182.1238 | 6.3123 | 26.6703 | 166.7617 | 213.6967 | 7.3577 | 295 |  | 331 | 203.0064 | 56.5317 | 118.3032 | 181.8543 | 6.3123 | 26.5376 | 166.5637 | 232.7871 | 7.3719 | 307 |  | 331 | 218.4854 | 57.7786 | 115.7153 | 196.8973 | 6.3123 | 26.6604 | 169.3495 | 327.687 | 7.7468 | 295
|  | 332 | 217.447 | 59.3435 | 118.6566 | 184.7547 | 6.3123 | 26.6378 | 187.0535 | 342.4115 | 8.0135 | 337 |  | 332 | 213.0603 | 57.5946 | 118.9061 | 185.5775 | 6.3123 | 26.6424 | 176.0981 | 226.3931 | 7.4484 | 295 |  | 332 | 200.8742 | 57.4675 | 117.7755 | 181.8509 | 6.3123 | 26.6625 | 166.279 | 213.2016 | 7.3577 | 295 |  | 332 | 200.6056 | 56.3569 | 117.5479 | 181.5853 | 6.3123 | 26.5297 | 166.0546 | 232.1983 | 7.3719 | 307 |  | 332 | 215.8578 | 57.4013 | 115.2507 | 196.6655 | 6.3123 | 26.6522 | 168.8088 | 326.6682 | 7.7468 | 295
|  | 333 | 214.8486 | 59.1021 | 117.9967 | 184.4887 | 6.3123 | 26.6289 | 186.4138 | 341.2351 | 8.0135 | 337 |  | 333 | 210.5732 | 57.2616 | 118.2474 | 185.3125 | 6.3123 | 26.6338 | 175.5575 | 225.7692 | 7.4484 | 296 |  | 333 | 198.6165 | 57.1035 | 117.0639 | 181.578 | 6.3123 | 26.6539 | 165.7693 | 212.6439 | 7.3577 | 296 |  | 333 | 198.4409 | 55.992 | 116.7465 | 181.3164 | 6.3123 | 26.5208 | 165.5178 | 231.5379 | 7.3719 | 307 |  | 333 | 213.3142 | 57.1264 | 114.5998 | 196.4337 | 6.3123 | 26.6432 | 168.2401 | 325.5555 | 7.7468 | 296
|  | 334 | 212.2992 | 58.8205 | 117.3281 | 184.2226 | 6.3123 | 26.619 | 185.7431 | 339.9598 | 8.0135 | 337 |  | 334 | 208.0004 | 56.9971 | 117.6058 | 185.0475 | 6.3123 | 26.6244 | 174.9879 | 225.0787 | 7.4484 | 296 |  | 334 | 196.0444 | 56.8307 | 116.5754 | 181.3051 | 6.3123 | 26.6445 | 165.2319 | 212.022 | 7.3577 | 296 |  | 334 | 195.8846 | 55.7276 | 116.2363 | 181.0475 | 6.3123 | 26.5111 | 164.9527 | 230.8042 | 7.3719 | 307 |  | 334 | 210.8522 | 56.8621 | 113.8567 | 196.2019 | 6.3123 | 26.6333 | 167.6429 | 324.3467 | 7.7468 | 296
|  | 335 | 209.7892 | 58.3161 | 116.8429 | 183.9565 | 6.3123 | 26.6082 | 185.0408 | 338.583 | 8.0135 | 338 |  | 335 | 205.4547 | 56.5688 | 117.101 | 184.7825 | 6.3123 | 26.6141 | 174.3887 | 224.3198 | 7.4484 | 296 |  | 335 | 193.5045 | 56.4865 | 116.1263 | 181.0322 | 6.3123 | 26.6342 | 164.6661 | 211.3343 | 7.3577 | 296 |  | 335 | 193.303 | 55.3211 | 115.8934 | 180.7785 | 6.3123 | 26.5005 | 164.3587 | 229.9955 | 7.3719 | 307 |  | 335 | 208.2541 | 56.3523 | 113.4951 | 195.9701 | 6.3123 | 26.6226 | 167.0165 | 323.0395 | 7.7468 | 296
|  | 336 | 207.4677 | 58.0252 | 115.9558 | 183.6905 | 6.3123 | 26.5965 | 184.306 | 337.1026 | 8.0135 | 338 |  | 336 | 203.1603 | 56.2529 | 116.2326 | 184.5175 | 6.3123 | 26.6031 | 173.7592 | 223.4909 | 7.4484 | 296 |  | 336 | 191.3547 | 56.1959 | 115.2334 | 180.7593 | 6.3123 | 26.6231 | 164.0714 | 210.5793 | 7.3577 | 296 |  | 336 | 191.1679 | 54.9959 | 115.0227 | 180.5096 | 6.3123 | 26.489 | 163.7351 | 229.11 | 7.3719 | 307 |  | 336 | 205.8296 | 56.1355 | 112.6671 | 195.7383 | 6.3123 | 26.611 | 166.3602 | 321.6318 | 7.7468 | 296
|  | 337 | 205.0859 | 57.7509 | 115.1123 | 183.4244 | 6.3123 | 26.5838 | 183.5383 | 335.5161 | 8.0135 | 338 |  | 337 | 200.6613 | 56.0144 | 115.4911 | 184.2524 | 6.3123 | 26.5912 | 173.0988 | 222.5905 | 7.4484 | 297 |  | 337 | 189.0655 | 55.9107 | 114.4744 | 180.4864 | 6.3123 | 26.6111 | 163.447 | 209.7554 | 7.3577 | 297 |  | 337 | 188.9604 | 54.7651 | 114.1301 | 180.2406 | 6.3123 | 26.4766 | 163.0812 | 228.146 | 7.3719 | 308 |  | 337 | 203.5029 | 55.7801 | 111.8797 | 195.5065 | 6.3123 | 26.5984 | 165.6734 | 320.1214 | 7.7468 | 297
|  | 338 | 202.3321 | 57.5017 | 114.6157 | 183.1583 | 6.3123 | 26.5702 | 182.7369 | 333.8214 | 8.0135 | 338 |  | 338 | 198.1064 | 55.7179 | 114.8637 | 183.9874 | 6.3123 | 26.5785 | 172.4068 | 221.6168 | 7.4484 | 297 |  | 338 | 186.622 | 55.6038 | 113.8668 | 180.2382 | 6.3123 | 26.5981 | 162.7922 | 208.8608 | 7.3577 | 297 |  | 338 | 186.4425 | 54.4676 | 113.5947 | 179.9915 | 6.3123 | 26.4632 | 162.3963 | 227.1016 | 7.3719 | 308 |  | 338 | 200.8145 | 55.509 | 111.3698 | 195.2747 | 6.3123 | 26.585 | 164.9555 | 318.5061 | 7.7468 | 297
|  | 339 | 199.7239 | 57.2145 | 113.9958 | 182.9078 | 6.3123 | 26.5555 | 181.9011 | 332.0162 | 8.0135 | 339 |  | 339 | 195.527 | 55.4266 | 114.2256 | 183.7523 | 6.3123 | 26.5649 | 171.6826 | 220.5683 | 7.4484 | 297 |  | 339 | 184.3235 | 55.2108 | 113.176 | 180.0143 | 6.3123 | 26.5843 | 162.1066 | 207.8941 | 7.3577 | 297 |  | 339 | 184.0247 | 54.144 | 112.956 | 179.7718 | 6.3123 | 26.4489 | 161.6799 | 225.9752 | 7.3719 | 308 |  | 339 | 198.3501 | 55.1831 | 110.6906 | 195.0428 | 6.3123 | 26.5707 | 164.2057 | 316.7838 | 7.7468 | 297
|  | 340 | 196.9589 | 56.8596 | 113.5668 | 182.6912 | 6.3123 | 26.5398 | 181.0302 | 330.098 | 8.0135 | 339 |  | 340 | 192.7481 | 55.0879 | 113.8149 | 183.537 | 6.3123 | 26.5504 | 170.9254 | 219.4433 | 7.4484 | 297 |  | 340 | 181.6346 | 54.8772 | 112.8161 | 179.7904 | 6.3123 | 26.5695 | 161.3893 | 206.8537 | 7.3577 | 297 |  | 340 | 181.5005 | 53.7064 | 112.5375 | 179.5521 | 6.3123 | 26.4336 | 160.9313 | 224.765 | 7.3719 | 308 |  | 340 | 195.6346 | 54.8461 | 110.2739 | 194.811 | 6.3123 | 26.5554 | 163.4236 | 314.9522 | 7.7468 | 297
|  | 341 | 194.794 | 56.5103 | 112.532 | 182.4745 | 6.3123 | 26.5231 | 180.1237 | 328.0646 | 8.0135 | 339 |  | 341 | 190.5511 | 54.7628 | 112.8085 | 183.3216 | 6.3123 | 26.535 | 170.1346 | 218.2403 | 7.4484 | 298 |  | 341 | 179.4768 | 54.5878 | 111.8809 | 179.5665 | 6.3123 | 26.5537 | 160.6398 | 205.7379 | 7.3577 | 298 |  | 341 | 179.2607 | 53.4726 | 111.6325 | 179.3309 | 6.3123 | 26.4172 | 160.1497 | 223.4693 | 7.3719 | 309 |  | 341 | 193.418 | 54.5682 | 109.3053 | 194.5729 | 6.3123 | 26.5391 | 162.6083 | 313.0091 | 7.7468 | 298
|  | 342 | 192.1636 | 56.0813 | 112.0555 | 182.2447 | 6.3123 | 26.5053 | 179.1807 | 325.9138 | 8.0135 | 339 |  | 342 | 188.001 | 54.3538 | 112.2688 | 183.0765 | 6.3123 | 26.5187 | 169.3096 | 216.9576 | 7.4484 | 298 |  | 342 | 177.0459 | 54.1993 | 111.318 | 179.3427 | 6.3123 | 26.5369 | 159.8573 | 204.5452 | 7.3577 | 298 |  | 342 | 176.9147 | 53.0442 | 111.0932 | 179.0446 | 6.3123 | 26.3998 | 159.3346 | 222.0863 | 7.3719 | 309 |  | 342 | 190.9469 | 54.0667 | 108.8784 | 194.2711 | 6.3123 | 26.5219 | 161.7593 | 310.9525 | 7.7468 | 298
|  | 343 | 189.5156 | 55.7039 | 111.6009 | 181.959 | 6.3123 | 26.4865 | 178.2007 | 323.6432 | 8.0135 | 339 |  | 343 | 185.3686 | 53.963 | 111.8325 | 182.7921 | 6.3123 | 26.5014 | 168.4496 | 215.5935 | 7.4484 | 298 |  | 343 | 174.5529 | 53.7918 | 110.8828 | 179.0722 | 6.3123 | 26.5191 | 159.0413 | 203.274 | 7.3577 | 298 |  | 343 | 174.4619 | 52.6161 | 110.6605 | 178.7583 | 6.3123 | 26.3814 | 158.4853 | 220.6142 | 7.3719 | 309 |  | 343 | 188.3741 | 53.7056 | 108.413 | 193.9692 | 6.3123 | 26.5036 | 160.8759 | 308.78 | 7.7468 | 298
|  | 344 | 186.9424 | 55.3207 | 111.0772 | 181.6734 | 6.3123 | 26.4665 | 177.1829 | 321.2504 | 8.0135 | 339 |  | 344 | 182.7902 | 53.5889 | 111.3257 | 182.5077 | 6.3123 | 26.4831 | 167.554 | 214.1465 | 7.4484 | 298 |  | 344 | 172.1515 | 53.4362 | 110.3231 | 178.7826 | 6.3123 | 26.5003 | 158.1911 | 201.9226 | 7.3577 | 298 |  | 344 | 172.0559 | 52.3233 | 110.0457 | 178.472 | 6.3123 | 26.3619 | 157.6011 | 219.0514 | 7.3719 | 309 |  | 344 | 185.7813 | 53.3555 | 107.9564 | 193.6674 | 6.3123 | 26.4843 | 159.9574 | 306.4896 | 7.7468 | 298
|  | 345 | 184.7368 | 54.8759 | 110.2476 | 181.3878 | 6.3123 | 26.4454 | 176.1266 | 318.7333 | 8.0135 | 340 |  | 345 | 180.6513 | 53.1131 | 110.4809 | 182.2233 | 6.3123 | 26.4639 | 166.6222 | 212.615 | 7.4484 | 298 |  | 345 | 170.0303 | 53.0032 | 109.5607 | 178.493 | 6.3123 | 26.4805 | 157.306 | 200.4895 | 7.3577 | 298 |  | 345 | 170.0317 | 51.8789 | 109.2006 | 178.1858 | 6.3123 | 26.3413 | 156.6814 | 217.396 | 7.3719 | 309 |  | 345 | 183.6652 | 52.9308 | 107.0979 | 193.3655 | 6.3123 | 26.464 | 159.0033 | 304.079 | 7.7468 | 298
|  | 346 | 182.6046 | 54.535 | 109.2407 | 181.1021 | 6.3123 | 26.4232 | 175.0313 | 316.0894 | 8.0135 | 340 |  | 346 | 178.5154 | 52.8189 | 109.4515 | 181.939 | 6.3123 | 26.4437 | 165.6534 | 210.9972 | 7.4484 | 298 |  | 346 | 168.1233 | 52.6959 | 108.4836 | 178.1782 | 6.3123 | 26.4596 | 156.3854 | 198.9731 | 7.3577 | 298 |  | 346 | 168.0637 | 51.565 | 108.1836 | 177.8847 | 6.3123 | 26.3196 | 155.7255 | 215.6463 | 7.3719 | 309 |  | 346 | 181.6114 | 52.5674 | 106.1156 | 193.0637 | 6.3123 | 26.4426 | 158.0129 | 301.546 | 7.7468 | 298
|  | 347 | 180.2067 | 54.106 | 108.5876 | 180.8165 | 6.3123 | 26.3998 | 173.8962 | 313.3166 | 8.0135 | 340 |  | 347 | 176.0945 | 52.396 | 108.8359 | 181.6546 | 6.3123 | 26.4225 | 164.6469 | 209.2916 | 7.4484 | 298 |  | 347 | 165.9852 | 52.2406 | 107.797 | 177.852 | 6.3123 | 26.4376 | 155.4287 | 197.3718 | 7.3577 | 298 |  | 347 | 166.044 | 51.1091 | 107.3819 | 177.5621 | 6.3123 | 26.2968 | 154.7328 | 213.8006 | 7.3719 | 309 |  | 347 | 179.2588 | 52.1528 | 105.4954 | 192.7499 | 6.3123 | 26.4201 | 156.9855 | 298.8886 | 7.7468 | 298
|  | 348 | 178.0183 | 53.5038 | 107.9012 | 180.5278 | 6.3123 | 26.3752 | 172.7207 | 310.4124 | 8.0135 | 340 |  | 348 | 173.9903 | 51.7764 | 108.1296 | 181.3409 | 6.3123 | 26.4002 | 163.6023 | 207.4966 | 7.4484 | 298 |  | 348 | 164.0303 | 51.582 | 107.1303 | 177.5259 | 6.3123 | 26.4145 | 154.4351 | 195.6839 | 7.3577 | 298 |  | 348 | 163.8201 | 50.525 | 106.9033 | 177.2489 | 6.3123 | 26.2728 | 153.7027 | 211.8571 | 7.3719 | 309 |  | 348 | 176.8953 | 51.7448 | 104.9045 | 192.4111 | 6.3123 | 26.3965 | 155.9204 | 296.1043 | 7.7468 | 298
|  | 349 | 175.9099 | 52.9928 | 107.0766 | 180.2061 | 6.3123 | 26.3494 | 171.504 | 307.3746 | 8.0135 | 340 |  | 349 | 171.8721 | 51.3085 | 107.2927 | 181.0199 | 6.3123 | 26.3769 | 162.5186 | 205.6105 | 7.4484 | 299 |  | 349 | 161.9295 | 51.142 | 106.3958 | 177.195 | 6.3123 | 26.3903 | 153.404 | 193.908 | 7.3577 | 299 |  | 349 | 161.8042 | 49.9721 | 106.1391 | 176.982 | 6.3123 | 26.2477 | 152.6343 | 209.8141 | 7.3719 | 310 |  | 349 | 174.9462 | 51.151 | 104.043 | 192.1143 | 6.3123 | 26.3718 | 154.8171 | 293.1912 | 7.7468 | 299
|  | 350 | 173.4666 | 52.5701 | 106.4625 | 179.9205 | 6.3123 | 26.3223 | 170.2455 | 304.2009 | 8.0135 | 340 |  | 350 | 169.5202 | 50.8378 | 106.6924 | 180.699 | 6.3123 | 26.3525 | 161.3954 | 203.6317 | 7.4484 | 299 |  | 350 | 159.8982 | 50.6445 | 105.6501 | 176.8633 | 6.3123 | 26.3649 | 152.3349 | 192.0424 | 7.3577 | 299 |  | 350 | 159.6092 | 49.5339 | 105.4406 | 176.7138 | 6.3123 | 26.2213 | 151.5272 | 207.6698 | 7.3719 | 310 |  | 350 | 172.5641 | 50.6701 | 103.4838 | 191.8354 | 6.3123 | 26.3459 | 153.6749 | 290.147 | 7.7468 | 299
|  | 351 | 171.6412 | 51.8787 | 105.4734 | 179.6607 | 6.3123 | 26.294 | 168.9445 | 300.889 | 8.0135 | 340 |  | 351 | 167.7794 | 50.1038 | 105.7492 | 180.3732 | 6.3123 | 26.327 | 160.2318 | 201.5587 | 7.4484 | 299 |  | 351 | 158.0663 | 49.9891 | 104.8558 | 176.5387 | 6.3123 | 26.3384 | 151.2269 | 190.0854 | 7.3577 | 299 |  | 351 | 157.7686 | 48.8709 | 104.6125 | 176.4456 | 6.3123 | 26.1938 | 150.3806 | 205.4225 | 7.3719 | 310 |  | 351 | 170.552 | 50.1414 | 102.6072 | 191.5515 | 6.3123 | 26.3189 | 152.4931 | 286.9696 | 7.7468 | 299
|  | 352 | 169.3126 | 51.2758 | 104.9005 | 179.3996 | 6.3123 | 26.2645 | 167.6004 | 297.4366 | 8.0135 | 340 |  | 352 | 165.4964 | 49.5666 | 105.152 | 180.0468 | 6.3123 | 26.3005 | 159.0274 | 199.3897 | 7.4484 | 299 |  | 352 | 155.8456 | 49.3854 | 104.348 | 176.2646 | 6.3123 | 26.3107 | 150.0796 | 188.0356 | 7.3577 | 299 |  | 352 | 155.5513 | 48.2503 | 104.1187 | 176.1774 | 6.3123 | 26.165 | 149.194 | 203.0704 | 7.3719 | 310 |  | 352 | 168.4891 | 49.545 | 101.8491 | 191.2676 | 6.3123 | 26.2907 | 151.2711 | 283.6566 | 7.7468 | 299
|  | 353 | 166.8045 | 50.6402 | 104.5436 | 179.1344 | 6.3123 | 26.2336 | 166.2124 | 293.8413 | 8.0135 | 340 |  | 353 | 163.11 | 48.9183 | 104.7693 | 179.7203 | 6.3123 | 26.2728 | 157.7813 | 197.1231 | 7.4484 | 299 |  | 353 | 153.5761 | 48.7935 | 103.8772 | 175.9906 | 6.3123 | 26.2818 | 148.8921 | 185.8913 | 7.3577 | 299 |  | 353 | 153.2181 | 47.7266 | 103.6438 | 175.9092 | 6.3123 | 26.1349 | 147.9665 | 200.6118 | 7.3719 | 310 |  | 353 | 166.0699 | 48.9427 | 101.4533 | 190.9837 | 6.3123 | 26.2613 | 150.0082 | 280.2061 | 7.7468 | 299
|  | 354 | 164.2471 | 50.025 | 104.2157 | 178.8693 | 6.3123 | 26.2015 | 164.78 | 290.101 | 8.0135 | 340 |  | 354 | 160.6356 | 48.292 | 104.4526 | 179.3939 | 6.3123 | 26.2439 | 156.4929 | 194.7574 | 7.4484 | 299 |  | 354 | 151.1439 | 48.1618 | 103.609 | 175.7165 | 6.3123 | 26.2516 | 147.664 | 183.6509 | 7.3577 | 299 |  | 354 | 150.9052 | 47.0223 | 103.3294 | 175.641 | 6.3123 | 26.1036 | 146.6976 | 198.0449 | 7.3719 | 310 |  | 354 | 163.6417 | 48.2758 | 101.131 | 190.6998 | 6.3123 | 26.2307 | 148.7038 | 276.6157 | 7.7468 | 299
|  | 355 | 161.7142 | 49.3937 | 103.8793 | 178.6041 | 6.3123 | 26.168 | 163.3023 | 286.2148 | 8.0135 | 341 |  | 355 | 158.1014 | 47.7308 | 104.1306 | 179.0675 | 6.3123 | 26.2139 | 155.1615 | 192.2956 | 7.4484 | 299 |  | 355 | 148.6669 | 47.6168 | 103.2987 | 175.4425 | 6.3123 | 26.2203 | 146.3944 | 181.3235 | 7.3577 | 299 |  | 355 | 148.5105 | 46.4292 | 103.0047 | 175.3536 | 6.3123 | 26.071 | 145.3867 | 195.3727 | 7.3719 | 310 |  | 355 | 161.0463 | 47.727 | 100.8579 | 190.4159 | 6.3123 | 26.1989 | 147.3573 | 272.8868 | 7.7468 | 299
|  | 356 | 159.3117 | 48.5254 | 103.6496 | 178.339 | 6.3123 | 26.1336 | 161.7788 | 282.1812 | 8.0135 | 341 |  | 356 | 155.7053 | 46.9421 | 103.8981 | 178.741 | 6.3123 | 26.1828 | 153.7866 | 189.7382 | 7.4484 | 299 |  | 356 | 146.4004 | 46.7674 | 103.0785 | 175.1723 | 6.3123 | 26.1878 | 145.0829 | 178.901 | 7.3577 | 299 |  | 356 | 146.1393 | 45.7286 | 102.7678 | 175.0623 | 6.3123 | 26.0374 | 144.033 | 192.5898 | 7.3719 | 310 |  | 356 | 158.5947 | 46.9947 | 100.6246 | 190.132 | 6.3123 | 26.166 | 145.9679 | 269.0214 | 7.7468 | 299
|  | 357 | 156.6693 | 47.9454 | 103.3715 | 178.0739 | 6.3123 | 26.0981 | 160.2087 | 277.9974 | 8.0135 | 341 |  | 357 | 153.1665 | 46.3478 | 103.6133 | 178.4151 | 6.3123 | 26.1507 | 152.3673 | 187.0776 | 7.4484 | 299 |  | 357 | 143.9801 | 46.2351 | 102.7118 | 174.8856 | 6.3123 | 26.1546 | 143.7286 | 176.3787 | 7.3577 | 299 |  | 357 | 143.7322 | 45.1875 | 102.4074 | 174.771 | 6.3123 | 26.0029 | 142.6359 | 189.6937 | 7.3719 | 310 |  | 357 | 156.0253 | 46.4219 | 100.3495 | 189.8481 | 6.3123 | 26.1324 | 144.5352 | 265.011 | 7.7468 | 299
|  | 358 | 154.5752 | 47.3354 | 102.5751 | 177.8087 | 6.3123 | 26.0614 | 158.5915 | 273.6633 | 8.0135 | 341 |  | 358 | 151.0888 | 45.7716 | 102.8449 | 178.0934 | 6.3123 | 26.1177 | 150.9031 | 184.3141 | 7.4484 | 299 |  | 358 | 141.9872 | 45.6507 | 101.9784 | 174.59 | 6.3123 | 26.1201 | 142.3311 | 173.7548 | 7.3577 | 299 |  | 358 | 141.824 | 44.6196 | 101.575 | 174.4797 | 6.3123 | 25.967 | 141.1948 | 186.6828 | 7.3719 | 310 |  | 358 | 153.8973 | 45.8824 | 99.6042 | 189.5595 | 6.3123 | 26.0974 | 143.0583 | 260.8538 | 7.7468 | 299
|  | 359 | 152.616 | 46.8941 | 101.4773 | 177.5413 | 6.3123 | 26.0233 | 156.9263 | 269.1747 | 8.0135 | 341 |  | 359 | 149.159 | 45.3987 | 101.7256 | 177.7716 | 6.3123 | 26.0835 | 149.3933 | 181.446 | 7.4484 | 300 |  | 359 | 140.215 | 45.2107 | 100.88 | 174.2944 | 6.3123 | 26.0843 | 140.8895 | 171.0278 | 7.3577 | 300 |  | 359 | 139.9412 | 44.2075 | 100.5612 | 174.1884 | 6.3123 | 25.9299 | 139.709 | 183.5561 | 7.3719 | 311 |  | 359 | 151.9684 | 45.4206 | 98.6044 | 189.2488 | 6.3123 | 26.0613 | 141.5366 | 256.5467 | 7.7468 | 300
|  | 360 | 150.297 | 46.3135 | 100.902 | 177.2505 | 6.3123 | 25.9838 | 155.2126 | 264.5415 | 8.0135 | 341 |  | 360 | 146.9003 | 44.8279 | 101.1587 | 177.4242 | 6.3123 | 26.0481 | 147.8372 | 178.4704 | 7.4484 | 300 |  | 360 | 137.9517 | 44.6803 | 100.3631 | 173.9988 | 6.3123 | 26.0473 | 139.4033 | 168.1962 | 7.3577 | 300 |  | 360 | 137.6949 | 43.6778 | 100.0285 | 173.8971 | 6.3123 | 25.8914 | 138.1778 | 180.3198 | 7.3719 | 311 |  | 360 | 149.7544 | 44.8826 | 97.9659 | 188.9381 | 6.3123 | 26.0238 | 139.9696 | 252.0905 | 7.7468 | 300
|  | 361 | 147.9088 | 45.5611 | 100.564 | 176.9635 | 6.3123 | 25.9429 | 153.4497 | 259.7482 | 8.0135 | 341 |  | 361 | 144.5971 | 44.0833 | 100.81 | 177.0768 | 6.3123 | 26.0115 | 146.2341 | 175.3856 | 7.4484 | 300 |  | 361 | 135.7186 | 43.9491 | 100.0168 | 173.7031 | 6.3123 | 26.0089 | 137.8719 | 165.2582 | 7.3577 | 300 |  | 361 | 135.4088 | 42.9781 | 99.7058 | 173.6059 | 6.3123 | 25.8515 | 136.6007 | 176.964 | 7.3719 | 311 |  | 361 | 147.3695 | 44.2349 | 97.6079 | 188.6274 | 6.3123 | 25.9851 | 138.3565 | 247.4814 | 7.7468 | 300
|  | 362 | 145.3248 | 45.0086 | 100.2218 | 176.6765 | 6.3123 | 25.9006 | 151.6368 | 254.7973 | 8.0135 | 341 |  | 362 | 142.0777 | 43.543 | 100.4733 | 176.7294 | 6.3123 | 25.9736 | 144.5833 | 172.1897 | 7.4484 | 300 |  | 362 | 133.2868 | 43.4202 | 99.667 | 173.4075 | 6.3123 | 25.9693 | 136.2945 | 162.2125 | 7.3577 | 300 |  | 362 | 132.9498 | 42.4719 | 99.3624 | 173.3146 | 6.3123 | 25.8103 | 134.9768 | 173.4867 | 7.3719 | 311 |  | 362 | 144.8137 | 43.7329 | 97.2753 | 188.3167 | 6.3123 | 25.945 | 136.6968 | 242.7166 | 7.7468 | 300
|  | 363 | 142.5714 | 44.568 | 99.9371 | 176.3895 | 6.3123 | 25.8568 | 149.7733 | 249.6913 | 8.0135 | 341 |  | 363 | 139.3727 | 43.135 | 100.1899 | 176.3821 | 6.3123 | 25.9345 | 142.8843 | 168.8811 | 7.4484 | 300 |  | 363 | 130.6552 | 43.0186 | 99.3895 | 173.1119 | 6.3123 | 25.9283 | 134.6705 | 159.0573 | 7.3577 | 300 |  | 363 | 130.347 | 42.0313 | 99.0971 | 173.0233 | 6.3123 | 25.7677 | 133.3057 | 169.8867 | 7.3719 | 311 |  | 363 | 142.1798 | 43.2378 | 97.0137 | 188.006 | 6.3123 | 25.9037 | 134.9897 | 237.7938 | 7.7468 | 300
|  | 364 | 139.9185 | 44.0581 | 99.6214 | 176.1025 | 6.3123 | 25.8116 | 147.8586 | 244.428 | 8.0135 | 341 |  | 364 | 136.8138 | 42.6108 | 99.8766 | 176.0347 | 6.3123 | 25.8942 | 141.1363 | 165.4582 | 7.4484 | 300 |  | 364 | 128.1955 | 42.4766 | 99.0807 | 172.8162 | 6.3123 | 25.886 | 132.9992 | 155.8154 | 7.3577 | 300 |  | 364 | 127.8952 | 41.4863 | 98.7853 | 172.732 | 6.3123 | 25.7236 | 131.5865 | 166.1773 | 7.3719 | 311 |  | 364 | 139.6366 | 42.6846 | 96.7196 | 187.6953 | 6.3123 | 25.8609 | 133.2346 | 232.7105 | 7.7468 | 300
|  | 365 | 137.3325 | 43.4884 | 99.2983 | 175.8155 | 6.3123 | 25.7649 | 145.8919 | 239.0009 | 8.0135 | 341 |  | 365 | 134.2523 | 42.0958 | 99.5565 | 175.6873 | 6.3123 | 25.8525 | 139.3387 | 161.9193 | 7.4484 | 300 |  | 365 | 125.7176 | 41.9681 | 98.7564 | 172.5206 | 6.3123 | 25.8422 | 131.2801 | 152.473 | 7.3577 | 300 |  | 365 | 125.3569 | 41.0283 | 98.473 | 172.4407 | 6.3123 | 25.6782 | 129.8187 | 162.3621 | 7.3719 | 311 |  | 365 | 137.0418 | 42.1764 | 96.4289 | 187.3878 | 6.3123 | 25.8169 | 131.4309 | 227.4646 | 7.7468 | 300

## 2029-2030 Severe Load Curve
2029-2030 Severe Load Curve
| A5.1U - 2029/30 Load curve (1-in-50) - Counterfactual | [11 empty] | A5.1V - 2029/30 Load curve (1-in-50) - Hydrogen Evolution | [11 empty] | A5.1W - 2029/30 Load curve (1-in-50) - Electric Engagement | [11 empty] | A5.1X - 2029/30 Load curve (1-in-50) - Holistic Transition
| Source: National Grid | [11 empty] | Source: National Grid | [11 empty] | Source: National Grid | [11 empty] | Source: National Grid
|  | Day number | NDM 0 - 73.2 MWh | NDM 73.2-732 MWh | NDM > 732 MWh | Total DM | LDZ Shrinkage | NTS Industrial | Exports to Ireland | NTS Power | NTS Shrinkage | IUK & BBL |  | Day number | NDM 0 - 73.2 MWh | NDM 73.2-732 MWh | NDM > 732 MWh | Total DM | LDZ Shrinkage | NTS Industrial | Exports to Ireland | NTS Power | NTS Shrinkage | IUK & BBL |  | Day number | NDM 0 - 73.2 MWh | NDM 73.2-732 MWh | NDM > 732 MWh | Total DM | LDZ Shrinkage | NTS Industrial | Exports to Ireland | NTS Power | NTS Shrinkage | IUK & BBL |  | Day number | NDM 0 - 73.2 MWh | NDM 73.2-732 MWh | NDM > 732 MWh | Total DM | LDZ Shrinkage | NTS Industrial | Exports to Ireland | NTS Power | NTS Shrinkage | IUK & BBL
|  | 1 | 2986.7156 | 374.8977 | 375.1163 | 332.9467 | 6.2356 | 30.0545 | 323.0321 | 701.2549 | 8.1284 | 0 |  | 1 | 2830.1355 | 345.9414 | 323.3149 | 267.7677 | 6.2356 | 178.9147 | 278.0379 | 410.6661 | 7.4767 | 0 |  | 1 | 2599.0229 | 313.7154 | 342.2014 | 305.0184 | 6.2356 | 43.5766 | 245.9695 | 422.1291 | 7.0718 | 0 |  | 1 | 2600.9403 | 310.0939 | 305.3389 | 289.1708 | 6.2356 | 120.8943 | 248.0643 | 277.6241 | 7.0753 | 0
|  | 2 | 2899.7224 | 368.5176 | 370.023 | 325.372 | 6.2356 | 29.9999 | 322.0033 | 696.8103 | 8.1284 | 0 |  | 2 | 2750.0602 | 339.421 | 318.642 | 261.3472 | 6.2356 | 178.5405 | 276.9913 | 408.8121 | 7.4767 | 0 |  | 2 | 2523.7822 | 308.5578 | 337.6324 | 297.807 | 6.2356 | 43.4892 | 245.1785 | 420.065 | 7.0718 | 0 |  | 2 | 2526.5454 | 304.692 | 301.4185 | 282.3593 | 6.2356 | 120.6628 | 247.1213 | 277.273 | 7.0753 | 0
|  | 3 | 2825.4311 | 359.5736 | 363.5053 | 318.6174 | 6.2356 | 29.9465 | 320.9683 | 692.4088 | 8.1284 | 0 |  | 3 | 2680.7024 | 331.2616 | 312.8284 | 255.6979 | 6.2356 | 178.1674 | 275.9448 | 406.9584 | 7.4767 | 0 |  | 3 | 2460.4605 | 300.8058 | 331.1841 | 291.3939 | 6.2356 | 43.4042 | 244.3823 | 418.0038 | 7.0718 | 0 |  | 3 | 2462.8929 | 297.1956 | 296.134 | 276.311 | 6.2356 | 120.4385 | 246.1776 | 276.894 | 7.0753 | 0
|  | 4 | 2758.5574 | 351.1708 | 357.2719 | 312.6309 | 6.2356 | 29.8944 | 319.9272 | 688.0501 | 8.1284 | 0 |  | 4 | 2617.7007 | 323.7582 | 307.5176 | 250.768 | 6.2356 | 177.7955 | 274.8984 | 405.1052 | 7.4767 | 0 |  | 4 | 2402.2089 | 294.0752 | 325.6911 | 285.7286 | 6.2356 | 43.3214 | 243.5809 | 415.9459 | 7.0718 | 0 |  | 4 | 2405.3468 | 290.469 | 290.8702 | 270.9768 | 6.2356 | 120.2214 | 245.2333 | 276.4878 | 7.0753 | 0
|  | 5 | 2696.6479 | 345.0352 | 351.58 | 307.3604 | 6.2356 | 29.8435 | 318.8803 | 683.7339 | 8.1284 | 0 |  | 5 | 2559.3806 | 318.1313 | 302.7419 | 246.5058 | 6.2356 | 177.4248 | 273.8523 | 403.2527 | 7.4767 | 0 |  | 5 | 2348.5735 | 288.8875 | 320.6877 | 280.7605 | 6.2356 | 43.2409 | 242.7748 | 413.8911 | 7.0718 | 0 |  | 5 | 2352.5486 | 284.9791 | 286.1314 | 266.3071 | 6.2356 | 120.0114 | 244.2886 | 276.0547 | 7.0753 | 0
|  | 6 | 2639.718 | 339.8958 | 347.2146 | 302.7539 | 6.2356 | 29.7938 | 317.8278 | 679.4597 | 8.1284 | 0 |  | 6 | 2507.4849 | 312.5808 | 298.136 | 242.8596 | 6.2356 | 177.0553 | 272.8066 | 401.4009 | 7.4767 | 0 |  | 6 | 2299.2228 | 284.6392 | 316.7109 | 276.4389 | 6.2356 | 43.1626 | 241.9639 | 411.8398 | 7.0718 | 0 |  | 6 | 2302.8374 | 280.9002 | 283.0171 | 262.2528 | 6.2356 | 119.8083 | 243.3436 | 275.5953 | 7.0753 | 0
|  | 7 | 2590.577 | 333.7567 | 342.8917 | 298.7595 | 6.2356 | 29.7453 | 316.77 | 675.2273 | 8.1284 | 0 |  | 7 | 2460.1528 | 307.3928 | 294.8523 | 239.7775 | 6.2356 | 176.6869 | 271.7615 | 399.55 | 7.4767 | 0 |  | 7 | 2256.5211 | 279.4538 | 312.874 | 272.7134 | 6.2356 | 43.0866 | 241.1487 | 409.7921 | 7.0718 | 0 |  | 7 | 2260.0392 | 275.9842 | 279.5621 | 258.7644 | 6.2356 | 119.612 | 242.3985 | 275.11 | 7.0753 | 0
|  | 8 | 2547.0095 | 328.6053 | 338.3688 | 295.3251 | 6.2356 | 29.698 | 315.7071 | 671.0363 | 8.1284 | 0 |  | 8 | 2418.9116 | 302.8333 | 290.6752 | 237.208 | 6.2356 | 176.3197 | 270.717 | 397.7001 | 7.4767 | 0 |  | 8 | 2218.4685 | 275.2416 | 308.8689 | 269.5335 | 6.2356 | 43.0127 | 240.3292 | 407.7481 | 7.0718 | 0 |  | 8 | 2222.7037 | 271.4863 | 275.5747 | 255.7926 | 6.2356 | 119.4224 | 241.4534 | 274.5994 | 7.0753 | 0
|  | 9 | 2507.8917 | 324.1158 | 334.6252 | 292.3988 | 6.2356 | 29.6518 | 314.6395 | 666.8862 | 8.1284 | 0 |  | 9 | 2382.714 | 297.8863 | 287.2457 | 235.0992 | 6.2356 | 175.9535 | 269.6735 | 395.8514 | 7.4767 | 0 |  | 9 | 2184.2868 | 271.6366 | 305.4412 | 266.8484 | 6.2356 | 42.9409 | 239.5057 | 405.7079 | 7.0718 | 0 |  | 9 | 2189.8321 | 266.6949 | 272.3778 | 253.2882 | 6.2356 | 119.2395 | 240.5085 | 274.064 | 7.0753 | 0
|  | 10 | 2475.8121 | 318.6854 | 330.2046 | 289.9284 | 6.2356 | 29.6068 | 313.5673 | 662.7768 | 8.1284 | 0 |  | 10 | 2351.0749 | 293.3053 | 283.8731 | 233.3994 | 6.2356 | 175.5885 | 268.6309 | 394.0041 | 7.4767 | 0 |  | 10 | 2156.868 | 266.8113 | 301.1281 | 264.6077 | 6.2356 | 42.8712 | 238.6783 | 403.6717 | 7.0718 | 0 |  | 10 | 2159.7823 | 263.4847 | 269.352 | 251.2017 | 6.2356 | 119.0629 | 239.5639 | 273.5041 | 7.0753 | 0
|  | 11 | 2442.3027 | 317.2877 | 328.1308 | 287.8619 | 6.2356 | 29.5629 | 312.4907 | 658.7077 | 8.1284 | 0 |  | 11 | 2319.1618 | 291.9238 | 282.134 | 232.0569 | 6.2356 | 175.2245 | 267.5895 | 392.1582 | 7.4767 | 0 |  | 11 | 2127.6624 | 265.282 | 299.5649 | 262.7608 | 6.2356 | 42.8035 | 237.8474 | 401.6396 | 7.0718 | 0 |  | 11 | 2130.6523 | 261.9961 | 267.8712 | 249.4838 | 6.2356 | 118.8928 | 238.6198 | 272.9204 | 7.0753 | 0
|  | 12 | 2415.8155 | 313.6696 | 325.7347 | 286.1475 | 6.2356 | 29.5201 | 311.4101 | 654.6784 | 8.1284 | 0 |  | 12 | 2293.8153 | 288.7042 | 279.8031 | 231.0199 | 6.2356 | 174.8616 | 266.5493 | 390.3139 | 7.4767 | 0 |  | 12 | 2104.1431 | 262.3967 | 297.5322 | 261.2571 | 6.2356 | 42.7379 | 237.013 | 399.6118 | 7.0718 | 0 |  | 12 | 2107.8022 | 258.6425 | 265.7752 | 248.0853 | 6.2356 | 118.7289 | 237.6763 | 272.3133 | 7.0753 | 0
|  | 13 | 2391.535 | 311.5003 | 323.6919 | 284.733 | 6.2356 | 29.4784 | 310.3257 | 650.6887 | 8.1284 | 0 |  | 13 | 2270.7959 | 286.4033 | 277.9409 | 230.2367 | 6.2356 | 174.4998 | 265.5106 | 388.4713 | 7.4767 | 0 |  | 13 | 2082.5267 | 260.8346 | 295.7359 | 260.0461 | 6.2356 | 42.6743 | 236.1755 | 397.5884 | 7.0718 | 0 |  | 13 | 2086.5134 | 256.7574 | 264.0618 | 246.9567 | 6.2356 | 118.5711 | 236.7336 | 271.6833 | 7.0753 | 0
|  | 14 | 2370.5933 | 309.4195 | 321.7602 | 283.5664 | 6.2356 | 29.4377 | 309.2377 | 646.7381 | 8.1284 | 0 |  | 14 | 2251.5571 | 283.7675 | 275.9251 | 229.6556 | 6.2356 | 174.139 | 264.4735 | 386.6306 | 7.4767 | 0 |  | 14 | 2065.0707 | 258.6986 | 293.4172 | 259.0772 | 6.2356 | 42.6126 | 235.335 | 395.5696 | 7.0718 | 0 |  | 14 | 2068.1557 | 254.6633 | 262.6517 | 246.0488 | 6.2356 | 118.4194 | 235.7918 | 271.0309 | 7.0753 | 0
|  | 15 | 2351.6212 | 307.6623 | 320.6031 | 282.5957 | 6.2356 | 29.3981 | 308.1464 | 642.8263 | 8.1284 | 0 |  | 15 | 2233.4254 | 282.2513 | 274.5524 | 229.2248 | 6.2356 | 173.7793 | 263.4381 | 384.7918 | 7.4767 | 0 |  | 15 | 2048.5327 | 257.6652 | 291.7439 | 258.2998 | 6.2356 | 42.5528 | 234.4916 | 393.5555 | 7.0718 | 0 |  | 15 | 2052.1649 | 253.0815 | 261.0003 | 245.3122 | 6.2356 | 118.2736 | 234.8511 | 270.3566 | 7.0753 | 0
|  | 16 | 2335.4062 | 305.7412 | 319.4504 | 281.769 | 6.2356 | 29.3596 | 307.0521 | 638.953 | 8.1284 | 0 |  | 16 | 2217.2116 | 280.7674 | 273.6769 | 228.8926 | 6.2356 | 173.4205 | 262.4046 | 382.9553 | 7.4767 | 0 |  | 16 | 2034.4185 | 255.4833 | 291.0631 | 257.6635 | 6.2356 | 42.495 | 233.6457 | 391.5462 | 7.0718 | 0 |  | 16 | 2037.473 | 251.6825 | 260.1182 | 244.6976 | 6.2356 | 118.1335 | 233.9116 | 269.6608 | 7.0753 | 0
|  | 17 | 2321.1382 | 304.2535 | 318.0441 | 281.0341 | 6.2356 | 29.322 | 305.9549 | 635.1177 | 8.1284 | 0 |  | 17 | 2203.0853 | 279.4112 | 272.6115 | 228.6073 | 6.2356 | 173.0628 | 261.373 | 381.121 | 7.4767 | 0 |  | 17 | 2021.339 | 254.5209 | 289.9972 | 257.1175 | 6.2356 | 42.4389 | 232.7975 | 389.5419 | 7.0718 | 0 |  | 17 | 2025.0967 | 250.1292 | 258.9385 | 244.1556 | 6.2356 | 117.9992 | 232.9735 | 268.9441 | 7.0753 | 0
|  | 18 | 2307.8383 | 302.8238 | 317.268 | 280.3392 | 6.2356 | 29.2854 | 304.8551 | 631.3201 | 8.1284 | 0 |  | 18 | 2190.8886 | 277.587 | 271.6872 | 228.3171 | 6.2356 | 172.7061 | 260.3437 | 379.2892 | 7.4767 | 0 |  | 18 | 2009.8506 | 253.1395 | 289.2305 | 256.6114 | 6.2356 | 42.3847 | 231.947 | 387.5427 | 7.0718 | 0 |  | 18 | 2013.1974 | 249.1179 | 258.2166 | 243.637 | 6.2356 | 117.8704 | 232.037 | 268.207 | 7.0753 | 0
|  | 19 | 2295.6152 | 301.5638 | 316.4316 | 279.6321 | 6.2356 | 29.2499 | 303.7531 | 627.5598 | 8.1284 | 0 |  | 19 | 2178.9591 | 276.6543 | 270.7848 | 227.9702 | 6.2356 | 172.3503 | 259.3166 | 377.4599 | 7.4767 | 0 |  | 19 | 1998.8349 | 252.3268 | 288.4952 | 256.0946 | 6.2356 | 42.3323 | 231.0947 | 385.5487 | 7.0718 | 0 |  | 19 | 2002.6843 | 248.0755 | 257.2291 | 243.0923 | 6.2356 | 117.7471 | 231.102 | 267.4498 | 7.0753 | 0
|  | 20 | 2284.3756 | 300.1964 | 315.4345 | 278.8608 | 6.2356 | 29.2153 | 302.6489 | 623.8365 | 8.1284 | 0 |  | 20 | 2167.9441 | 275.6704 | 269.7775 | 227.5151 | 6.2356 | 171.9955 | 258.292 | 375.6333 | 7.4767 | 0 |  | 20 | 1988.9054 | 251.1914 | 287.6709 | 255.5165 | 6.2356 | 42.2817 | 230.2405 | 383.5602 | 7.0718 | 0 |  | 20 | 1992.8678 | 246.8941 | 256.3862 | 242.4723 | 6.2356 | 117.6291 | 230.1689 | 266.6733 | 7.0753 | 0
|  | 21 | 2272.861 | 299.2294 | 314.557 | 277.9734 | 6.2356 | 29.1816 | 301.543 | 620.1498 | 8.1284 | 0 |  | 21 | 2157.1639 | 274.6403 | 268.9172 | 226.8998 | 6.2356 | 171.6416 | 257.2699 | 373.8096 | 7.4767 | 0 |  | 21 | 1979.0183 | 250.5244 | 286.6122 | 254.8266 | 6.2356 | 42.2327 | 229.3849 | 381.5772 | 7.0718 | 0 |  | 21 | 1982.7108 | 246.1586 | 255.7531 | 241.7276 | 6.2356 | 117.5164 | 229.2378 | 265.8777 | 7.0753 | 0
|  | 22 | 2261.7536 | 297.8684 | 313.4407 | 276.9178 | 6.2356 | 29.1488 | 300.4354 | 616.4994 | 8.1284 | 0 |  | 22 | 2146.4241 | 273.6642 | 267.8763 | 226.0727 | 6.2356 | 171.2887 | 256.2506 | 371.9888 | 7.4767 | 0 |  | 22 | 1969.4878 | 249.3172 | 285.615 | 253.9742 | 6.2356 | 42.1855 | 228.5279 | 379.5999 | 7.0718 | 0 |  | 22 | 1973.4158 | 244.9564 | 254.6527 | 240.8089 | 6.2356 | 117.4088 | 228.3088 | 265.0637 | 7.0753 | 0
|  | 23 | 2250.1202 | 296.5557 | 312.1016 | 275.6465 | 6.2356 | 29.117 | 299.3266 | 612.8848 | 8.1284 | 0 |  | 23 | 2135.3791 | 272.3769 | 266.934 | 224.9911 | 6.2356 | 170.9366 | 255.2342 | 370.1712 | 7.4767 | 0 |  | 23 | 1959.6008 | 248.1818 | 284.3823 | 252.909 | 6.2356 | 42.1399 | 227.6697 | 377.6285 | 7.0718 | 0 |  | 23 | 1963.3314 | 243.8987 | 253.7378 | 239.6672 | 6.2356 | 117.3062 | 227.3821 | 264.2316 | 7.0753 | 0
|  | 24 | 2237.734 | 295.3393 | 310.759 | 274.2008 | 6.2356 | 29.0861 | 298.2166 | 609.3057 | 8.1284 | 0 |  | 24 | 2124.4438 | 270.632 | 265.6071 | 223.7426 | 6.2356 | 170.5855 | 254.2208 | 368.3568 | 7.4767 | 0 |  | 24 | 1949.3946 | 246.7668 | 283.1287 | 251.612 | 6.2356 | 42.0959 | 226.8107 | 375.663 | 7.0718 | 0 |  | 24 | 1952.8408 | 242.6603 | 252.7658 | 238.3344 | 6.2356 | 117.2085 | 226.4578 | 263.3821 | 7.0753 | 0
|  | 25 | 2225.5606 | 293.5134 | 309.3506 | 273.2012 | 6.2356 | 29.056 | 297.1059 | 605.7617 | 8.1284 | 0 |  | 25 | 2112.161 | 269.645 | 264.7168 | 222.5776 | 6.2356 | 170.2353 | 253.2106 | 366.5458 | 7.4767 | 0 |  | 25 | 1938.7798 | 245.4489 | 281.9683 | 250.4683 | 6.2356 | 42.0535 | 225.9509 | 373.7036 | 7.0718 | 0 |  | 25 | 1941.86 | 241.5247 | 251.7646 | 237.3408 | 6.2356 | 117.1155 | 225.536 | 262.5155 | 7.0753 | 0
|  | 26 | 2214.4279 | 292.0656 | 308.4527 | 272.1219 | 6.2356 | 29.0268 | 295.9945 | 602.2525 | 8.1284 | 0 |  | 26 | 2101.4318 | 268.6572 | 263.7798 | 221.6436 | 6.2356 | 169.8859 | 252.2036 | 364.7384 | 7.4767 | 0 |  | 26 | 1928.1313 | 244.6358 | 281.3673 | 249.6352 | 6.2356 | 42.0126 | 225.0906 | 371.7505 | 7.0718 | 0 |  | 26 | 1931.2992 | 240.7111 | 251.0819 | 236.6538 | 6.2356 | 117.0272 | 224.617 | 261.6324 | 7.0753 | 0
|  | 27 | 2203.1193 | 291.3209 | 307.3061 | 271.1744 | 6.2356 | 28.9984 | 294.8829 | 598.7777 | 8.1284 | 0 |  | 27 | 2091.6293 | 267.5304 | 262.8036 | 220.8933 | 6.2356 | 169.5374 | 251.2002 | 362.9346 | 7.4767 | 0 |  | 27 | 1918.6938 | 243.8317 | 280.3139 | 248.8075 | 6.2356 | 41.9733 | 224.2301 | 369.8038 | 7.0718 | 0 |  | 27 | 1922.0402 | 239.6736 | 250.1535 | 236.0523 | 6.2356 | 116.9435 | 223.7009 | 260.7333 | 7.0753 | 0
|  | 28 | 2191.06 | 290.7146 | 306.3126 | 270.6862 | 6.2356 | 28.9709 | 293.7711 | 595.3369 | 8.1284 | 0 |  | 28 | 2081.0525 | 266.9039 | 261.7673 | 220.4771 | 6.2356 | 169.1898 | 250.2003 | 361.1346 | 7.4767 | 0 |  | 28 | 1909.13 | 242.9642 | 279.0972 | 248.3324 | 6.2356 | 41.9354 | 223.3694 | 367.8636 | 7.0718 | 0 |  | 28 | 1912.607 | 238.6718 | 249.097 | 235.7173 | 6.2356 | 116.8642 | 222.7877 | 259.8186 | 7.0753 | 0
|  | 29 | 2181.0901 | 288.666 | 304.8554 | 270.0145 | 6.2356 | 28.9442 | 292.6596 | 591.9298 | 8.1284 | 0 |  | 29 | 2070.984 | 265.7125 | 261.0436 | 219.8048 | 6.2356 | 168.8429 | 249.2042 | 359.3386 | 7.4767 | 0 |  | 29 | 1899.841 | 242.0368 | 277.8263 | 247.6967 | 6.2356 | 41.899 | 222.5088 | 365.9301 | 7.0718 | 0 |  | 29 | 1902.582 | 237.9872 | 248.4204 | 235.2772 | 6.2356 | 116.7893 | 221.8777 | 258.8889 | 7.0753 | 0
|  | 30 | 2170.1309 | 287.6859 | 303.7539 | 269.0206 | 6.2356 | 28.9182 | 291.5484 | 588.556 | 8.1284 | 0 |  | 30 | 2061.8713 | 264.0122 | 260.0258 | 218.9798 | 6.2356 | 168.4969 | 248.212 | 357.5467 | 7.4767 | 0 |  | 30 | 1890.2637 | 241.0217 | 277.1478 | 246.8447 | 6.2356 | 41.864 | 221.6486 | 364.0034 | 7.0718 | 0 |  | 30 | 1893.2934 | 237.0283 | 247.665 | 234.4536 | 6.2356 | 116.7185 | 220.9711 | 257.9446 | 7.0753 | 0
|  | 31 | 2159.9429 | 286.8291 | 302.4917 | 268.2867 | 6.2356 | 28.893 | 290.438 | 585.2152 | 8.1284 | 0 |  | 31 | 2052.3288 | 263.107 | 258.9713 | 218.363 | 6.2356 | 168.1517 | 247.2238 | 355.759 | 7.4767 | 0 |  | 31 | 1880.9837 | 240.1345 | 276.4367 | 246.1808 | 6.2356 | 41.8303 | 220.7889 | 362.0837 | 7.0718 | 0 |  | 31 | 1884.3679 | 236.0319 | 246.9265 | 233.8134 | 6.2356 | 116.6519 | 220.0679 | 256.9862 | 7.0753 | 0
|  | 32 | 2150.0318 | 285.5669 | 301.2442 | 267.6665 | 6.2356 | 28.8686 | 289.3284 | 581.9069 | 8.1284 | 0 |  | 32 | 2043.2625 | 261.8286 | 257.8768 | 217.8723 | 6.2356 | 167.8073 | 246.2398 | 353.9757 | 7.4767 | 0 |  | 32 | 1872.5577 | 239.1996 | 274.9835 | 245.5732 | 6.2356 | 41.798 | 219.9299 | 360.1711 | 7.0718 | 0 |  | 32 | 1876.2817 | 234.8044 | 245.6851 | 233.2765 | 6.2356 | 116.5893 | 219.1683 | 256.0142 | 7.0753 | 0
|  | 33 | 2140.438 | 283.9641 | 299.4419 | 267.6245 | 6.2356 | 28.8449 | 288.22 | 578.6308 | 8.1284 | 0 |  | 33 | 2033.6675 | 260.8763 | 256.758 | 217.6086 | 6.2356 | 167.4637 | 245.2601 | 352.1968 | 7.4767 | 0 |  | 33 | 1864.2001 | 237.8209 | 273.5645 | 245.3067 | 6.2356 | 41.7671 | 219.0719 | 358.2657 | 7.0718 | 0 |  | 33 | 1867.6053 | 233.6302 | 244.6493 | 233.071 | 6.2356 | 116.5305 | 218.2725 | 255.0292 | 7.0753 | 0
|  | 34 | 2130.6795 | 282.6728 | 298.1081 | 266.967 | 6.2356 | 28.8219 | 287.1131 | 575.3865 | 8.1284 | 0 |  | 34 | 2024.887 | 259.4979 | 255.517 | 217.0787 | 6.2356 | 167.1208 | 244.2849 | 350.4226 | 7.4767 | 0 |  | 34 | 1856.1282 | 236.1947 | 272.3479 | 244.7998 | 6.2356 | 41.7374 | 218.215 | 356.3677 | 7.0718 | 0 |  | 34 | 1859.7773 | 232.4041 | 243.058 | 232.6245 | 6.2356 | 116.4755 | 217.3806 | 254.0315 | 7.0753 | 0
|  | 35 | 2120.2708 | 281.4091 | 297.2813 | 266.4253 | 6.2356 | 28.7996 | 286.0078 | 572.1737 | 8.1284 | 0 |  | 35 | 2015.6046 | 258.4644 | 254.5188 | 216.4631 | 6.2356 | 166.7786 | 243.3143 | 348.6532 | 7.4767 | 0 |  | 35 | 1847.8055 | 235.186 | 270.9267 | 244.1307 | 6.2356 | 41.7089 | 217.3595 | 354.4773 | 7.0718 | 0 |  | 35 | 1850.6568 | 231.6427 | 242.4931 | 231.9794 | 6.2356 | 116.4241 | 216.4928 | 253.0217 | 7.0753 | 0
|  | 36 | 2110.5412 | 280.0652 | 296.0754 | 266.1652 | 6.2356 | 28.778 | 284.9044 | 568.9921 | 8.1284 | 0 |  | 36 | 2005.9295 | 257.6607 | 253.6493 | 216.1429 | 6.2356 | 166.4372 | 242.3484 | 346.8887 | 7.4767 | 0 |  | 36 | 1839.2071 | 234.2561 | 269.7883 | 243.6521 | 6.2356 | 41.6817 | 216.5055 | 352.5945 | 7.0718 | 0 |  | 36 | 1842.2149 | 230.6758 | 241.4167 | 231.5093 | 6.2356 | 116.3762 | 215.6092 | 252.0003 | 7.0753 | 0
|  | 37 | 2099.9332 | 279.1644 | 295.5336 | 265.6838 | 6.2356 | 28.7571 | 283.8032 | 565.8411 | 8.1284 | 0 |  | 37 | 1996.6076 | 256.6145 | 252.9117 | 215.8127 | 6.2356 | 166.0965 | 241.3875 | 345.1293 | 7.4767 | 0 |  | 37 | 1830.032 | 233.6108 | 269.0376 | 243.1818 | 6.2356 | 41.6556 | 215.6533 | 350.7196 | 7.0718 | 0 |  | 37 | 1833.7483 | 229.6285 | 240.5158 | 231.1 | 6.2356 | 116.3318 | 214.7299 | 250.9678 | 7.0753 | 0
|  | 38 | 2090.3468 | 278.0159 | 294.1471 | 265.2732 | 6.2356 | 28.7368 | 282.7044 | 562.7205 | 8.1284 | 0 |  | 38 | 1988.1022 | 255.2415 | 251.6698 | 215.4972 | 6.2356 | 165.7565 | 240.4316 | 343.3751 | 7.4767 | 0 |  | 38 | 1821.6298 | 232.2274 | 268.1377 | 242.8258 | 6.2356 | 41.6307 | 214.8031 | 348.8526 | 7.0718 | 0 |  | 38 | 1825.6112 | 228.4211 | 239.3855 | 230.7506 | 6.2356 | 116.2907 | 213.8551 | 249.9246 | 7.0753 | 0
|  | 39 | 2082.3882 | 275.1569 | 292.813 | 264.893 | 6.2356 | 28.7172 | 281.6083 | 559.63 | 8.1284 | 0 |  | 39 | 1979.4592 | 253.4683 | 250.9901 | 215.1572 | 6.2356 | 165.4172 | 239.4809 | 341.6262 | 7.4767 | 0 |  | 39 | 1814.0409 | 230.0401 | 267.1475 | 242.5509 | 6.2356 | 41.6068 | 213.9551 | 346.9937 | 7.0718 | 0 |  | 39 | 1817.307 | 226.934 | 238.6748 | 230.4286 | 6.2356 | 116.2528 | 212.9851 | 248.8713 | 7.0753 | 0
|  | 40 | 2072.7243 | 273.6289 | 291.8048 | 264.5611 | 6.2356 | 28.6981 | 280.515 | 556.569 | 8.1284 | 0 |  | 40 | 1970.9006 | 251.5269 | 250.2978 | 214.9137 | 6.2356 | 165.0786 | 238.5355 | 339.8828 | 7.4767 | 0 |  | 40 | 1805.232 | 228.8987 | 266.3107 | 242.2964 | 6.2356 | 41.5841 | 213.1094 | 345.143 | 7.0718 | 0 |  | 40 | 1809.0663 | 225.2631 | 237.997 | 230.1938 | 6.2356 | 116.218 | 212.1198 | 247.8082 | 7.0753 | 0
|  | 41 | 2062.6166 | 272.1692 | 290.2162 | 264.377 | 6.2356 | 28.6797 | 279.425 | 553.5374 | 8.1284 | 0 |  | 41 | 1961.7711 | 250.4209 | 249.0785 | 214.7744 | 6.2356 | 164.7406 | 237.5956 | 338.145 | 7.4767 | 0 |  | 41 | 1795.8221 | 227.9792 | 265.2639 | 242.1553 | 6.2356 | 41.5624 | 212.2664 | 343.3007 | 7.0718 | 0 |  | 41 | 1800.0536 | 224.2374 | 237.1097 | 230.0605 | 6.2356 | 116.1861 | 211.2595 | 246.7361 | 7.0753 | 0
|  | 42 | 2052.4806 | 270.439 | 288.5486 | 264.155 | 6.2356 | 28.6618 | 278.3383 | 550.5347 | 8.1284 | 0 |  | 42 | 1951.2988 | 249.1825 | 247.8309 | 214.609 | 6.2356 | 164.4033 | 236.6613 | 336.4129 | 7.4767 | 0 |  | 42 | 1786.1457 | 227.0081 | 264.0055 | 241.9618 | 6.2356 | 41.5417 | 211.4261 | 341.467 | 7.0718 | 0 |  | 42 | 1790.5251 | 223.0968 | 235.8005 | 229.8757 | 6.2356 | 116.1571 | 210.4043 | 245.6552 | 7.0753 | 0
|  | 43 | 2041.1164 | 269.6616 | 287.0558 | 264.0337 | 6.2356 | 28.6445 | 277.2553 | 547.5604 | 8.1284 | 0 |  | 43 | 1940.9088 | 247.8243 | 246.5291 | 214.5353 | 6.2356 | 164.0666 | 235.7328 | 334.6868 | 7.4767 | 0 |  | 43 | 1777.0465 | 225.5823 | 262.5526 | 241.8402 | 6.2356 | 41.5219 | 210.5889 | 339.6419 | 7.0718 | 0 |  | 43 | 1780.9476 | 221.549 | 234.8384 | 229.8001 | 6.2356 | 116.1308 | 209.5543 | 244.5661 | 7.0753 | 0
|  | 44 | 2031.0106 | 267.6689 | 285.7246 | 263.7076 | 6.2356 | 28.6277 | 276.1763 | 544.6144 | 8.1284 | 0 |  | 44 | 1931.4565 | 246.1389 | 244.745 | 214.3333 | 6.2356 | 163.7305 | 234.8103 | 332.9667 | 7.4767 | 0 |  | 44 | 1768.9525 | 223.8327 | 260.6112 | 241.5259 | 6.2356 | 41.5031 | 209.7549 | 337.8256 | 7.0718 | 0 |  | 44 | 1771.7594 | 220.5107 | 233.1437 | 229.5584 | 6.2356 | 116.1072 | 208.7098 | 243.4694 | 7.0753 | 0
|  | 45 | 2021.1667 | 265.8919 | 283.8984 | 263.399 | 6.2356 | 28.6115 | 275.1014 | 541.6962 | 8.1284 | 0 |  | 45 | 1921.3283 | 244.5241 | 243.6588 | 214.0389 | 6.2356 | 163.395 | 233.8937 | 331.2527 | 7.4767 | 0 |  | 45 | 1759.8909 | 222.5914 | 259.1756 | 241.165 | 6.2356 | 41.4853 | 208.9243 | 336.0182 | 7.0718 | 0 |  | 45 | 1762.1525 | 219.5065 | 231.9353 | 229.2149 | 6.2356 | 116.0861 | 207.8708 | 242.3654 | 7.0753 | 0
|  | 46 | 2011.8489 | 263.9045 | 283.2876 | 263.0489 | 6.2356 | 28.5957 | 274.0308 | 538.8054 | 8.1284 | 0 |  | 46 | 1911.6324 | 243.3362 | 242.3521 | 213.8261 | 6.2356 | 163.0601 | 232.9834 | 329.5451 | 7.4767 | 0 |  | 46 | 1751.4826 | 221.4773 | 257.9826 | 240.8746 | 6.2356 | 41.4682 | 208.0973 | 334.22 | 7.0718 | 0 |  | 46 | 1754.0728 | 217.791 | 230.6428 | 228.9375 | 6.2356 | 116.0674 | 207.0375 | 241.2547 | 7.0753 | 0
|  | 47 | 2002.3159 | 262.697 | 282.3486 | 262.8128 | 6.2356 | 28.5805 | 272.965 | 535.9417 | 8.1284 | 0 |  | 47 | 1903.4952 | 241.6111 | 241.2635 | 213.669 | 6.2356 | 162.7258 | 232.0795 | 327.8438 | 7.4767 | 0 |  | 47 | 1743.3454 | 219.9865 | 257.4528 | 240.6575 | 6.2356 | 41.4521 | 207.2742 | 332.431 | 7.0718 | 0 |  | 47 | 1746.487 | 216.0588 | 229.8717 | 228.7276 | 6.2356 | 116.0509 | 206.2101 | 240.1377 | 7.0753 | 0
|  | 48 | 1993.7211 | 261.2287 | 280.9057 | 262.4033 | 6.2356 | 28.5657 | 271.9041 | 533.1047 | 8.1284 | 0 |  | 48 | 1894.6539 | 240.2393 | 240.643 | 213.3945 | 6.2356 | 162.3921 | 231.182 | 326.1492 | 7.4767 | 0 |  | 48 | 1736.1911 | 218.3695 | 256.2112 | 240.2953 | 6.2356 | 41.4367 | 206.4551 | 330.6514 | 7.0718 | 0 |  | 48 | 1738.5774 | 214.9536 | 228.8912 | 228.4238 | 6.2356 | 116.0367 | 205.3887 | 239.015 | 7.0753 | 0
|  | 49 | 1985.0167 | 259.3449 | 279.9419 | 262.0396 | 6.2356 | 28.5514 | 270.8483 | 530.294 | 8.1284 | 0 |  | 49 | 1886.4977 | 238.9302 | 239.2891 | 213.1059 | 6.2356 | 162.0588 | 230.2911 | 324.4613 | 7.4767 | 0 |  | 49 | 1728.7719 | 217.0964 | 254.8525 | 239.9712 | 6.2356 | 41.4221 | 205.6403 | 328.8812 | 7.0718 | 0 |  | 49 | 1730.7258 | 213.5634 | 228.1823 | 228.0754 | 6.2356 | 116.0245 | 204.5735 | 237.8871 | 7.0753 | 0
|  | 50 | 1975.623 | 258.476 | 278.6231 | 261.7055 | 6.2356 | 28.5375 | 269.7979 | 527.5094 | 8.1284 | 0 |  | 50 | 1877.7276 | 237.6723 | 238.4469 | 212.868 | 6.2356 | 161.7262 | 229.4071 | 322.7803 | 7.4767 | 0 |  | 50 | 1720.3062 | 216.258 | 254.0787 | 239.674 | 6.2356 | 41.4082 | 204.8299 | 327.1208 | 7.0718 | 0 |  | 50 | 1722.664 | 212.5529 | 227.2326 | 227.7982 | 6.2356 | 116.0142 | 203.7645 | 236.7544 | 7.0753 | 0
|  | 51 | 1966.1497 | 257.4242 | 277.5668 | 261.3714 | 6.2356 | 28.524 | 268.7532 | 524.7503 | 8.1284 | 0 |  | 51 | 1869.2184 | 236.1633 | 237.595 | 212.63 | 6.2356 | 161.394 | 228.5299 | 321.1062 | 7.4767 | 0 |  | 51 | 1712.1171 | 215.0096 | 253.4384 | 239.3769 | 6.2356 | 41.395 | 204.0242 | 325.3701 | 7.0718 | 0 |  | 51 | 1714.7572 | 210.9683 | 226.7004 | 227.5227 | 6.2356 | 116.0058 | 202.962 | 235.6174 | 7.0753 | 0
|  | 52 | 1957.0079 | 255.6311 | 276.9202 | 261.0373 | 6.2356 | 28.5109 | 267.7143 | 522.0165 | 8.1284 | 0 |  | 52 | 1860.163 | 234.7542 | 237.1893 | 212.3921 | 6.2356 | 161.0623 | 227.6599 | 319.4393 | 7.4767 | 0 |  | 52 | 1703.4296 | 214.037 | 253.0206 | 239.0797 | 6.2356 | 41.3825 | 203.2234 | 323.6294 | 7.0718 | 0 |  | 52 | 1705.985 | 210.1057 | 226.3116 | 227.2472 | 6.2356 | 115.9991 | 202.1661 | 234.4767 | 7.0753 | 0
|  | 53 | 1947.9428 | 253.9003 | 276.1278 | 260.71 | 6.2356 | 28.4982 | 266.6817 | 519.3075 | 8.1284 | 0 |  | 53 | 1851.1452 | 233.5605 | 236.5309 | 212.1542 | 6.2356 | 160.7312 | 226.797 | 317.7797 | 7.4767 | 0 |  | 53 | 1695.0347 | 212.897 | 252.4776 | 238.7825 | 6.2356 | 41.3706 | 202.4276 | 321.8987 | 7.0718 | 0 |  | 53 | 1697.1994 | 209.3709 | 225.8084 | 226.9717 | 6.2356 | 115.9941 | 201.377 | 233.3326 | 7.0753 | 0
|  | 54 | 1938.1313 | 252.861 | 275.3487 | 260.4244 | 6.2356 | 28.4859 | 265.6554 | 516.6231 | 8.1284 | 0 |  | 54 | 1842.2333 | 232.2715 | 235.8304 | 211.9474 | 6.2356 | 160.4005 | 225.9415 | 316.1275 | 7.4767 | 0 |  | 54 | 1686.8549 | 211.8359 | 251.6064 | 238.5195 | 6.2356 | 41.3593 | 201.6372 | 320.1783 | 7.0718 | 0 |  | 54 | 1689.1648 | 208.2102 | 224.9628 | 226.7135 | 6.2356 | 115.9905 | 200.5948 | 232.1858 | 7.0753 | 0
|  | 55 | 1928.3754 | 251.8261 | 274.577 | 260.0713 | 6.2356 | 28.474 | 264.6358 | 513.9628 | 8.1284 | 0 |  | 55 | 1832.9996 | 231.3561 | 235.1108 | 211.7082 | 6.2356 | 160.0702 | 225.0935 | 314.4829 | 7.4767 | 0 |  | 55 | 1678.8467 | 210.7048 | 250.6915 | 238.1987 | 6.2356 | 41.3486 | 200.8522 | 318.4682 | 7.0718 | 0 |  | 55 | 1681.5058 | 206.9248 | 223.8704 | 226.4512 | 6.2356 | 115.9883 | 199.8196 | 231.0366 | 7.0753 | 0
|  | 56 | 1919.1825 | 250.961 | 273.0725 | 259.7183 | 6.2356 | 28.4623 | 263.6231 | 511.3263 | 8.1284 | 0 |  | 56 | 1824.5861 | 230.2964 | 233.7271 | 211.4571 | 6.2356 | 159.7404 | 224.2532 | 312.8459 | 7.4767 | 0 |  | 56 | 1671.3684 | 209.7544 | 249.066 | 237.8779 | 6.2356 | 41.3384 | 200.0729 | 316.7687 | 7.0718 | 0 |  | 56 | 1673.327 | 206.284 | 222.6842 | 226.1578 | 6.2356 | 115.9874 | 199.0516 | 229.8856 | 7.0753 | 0
|  | 57 | 1909.9006 | 249.9236 | 271.9082 | 259.2863 | 6.2356 | 28.451 | 262.6175 | 508.7132 | 8.1284 | 0 |  | 57 | 1816.2175 | 229.49 | 232.1042 | 211.147 | 6.2356 | 159.4111 | 223.4207 | 311.2168 | 7.4767 | 0 |  | 57 | 1663.6382 | 208.7445 | 247.8115 | 237.4975 | 6.2356 | 41.3287 | 199.2996 | 315.0798 | 7.0718 | 0 |  | 57 | 1665.6421 | 205.4974 | 221.2105 | 225.8039 | 6.2356 | 115.9876 | 198.291 | 228.7333 | 7.0753 | 0
|  | 58 | 1901.7101 | 248.5682 | 269.9744 | 258.8505 | 6.2356 | 28.44 | 261.6193 | 506.1231 | 8.1284 | 0 |  | 58 | 1808.119 | 228.5838 | 230.33 | 210.8179 | 6.2356 | 159.0821 | 222.596 | 309.5956 | 7.4767 | 0 |  | 58 | 1655.9618 | 208.1586 | 246.092 | 237.1042 | 6.2356 | 41.3195 | 198.5323 | 313.4017 | 7.0718 | 0 |  | 58 | 1657.9215 | 204.7003 | 219.7957 | 225.4373 | 6.2356 | 115.9889 | 197.5379 | 227.5801 | 7.0753 | 0
|  | 59 | 1892.7064 | 247.7404 | 268.2881 | 258.4526 | 6.2356 | 28.4292 | 260.6288 | 503.5558 | 8.1284 | 0 |  | 59 | 1799.2252 | 227.6335 | 229.3953 | 210.4887 | 6.2356 | 158.7536 | 221.7795 | 307.9826 | 7.4767 | 0 |  | 59 | 1647.7855 | 207.2759 | 245.1692 | 236.7109 | 6.2356 | 41.3107 | 197.7714 | 311.7345 | 7.0718 | 0 |  | 59 | 1649.8092 | 203.6334 | 219.0425 | 225.0706 | 6.2356 | 115.9911 | 196.7924 | 226.4266 | 7.0753 | 0
|  | 60 | 1883.3267 | 246.6095 | 267.1673 | 258.1685 | 6.2356 | 28.4187 | 259.6462 | 501.0107 | 8.1284 | 0 |  | 60 | 1790.9025 | 226.4886 | 228.052 | 210.1916 | 6.2356 | 158.4254 | 220.9712 | 306.3778 | 7.4767 | 0 |  | 60 | 1640.4393 | 206.1407 | 243.6358 | 236.3507 | 6.2356 | 41.3023 | 197.017 | 310.0784 | 7.0718 | 0 |  | 60 | 1642.1591 | 202.2366 | 218.1391 | 224.7217 | 6.2356 | 115.9941 | 196.0548 | 225.2732 | 7.0753 | 0
|  | 61 | 1873.6466 | 245.5465 | 266.2377 | 257.9256 | 6.2356 | 28.4085 | 258.6717 | 498.4876 | 8.1284 | 0 |  | 61 | 1781.4196 | 225.5781 | 227.5512 | 209.9778 | 6.2356 | 158.0976 | 220.1713 | 304.7814 | 7.4767 | 0 |  | 61 | 1631.9829 | 205.2797 | 242.845 | 236.0838 | 6.2356 | 41.2943 | 196.2693 | 308.4336 | 7.0718 | 0 |  | 61 | 1633.5913 | 201.6541 | 217.2322 | 224.4798 | 6.2356 | 115.9979 | 195.325 | 224.1205 | 7.0753 | 0
|  | 62 | 1863.7128 | 244.6533 | 265.4633 | 257.6114 | 6.2356 | 28.3985 | 257.7056 | 495.9861 | 8.1284 | 0 |  | 62 | 1771.8231 | 224.8117 | 227.0205 | 209.7633 | 6.2356 | 157.7702 | 219.3799 | 303.1935 | 7.4767 | 0 |  | 62 | 1623.6514 | 204.2881 | 242.0437 | 235.8331 | 6.2356 | 41.2865 | 195.5286 | 306.8 | 7.0718 | 0 |  | 62 | 1625.0735 | 200.8008 | 216.5559 | 224.2282 | 6.2356 | 116.0022 | 194.6034 | 222.9689 | 7.0753 | 0
|  | 63 | 1854.1325 | 243.1512 | 265.0305 | 257.2111 | 6.2356 | 28.3887 | 256.7482 | 493.5058 | 8.1284 | 0 |  | 63 | 1763.1906 | 223.4952 | 226.1725 | 209.4523 | 6.2356 | 157.4431 | 218.5971 | 301.6143 | 7.4767 | 0 |  | 63 | 1614.9326 | 203.7776 | 241.274 | 235.4571 | 6.2356 | 41.2791 | 194.795 | 305.178 | 7.0718 | 0 |  | 63 | 1616.5196 | 200.2291 | 215.7338 | 223.8767 | 6.2356 | 116.007 | 193.89 | 221.8188 | 7.0753 | 0
|  | 64 | 1845.0148 | 242.4119 | 263.3092 | 256.8737 | 6.2356 | 28.3791 | 255.7997 | 491.0463 | 8.1284 | 0 |  | 64 | 1754.5063 | 222.3121 | 225.2192 | 209.165 | 6.2356 | 157.1164 | 217.8232 | 300.0438 | 7.4767 | 0 |  | 64 | 1606.7572 | 202.6871 | 240.4844 | 235.1376 | 6.2356 | 41.272 | 194.0688 | 303.5676 | 7.0718 | 0 |  | 64 | 1608.2545 | 198.9866 | 215.264 | 223.5549 | 6.2356 | 116.0122 | 193.1851 | 220.6709 | 7.0753 | 0
|  | 65 | 1836.1128 | 241.3435 | 262.1132 | 256.5358 | 6.2356 | 28.3696 | 254.8603 | 488.6073 | 8.1284 | 0 |  | 65 | 1745.4758 | 221.3935 | 224.2851 | 208.9402 | 6.2356 | 156.7899 | 217.0582 | 298.4824 | 7.4767 | 0 |  | 65 | 1598.4684 | 202.0438 | 239.3358 | 234.8433 | 6.2356 | 41.265 | 193.3501 | 301.969 | 7.0718 | 0 |  | 65 | 1599.6147 | 198.4563 | 214.3962 | 223.2937 | 6.2356 | 116.0176 | 192.4886 | 219.5256 | 7.0753 | 0
|  | 66 | 1828.2596 | 240.4192 | 261.3209 | 256.1551 | 6.2356 | 28.3603 | 253.9302 | 486.1885 | 8.1284 | 0 |  | 66 | 1738.0108 | 220.724 | 223.0289 | 208.6675 | 6.2356 | 156.4638 | 216.3023 | 296.93 | 7.4767 | 0 |  | 66 | 1591.9201 | 201.3041 | 238.2647 | 234.5085 | 6.2356 | 41.2583 | 192.6393 | 300.3824 | 7.0718 | 0 |  | 66 | 1592.8509 | 197.5715 | 213.4427 | 222.9868 | 6.2356 | 116.0231 | 191.8009 | 218.3833 | 7.0753 | 0
|  | 67 | 1820.2508 | 239.6921 | 260.4577 | 255.8036 | 6.2356 | 28.3512 | 253.0099 | 483.7893 | 8.1284 | 0 |  | 67 | 1731.0684 | 219.9248 | 221.7943 | 208.4064 | 6.2356 | 156.138 | 215.5556 | 295.3868 | 7.4767 | 0 |  | 67 | 1585.3909 | 200.6616 | 237.0922 | 234.1961 | 6.2356 | 41.2517 | 191.9364 | 298.8078 | 7.0718 | 0 |  | 67 | 1586.8964 | 196.6832 | 212.0041 | 222.6951 | 6.2356 | 116.0287 | 191.122 | 217.2447 | 7.0753 | 0
|  | 68 | 1812.3844 | 238.7617 | 259.6967 | 255.4109 | 6.2356 | 28.3421 | 252.0994 | 481.4096 | 8.1284 | 0 |  | 68 | 1723.3722 | 219.2218 | 221.2594 | 208.1032 | 6.2356 | 155.8124 | 214.8184 | 293.8529 | 7.4767 | 0 |  | 68 | 1578.5965 | 199.9112 | 236.3405 | 233.836 | 6.2356 | 41.2453 | 191.2416 | 297.2454 | 7.0718 | 0 |  | 68 | 1579.6545 | 196.1461 | 211.5456 | 222.3595 | 6.2356 | 116.0342 | 190.4521 | 216.11 | 7.0753 | 0
|  | 69 | 1804.3734 | 238.0809 | 258.8248 | 255.0241 | 6.2356 | 28.3332 | 251.1991 | 479.0489 | 8.1284 | 0 |  | 69 | 1716.1415 | 218.1371 | 220.6243 | 207.8163 | 6.2356 | 155.4871 | 214.0906 | 292.3286 | 7.4767 | 0 |  | 69 | 1571.715 | 199.0523 | 235.771 | 233.4894 | 6.2356 | 41.2389 | 190.5553 | 295.6953 | 7.0718 | 0 |  | 69 | 1572.6894 | 195.4599 | 210.9496 | 222.0336 | 6.2356 | 116.0395 | 189.7914 | 214.98 | 7.0753 | 0
|  | 70 | 1797.3458 | 236.5189 | 257.8507 | 254.6372 | 6.2356 | 28.3244 | 250.3091 | 476.7068 | 8.1284 | 0 |  | 70 | 1709.047 | 216.8899 | 220.0157 | 207.5294 | 6.2356 | 155.162 | 213.3725 | 290.8139 | 7.4767 | 0 |  | 70 | 1565.2991 | 197.7596 | 235.1698 | 233.1428 | 6.2356 | 41.2326 | 189.8775 | 294.1578 | 7.0718 | 0 |  | 70 | 1566.757 | 193.9751 | 210.1121 | 221.7151 | 6.2356 | 116.0445 | 189.1399 | 213.8549 | 7.0753 | 0
|  | 71 | 1789.584 | 235.7146 | 256.8531 | 254.2504 | 6.2356 | 28.3156 | 249.4298 | 474.3831 | 8.1284 | 0 |  | 71 | 1701.9071 | 215.8801 | 219.2151 | 207.2425 | 6.2356 | 154.8372 | 212.6643 | 289.309 | 7.4767 | 0 |  | 71 | 1558.6773 | 196.8735 | 234.3676 | 232.7961 | 6.2356 | 41.2263 | 189.2086 | 292.6328 | 7.0718 | 0 |  | 71 | 1559.826 | 193.1229 | 209.6405 | 221.3967 | 6.2356 | 116.0491 | 188.4979 | 212.7354 | 7.0753 | 0
|  | 72 | 1781.8366 | 234.5359 | 256.2155 | 253.8635 | 6.2356 | 28.3069 | 248.5614 | 472.0772 | 8.1284 | 0 |  | 72 | 1694.3858 | 214.952 | 218.714 | 206.9556 | 6.2356 | 154.5126 | 211.966 | 287.814 | 7.4767 | 0 |  | 72 | 1551.6593 | 196.2353 | 233.714 | 232.4495 | 6.2356 | 41.22 | 188.5487 | 291.1207 | 7.0718 | 0 |  | 72 | 1552.9757 | 192.2339 | 209.1251 | 221.0782 | 6.2356 | 116.0531 | 187.8655 | 211.6219 | 7.0753 | 0
|  | 73 | 1773.9279 | 233.7494 | 255.3471 | 253.4766 | 6.2356 | 28.2982 | 247.7041 | 469.7889 | 8.1284 | 0 |  | 73 | 1686.7377 | 214.2779 | 218.0859 | 206.6687 | 6.2356 | 154.1882 | 211.2778 | 286.329 | 7.4767 | 0 |  | 73 | 1544.7945 | 195.4361 | 233.0681 | 232.1028 | 6.2356 | 41.2136 | 187.898 | 289.6215 | 7.0718 | 0 |  | 73 | 1546.0983 | 191.5229 | 208.4589 | 220.7598 | 6.2356 | 116.0564 | 187.2429 | 210.515 | 7.0753 | 0
|  | 74 | 1765.5813 | 233.2464 | 254.633 | 253.0898 | 6.2356 | 28.2895 | 246.8582 | 467.5178 | 8.1284 | 0 |  | 74 | 1679.2933 | 213.6802 | 217.1775 | 206.3818 | 6.2356 | 153.864 | 210.5998 | 284.8542 | 7.4767 | 0 |  | 74 | 1537.8534 | 194.9062 | 232.2291 | 231.7562 | 6.2356 | 41.2072 | 187.2567 | 288.1353 | 7.0718 | 0 |  | 74 | 1539.102 | 191.0467 | 207.6768 | 220.4413 | 6.2356 | 116.059 | 186.6301 | 209.415 | 7.0753 | 0
|  | 75 | 1757.3538 | 232.6343 | 253.9088 | 252.7029 | 6.2356 | 28.2809 | 246.024 | 465.2635 | 8.1284 | 0 |  | 75 | 1671.7241 | 213.0128 | 216.4638 | 206.0949 | 6.2356 | 153.5399 | 209.9323 | 283.3898 | 7.4767 | 0 |  | 75 | 1530.103 | 194.7816 | 231.7943 | 231.4096 | 6.2356 | 41.2007 | 186.625 | 286.6623 | 7.0718 | 0 |  | 75 | 1531.7128 | 190.6399 | 207.2179 | 220.1229 | 6.2356 | 116.0607 | 186.0274 | 208.3225 | 7.0753 | 0
|  | 76 | 1748.7675 | 232.24 | 253.3076 | 252.3342 | 6.2356 | 28.2722 | 245.2016 | 463.0256 | 8.1284 | 0 |  | 76 | 1663.61 | 212.6257 | 216.0145 | 205.808 | 6.2356 | 153.216 | 209.2753 | 281.9358 | 7.4767 | 0 |  | 76 | 1523.266 | 194.3236 | 230.7761 | 231.0661 | 6.2356 | 41.194 | 186.0032 | 285.2027 | 7.0718 | 0 |  | 76 | 1524.5394 | 190.2288 | 206.5478 | 219.8044 | 6.2356 | 116.0615 | 185.4348 | 207.238 | 7.0753 | 0
|  | 77 | 1740.2496 | 231.8197 | 252.6866 | 251.9429 | 6.2356 | 28.2635 | 244.3913 | 460.8039 | 8.1284 | 0 |  | 77 | 1655.7628 | 212.2846 | 215.2555 | 205.5181 | 6.2356 | 152.8923 | 208.629 | 280.4924 | 7.4767 | 0 |  | 77 | 1516.5107 | 193.5772 | 229.9663 | 230.7211 | 6.2356 | 41.1871 | 185.3915 | 283.7566 | 7.0718 | 0 |  | 77 | 1517.725 | 189.8658 | 205.4672 | 219.4892 | 6.2356 | 116.0611 | 184.8526 | 206.162 | 7.0753 | 0
|  | 78 | 1732.1511 | 231.1585 | 251.7869 | 251.6518 | 6.2356 | 28.2547 | 243.5935 | 458.5978 | 8.1284 | 0 |  | 78 | 1648.0442 | 211.5465 | 214.6839 | 205.3091 | 6.2356 | 152.5687 | 207.9935 | 279.0598 | 7.4767 | 0 |  | 78 | 1508.8771 | 193.2915 | 229.5019 | 230.4482 | 6.2356 | 41.18 | 184.7899 | 282.3241 | 7.0718 | 0 |  | 78 | 1510.2556 | 189.546 | 204.9645 | 219.2079 | 6.2356 | 116.0595 | 184.2809 | 205.0949 | 7.0753 | 0
|  | 79 | 1723.5346 | 230.601 | 251.3723 | 251.2898 | 6.2356 | 28.2458 | 242.8083 | 456.4072 | 8.1284 | 0 |  | 79 | 1640.403 | 210.9206 | 213.9763 | 205.0465 | 6.2356 | 152.2452 | 207.3689 | 277.638 | 7.4767 | 0 |  | 79 | 1501.481 | 192.9106 | 228.9454 | 230.1252 | 6.2356 | 41.1727 | 184.1989 | 280.9053 | 7.0718 | 0 |  | 79 | 1502.809 | 189.1261 | 204.5548 | 218.911 | 6.2356 | 116.0565 | 183.7199 | 204.0373 | 7.0753 | 0
|  | 80 | 1715.5324 | 229.7885 | 250.569 | 250.9573 | 6.2356 | 28.2369 | 242.0359 | 454.2315 | 8.1284 | 0 |  | 80 | 1632.8366 | 209.9959 | 213.4753 | 204.8013 | 6.2356 | 151.9218 | 206.7555 | 276.2273 | 7.4767 | 0 |  | 80 | 1494.4981 | 192.1104 | 228.368 | 229.8291 | 6.2356 | 41.1651 | 183.6185 | 279.5005 | 7.0718 | 0 |  | 80 | 1495.8307 | 188.1977 | 204.1758 | 218.6236 | 6.2356 | 116.0521 | 183.1696 | 202.9896 | 7.0753 | 0
|  | 81 | 1707.8994 | 228.8841 | 249.5199 | 250.5932 | 6.2356 | 28.2278 | 241.2767 | 452.0704 | 8.1284 | 0 |  | 81 | 1625.4697 | 208.9677 | 212.8951 | 204.5392 | 6.2356 | 151.5985 | 206.1534 | 274.8277 | 7.4767 | 0 |  | 81 | 1487.6145 | 191.4133 | 227.6165 | 229.5047 | 6.2356 | 41.1571 | 183.049 | 278.1097 | 7.0718 | 0 |  | 81 | 1488.3214 | 187.7944 | 203.8135 | 218.3253 | 6.2356 | 116.0462 | 182.6302 | 201.9524 | 7.0753 | 0
|  | 82 | 1700.1943 | 227.7886 | 248.7341 | 250.2291 | 6.2356 | 28.2187 | 240.5308 | 449.9236 | 8.1284 | 0 |  | 82 | 1617.7605 | 208.5577 | 212.0414 | 204.2749 | 6.2356 | 151.2753 | 205.5627 | 273.4395 | 7.4767 | 0 |  | 82 | 1481.1912 | 190.3604 | 226.7606 | 229.1802 | 6.2356 | 41.1488 | 182.4905 | 276.7331 | 7.0718 | 0 |  | 82 | 1482.0836 | 186.5335 | 203.0372 | 218.027 | 6.2356 | 116.0386 | 182.102 | 200.926 | 7.0753 | 0
|  | 83 | 1692.2807 | 226.7375 | 248.1123 | 249.865 | 6.2356 | 28.2094 | 239.7986 | 447.7907 | 8.1284 | 0 |  | 83 | 1610.3405 | 207.6257 | 211.4204 | 204.0106 | 6.2356 | 150.9521 | 204.9835 | 272.0626 | 7.4767 | 0 |  | 83 | 1473.9191 | 189.791 | 226.2701 | 228.8558 | 6.2356 | 41.1402 | 181.9434 | 275.3709 | 7.0718 | 0 |  | 83 | 1474.9688 | 185.84 | 202.5706 | 217.7288 | 6.2356 | 116.0292 | 181.585 | 199.9111 | 7.0753 | 0
|  | 84 | 1684.1585 | 225.9269 | 247.4588 | 249.5009 | 6.2356 | 28.1999 | 239.0803 | 445.6713 | 8.1284 | 0 |  | 84 | 1602.3236 | 207.229 | 210.8609 | 203.7463 | 6.2356 | 150.629 | 204.416 | 270.6973 | 7.4767 | 0 |  | 84 | 1466.9902 | 188.9565 | 225.7013 | 228.5314 | 6.2356 | 41.1311 | 181.4077 | 274.0231 | 7.0718 | 0 |  | 84 | 1468.0406 | 185.1176 | 201.9464 | 217.4305 | 6.2356 | 116.0179 | 181.0794 | 198.9081 | 7.0753 | 0
|  | 85 | 1676.0323 | 225.304 | 246.6214 | 249.1367 | 6.2356 | 28.1902 | 238.3761 | 443.565 | 8.1284 | 0 |  | 85 | 1594.5032 | 206.6778 | 210.2596 | 203.482 | 6.2356 | 150.3059 | 203.8603 | 269.3438 | 7.4767 | 0 |  | 85 | 1460.2672 | 188.1318 | 224.9168 | 228.2069 | 6.2356 | 41.1216 | 180.8838 | 272.6899 | 7.0718 | 0 |  | 85 | 1461.0558 | 184.3823 | 201.3915 | 217.1323 | 6.2356 | 116.0046 | 180.5853 | 197.9175 | 7.0753 | 0
|  | 86 | 1667.8156 | 224.3877 | 246.1679 | 248.7726 | 6.2356 | 28.1804 | 237.6863 | 441.4716 | 8.1284 | 0 |  | 86 | 1587.0915 | 205.7861 | 209.59 | 203.2177 | 6.2356 | 149.9828 | 203.3167 | 268.0021 | 7.4767 | 0 |  | 86 | 1453.0894 | 187.5561 | 224.3383 | 227.8825 | 6.2356 | 41.1115 | 180.3717 | 271.3715 | 7.0718 | 0 |  | 86 | 1453.9927 | 183.761 | 200.801 | 216.834 | 6.2356 | 115.9891 | 180.1029 | 196.9398 | 7.0753 | 0
|  | 87 | 1660.2754 | 223.1882 | 245.3213 | 248.4085 | 6.2356 | 28.1703 | 237.0111 | 439.3905 | 8.1284 | 0 |  | 87 | 1579.9975 | 204.5324 | 208.9647 | 202.9535 | 6.2356 | 149.6598 | 202.7851 | 266.6724 | 7.4767 | 0 |  | 87 | 1446.0541 | 186.7101 | 223.8874 | 227.558 | 6.2356 | 41.101 | 179.8718 | 270.068 | 7.0718 | 0 |  | 87 | 1447.4476 | 182.748 | 200.0842 | 216.5358 | 6.2356 | 115.9714 | 179.6323 | 195.9754 | 7.0753 | 0
|  | 88 | 1652.2798 | 222.3557 | 244.5629 | 248.0444 | 6.2356 | 28.16 | 236.3507 | 437.3216 | 8.1284 | 0 |  | 88 | 1572.6471 | 203.5049 | 208.3696 | 202.6892 | 6.2356 | 149.3367 | 202.2659 | 265.3548 | 7.4767 | 0 |  | 88 | 1439.474 | 185.8241 | 223.0215 | 227.2336 | 6.2356 | 41.0899 | 179.3842 | 268.7796 | 7.0718 | 0 |  | 88 | 1440.3431 | 182.1494 | 199.5124 | 216.2375 | 6.2356 | 115.9514 | 179.1737 | 195.0249 | 7.0753 | 0
|  | 89 | 1644.8496 | 221.0327 | 243.7297 | 247.6803 | 6.2356 | 28.1495 | 235.7055 | 435.2643 | 8.1284 | 0 |  | 89 | 1565.5564 | 202.4674 | 207.5248 | 202.4249 | 6.2356 | 149.0136 | 201.759 | 264.0495 | 7.4767 | 0 |  | 89 | 1432.7154 | 185.1121 | 222.1599 | 226.9091 | 6.2356 | 41.0782 | 178.9091 | 267.5063 | 7.0718 | 0 |  | 89 | 1433.5314 | 181.4678 | 198.7308 | 215.9393 | 6.2356 | 115.9289 | 178.7273 | 194.0888 | 7.0753 | 0
|  | 90 | 1637.2231 | 219.8525 | 242.9498 | 247.3162 | 6.2356 | 28.1387 | 235.0757 | 433.2183 | 8.1284 | 0 |  | 90 | 1558.3121 | 201.4364 | 206.8271 | 202.1606 | 6.2356 | 148.6904 | 201.2648 | 262.7566 | 7.4767 | 0 |  | 90 | 1425.824 | 184.479 | 221.3523 | 226.5847 | 6.2356 | 41.0659 | 178.4468 | 266.2483 | 7.0718 | 0 |  | 90 | 1426.7538 | 180.4937 | 198.2076 | 215.641 | 6.2356 | 115.9039 | 178.2931 | 193.1675 | 7.0753 | 0
|  | 91 | 1629.4859 | 218.8922 | 242.061 | 246.9521 | 6.2356 | 28.1276 | 234.4615 | 431.1834 | 8.1284 | 0 |  | 91 | 1550.6706 | 200.6823 | 206.2498 | 201.8963 | 6.2356 | 148.3672 | 200.7832 | 261.4762 | 7.4767 | 0 |  | 91 | 1419.1821 | 183.3864 | 220.7547 | 226.2602 | 6.2356 | 41.0529 | 177.9973 | 265.0059 | 7.0718 | 0 |  | 91 | 1420.0914 | 179.3762 | 197.7125 | 215.3427 | 6.2356 | 115.8761 | 177.8714 | 192.2615 | 7.0753 | 0
|  | 92 | 1620.8737 | 218.5974 | 241.3816 | 246.588 | 6.2356 | 28.1163 | 233.8632 | 429.159 | 8.1284 | 0 |  | 92 | 1542.7783 | 200.1244 | 205.7268 | 201.632 | 6.2356 | 148.044 | 200.3145 | 260.2085 | 7.4767 | 0 |  | 92 | 1412.4063 | 182.5114 | 220.0734 | 225.9358 | 6.2356 | 41.0393 | 177.5611 | 263.779 | 7.0718 | 0 |  | 92 | 1413.0343 | 178.7579 | 197.1131 | 215.0445 | 6.2356 | 115.8455 | 177.4622 | 191.3714 | 7.0753 | 0
|  | 93 | 1612.7727 | 217.6374 | 240.8562 | 246.2239 | 6.2356 | 28.1046 | 233.2809 | 427.1449 | 8.1284 | 0 |  | 93 | 1535.4679 | 198.919 | 205.2697 | 201.3677 | 6.2356 | 147.7206 | 199.8587 | 258.9536 | 7.4767 | 0 |  | 93 | 1405.3899 | 181.6683 | 219.6008 | 225.6114 | 6.2356 | 41.0249 | 177.1381 | 262.5678 | 7.0718 | 0 |  | 93 | 1406.2241 | 178.0755 | 196.3308 | 214.7462 | 6.2356 | 115.8121 | 177.0658 | 190.4974 | 7.0753 | 0
|  | 94 | 1604.9196 | 216.5515 | 240.2087 | 245.8598 | 6.2356 | 28.0926 | 232.7144 | 425.1411 | 8.1284 | 0 |  | 94 | 1527.8982 | 198.1703 | 204.6151 | 201.1034 | 6.2356 | 147.3973 | 199.4157 | 257.7114 | 7.4767 | 0 |  | 94 | 1398.0909 | 181.1567 | 219.0793 | 225.2869 | 6.2356 | 41.0098 | 176.7282 | 261.3722 | 7.0718 | 0 |  | 94 | 1399.3132 | 177.3278 | 195.7144 | 214.448 | 6.2356 | 115.7758 | 176.6818 | 189.6395 | 7.0753 | 0
|  | 95 | 1597.1303 | 215.6632 | 239.3481 | 245.4474 | 6.2356 | 28.0803 | 232.1635 | 423.1478 | 8.1284 | 0 |  | 95 | 1520.4571 | 197.4296 | 203.852 | 200.811 | 6.2356 | 147.074 | 198.9852 | 256.4818 | 7.4767 | 0 |  | 95 | 1391.453 | 180.316 | 218.2534 | 224.9348 | 6.2356 | 40.994 | 176.3312 | 260.1919 | 7.0718 | 0 |  | 95 | 1392.3118 | 176.6848 | 195.1154 | 214.1183 | 6.2356 | 115.7367 | 176.31 | 188.7973 | 7.0753 | 0
|  | 96 | 1589.4687 | 214.544 | 238.5788 | 245.047 | 6.2356 | 28.0676 | 231.6279 | 421.165 | 8.1284 | 0 |  | 96 | 1513.4662 | 196.2862 | 203.0709 | 200.489 | 6.2356 | 146.7508 | 198.5669 | 255.2646 | 7.4767 | 0 |  | 96 | 1384.8847 | 179.3475 | 217.5123 | 224.5561 | 6.2356 | 40.9776 | 175.9468 | 259.0266 | 7.0718 | 0 |  | 96 | 1385.8095 | 175.5364 | 194.5442 | 213.767 | 6.2356 | 115.6948 | 175.9503 | 187.9706 | 7.0753 | 0
|  | 97 | 1581.5996 | 213.519 | 237.8765 | 244.6928 | 6.2356 | 28.0547 | 231.1073 | 419.1929 | 8.1284 | 0 |  | 97 | 1506.2161 | 195.4068 | 202.2584 | 200.1938 | 6.2356 | 146.4279 | 198.1608 | 254.0598 | 7.4767 | 0 |  | 97 | 1378.1083 | 178.6479 | 216.7104 | 224.1774 | 6.2356 | 40.9605 | 175.5748 | 257.8762 | 7.0718 | 0 |  | 97 | 1379.0534 | 174.7901 | 193.8193 | 213.421 | 6.2356 | 115.6503 | 175.6023 | 187.1592 | 7.0753 | 0
|  | 98 | 1573.7593 | 212.4114 | 237.2281 | 244.3386 | 6.2356 | 28.0415 | 230.6014 | 417.2315 | 8.1284 | 0 |  | 98 | 1498.9506 | 194.4241 | 201.5251 | 199.938 | 6.2356 | 146.1051 | 197.7664 | 252.8671 | 7.4767 | 0 |  | 98 | 1371.6868 | 177.6112 | 215.8393 | 223.8501 | 6.2356 | 40.9427 | 175.2148 | 256.7404 | 7.0718 | 0 |  | 98 | 1372.4618 | 173.8555 | 193.062 | 213.1315 | 6.2356 | 115.6032 | 175.2658 | 186.3626 | 7.0753 | 0
|  | 99 | 1565.8559 | 211.6074 | 236.321 | 244.0025 | 6.2356 | 28.0281 | 230.11 | 415.2809 | 8.1284 | 0 |  | 99 | 1491.2402 | 193.6773 | 201.0008 | 199.6822 | 6.2356 | 145.7827 | 197.3836 | 251.6866 | 7.4767 | 0 |  | 99 | 1364.6571 | 176.9066 | 215.2413 | 223.526 | 6.2356 | 40.9243 | 174.8667 | 255.619 | 7.0718 | 0 |  | 99 | 1365.5055 | 173.064 | 192.5261 | 212.842 | 6.2356 | 115.5535 | 174.9405 | 185.5807 | 7.0753 | 0
|  | 100 | 1557.8407 | 210.6825 | 235.6156 | 243.6975 | 6.2356 | 28.0143 | 229.6328 | 413.3414 | 8.1284 | 0 |  | 100 | 1483.4918 | 193.1011 | 200.3383 | 199.4321 | 6.2356 | 145.4607 | 197.0121 | 250.5179 | 7.4767 | 0 |  | 100 | 1357.4667 | 176.193 | 214.7978 | 223.2169 | 6.2356 | 40.9053 | 174.5302 | 254.5118 | 7.0718 | 0 |  | 100 | 1358.0605 | 172.7293 | 192.0029 | 212.5718 | 6.2356 | 115.5013 | 174.6263 | 184.8131 | 7.0753 | 0
|  | 101 | 1549.8329 | 209.9097 | 234.7555 | 243.3877 | 6.2356 | 28.0002 | 229.1695 | 411.4128 | 8.1284 | 0 |  | 101 | 1475.4111 | 192.5187 | 200.019 | 199.1771 | 6.2356 | 145.1392 | 196.6516 | 249.3611 | 7.4767 | 0 |  | 101 | 1350.5475 | 175.4412 | 214.1134 | 222.9157 | 6.2356 | 40.8857 | 174.2051 | 253.4186 | 7.0718 | 0 |  | 101 | 1351.1375 | 171.9388 | 191.4236 | 212.2913 | 6.2356 | 115.4467 | 174.3228 | 184.0597 | 7.0753 | 0
|  | 102 | 1541.5483 | 209.2817 | 234.0512 | 243.0541 | 6.2356 | 27.9859 | 228.7198 | 409.4955 | 8.1284 | 0 |  | 102 | 1468.5715 | 191.4975 | 198.9051 | 198.9144 | 6.2356 | 144.8182 | 196.3021 | 248.216 | 7.4767 | 0 |  | 102 | 1343.8069 | 174.6718 | 213.2587 | 222.6238 | 6.2356 | 40.8655 | 173.8911 | 252.339 | 7.0718 | 0 |  | 102 | 1344.0493 | 171.3204 | 190.8414 | 212.0069 | 6.2356 | 115.3898 | 174.0299 | 183.32 | 7.0753 | 0
|  | 103 | 1533.5437 | 208.2521 | 233.4683 | 242.7206 | 6.2356 | 27.9714 | 228.2834 | 407.5894 | 8.1284 | 0 |  | 103 | 1461.1305 | 190.4803 | 198.3742 | 198.6663 | 6.2356 | 144.4978 | 195.9631 | 247.0825 | 7.4767 | 0 |  | 103 | 1336.5777 | 174.1951 | 212.6135 | 222.3185 | 6.2356 | 40.8447 | 173.5879 | 251.273 | 7.0718 | 0 |  | 103 | 1337.2429 | 170.5265 | 190.142 | 211.7336 | 6.2356 | 115.3305 | 173.7472 | 182.5939 | 7.0753 | 0
|  | 104 | 1525.8039 | 207.4907 | 232.3516 | 242.3879 | 6.2356 | 27.9565 | 227.8601 | 405.6947 | 8.1284 | 0 |  | 104 | 1453.7594 | 189.7285 | 197.508 | 198.4182 | 6.2356 | 144.1781 | 195.6345 | 245.9604 | 7.4767 | 0 |  | 104 | 1329.8809 | 173.3864 | 211.7678 | 222.0132 | 6.2356 | 40.8234 | 173.2954 | 250.2203 | 7.0718 | 0 |  | 104 | 1330.8327 | 169.701 | 189.0779 | 211.4602 | 6.2356 | 115.269 | 173.4746 | 181.881 | 7.0753 | 0
|  | 105 | 1518.1802 | 206.3889 | 231.4529 | 242.0616 | 6.2356 | 27.9414 | 227.4496 | 403.8114 | 8.1284 | 0 |  | 105 | 1446.3248 | 188.9031 | 196.7789 | 198.17 | 6.2356 | 143.8591 | 195.316 | 244.8497 | 7.4767 | 0 |  | 105 | 1323.1607 | 172.6202 | 210.8953 | 221.7155 | 6.2356 | 40.8015 | 173.0132 | 249.1806 | 7.0718 | 0 |  | 105 | 1324.124 | 168.688 | 188.4989 | 211.1876 | 6.2356 | 115.2053 | 173.2117 | 181.1812 | 7.0753 | 0
|  | 106 | 1510.9766 | 205.4739 | 230.5058 | 241.7377 | 6.2356 | 27.9261 | 227.0516 | 401.9398 | 8.1284 | 0 |  | 106 | 1439.3239 | 188.0369 | 195.8589 | 197.9251 | 6.2356 | 143.5409 | 195.0075 | 243.7502 | 7.4767 | 0 |  | 106 | 1316.8709 | 171.67 | 210.0667 | 221.4213 | 6.2356 | 40.7791 | 172.7411 | 248.1537 | 7.0718 | 0 |  | 106 | 1317.7538 | 167.8442 | 187.5967 | 210.9196 | 6.2356 | 115.1395 | 172.9584 | 180.494 | 7.0753 | 0
|  | 107 | 1504.3316 | 204.2626 | 229.3095 | 241.4161 | 6.2356 | 27.9105 | 226.6659 | 400.0798 | 8.1284 | 0 |  | 107 | 1432.7819 | 187.0341 | 194.9272 | 197.6804 | 6.2356 | 143.2236 | 194.7085 | 242.6617 | 7.4767 | 0 |  | 107 | 1310.4957 | 171.0795 | 209.1665 | 221.1262 | 6.2356 | 40.7562 | 172.4788 | 247.1395 | 7.0718 | 0 |  | 107 | 1311.3735 | 167.1091 | 186.8858 | 210.6516 | 6.2356 | 115.0716 | 172.7143 | 179.8192 | 7.0753 | 0
|  | 108 | 1496.9513 | 203.3895 | 228.5121 | 241.0926 | 6.2356 | 27.8947 | 226.2921 | 398.2316 | 8.1284 | 0 |  | 108 | 1426.0865 | 186.114 | 194.0667 | 197.4352 | 6.2356 | 142.9072 | 194.419 | 241.5842 | 7.4767 | 0 |  | 108 | 1304.1264 | 170.418 | 208.3298 | 220.8325 | 6.2356 | 40.7328 | 172.2262 | 246.1376 | 7.0718 | 0 |  | 108 | 1304.9393 | 166.2835 | 186.32 | 210.3828 | 6.2356 | 115.0017 | 172.4794 | 179.1566 | 7.0753 | 0
|  | 109 | 1489.6833 | 202.7191 | 227.4096 | 240.7592 | 6.2356 | 27.8787 | 225.93 | 396.3953 | 8.1284 | 0 |  | 109 | 1419.1772 | 185.4255 | 193.1897 | 197.1888 | 6.2356 | 142.5919 | 194.1386 | 240.5176 | 7.4767 | 0 |  | 109 | 1297.9736 | 169.5442 | 207.4889 | 220.5388 | 6.2356 | 40.709 | 171.9829 | 245.1479 | 7.0718 | 0 |  | 109 | 1298.4943 | 165.5734 | 185.6498 | 210.114 | 6.2356 | 114.9299 | 172.2532 | 178.5058 | 7.0753 | 0
|  | 110 | 1482.2697 | 201.6288 | 226.8749 | 240.4235 | 6.2356 | 27.8624 | 225.5793 | 394.571 | 8.1284 | 0 |  | 110 | 1412.1736 | 184.5293 | 192.644 | 196.9131 | 6.2356 | 142.2776 | 193.8672 | 239.4616 | 7.4767 | 0 |  | 110 | 1291.5108 | 168.8249 | 206.8351 | 220.2136 | 6.2356 | 40.6846 | 171.7487 | 244.1701 | 7.0718 | 0 |  | 110 | 1292.0756 | 164.7842 | 185.0614 | 209.8159 | 6.2356 | 114.8562 | 172.0356 | 177.8666 | 7.0753 | 0
|  | 111 | 1474.5694 | 200.8704 | 226.2738 | 240.1091 | 6.2356 | 27.8459 | 225.2398 | 392.7588 | 8.1284 | 0 |  | 111 | 1404.9839 | 183.9537 | 191.9326 | 196.6685 | 6.2356 | 141.9645 | 193.6045 | 238.4162 | 7.4767 | 0 |  | 111 | 1285.3829 | 167.9499 | 205.9662 | 219.9241 | 6.2356 | 40.6598 | 171.5234 | 243.204 | 7.0718 | 0 |  | 111 | 1285.8405 | 163.8805 | 184.3736 | 209.5483 | 6.2356 | 114.7806 | 171.8262 | 177.2388 | 7.0753 | 0
|  | 112 | 1467.3824 | 200.0426 | 225.2288 | 239.7947 | 6.2356 | 27.8292 | 224.911 | 390.9588 | 8.1284 | 0 |  | 112 | 1398.2012 | 182.9234 | 191.2645 | 196.4284 | 6.2356 | 141.6526 | 193.3502 | 237.3813 | 7.4767 | 0 |  | 112 | 1278.6903 | 167.3156 | 205.4181 | 219.638 | 6.2356 | 40.6346 | 171.3067 | 242.2494 | 7.0718 | 0 |  | 112 | 1279.49 | 163.1486 | 183.6239 | 209.2862 | 6.2356 | 114.7034 | 171.625 | 176.6219 | 7.0753 | 0
|  | 113 | 1459.3133 | 199.628 | 224.6526 | 239.4803 | 6.2356 | 27.8122 | 224.5929 | 389.1712 | 8.1284 | 0 |  | 113 | 1390.6614 | 182.4692 | 190.7773 | 196.1883 | 6.2356 | 141.3419 | 193.1042 | 236.3567 | 7.4767 | 0 |  | 113 | 1271.9268 | 166.5973 | 205.0249 | 219.3519 | 6.2356 | 40.609 | 171.0984 | 241.3061 | 7.0718 | 0 |  | 113 | 1272.5331 | 162.5564 | 183.3408 | 209.024 | 6.2356 | 114.6244 | 171.4315 | 176.0158 | 7.0753 | 0
|  | 114 | 1451.0485 | 199.0998 | 224.3857 | 239.166 | 6.2356 | 27.7951 | 224.285 | 387.3959 | 8.1284 | 0 |  | 114 | 1383.5617 | 181.5892 | 190.2758 | 195.9482 | 6.2356 | 141.0327 | 192.8661 | 235.3423 | 7.4767 | 0 |  | 114 | 1265.0804 | 165.9756 | 204.6179 | 219.0658 | 6.2356 | 40.5829 | 170.8981 | 240.3737 | 7.0718 | 0 |  | 114 | 1265.5481 | 161.9947 | 183.0554 | 208.7619 | 6.2356 | 114.5438 | 171.2457 | 175.4202 | 7.0753 | 0
|  | 115 | 1443.5733 | 198.1093 | 223.7916 | 238.8516 | 6.2356 | 27.7778 | 223.9872 | 385.6332 | 8.1284 | 0 |  | 115 | 1376.2311 | 180.7456 | 189.9689 | 195.7081 | 6.2356 | 140.7248 | 192.6357 | 234.338 | 7.4767 | 0 |  | 115 | 1258.2172 | 165.3301 | 204.2516 | 218.7797 | 6.2356 | 40.5565 | 170.7057 | 239.4522 | 7.0718 | 0 |  | 115 | 1258.322 | 161.6404 | 182.8036 | 208.4997 | 6.2356 | 114.4616 | 171.0671 | 174.8348 | 7.0753 | 0
|  | 116 | 1436.3052 | 197.0113 | 223.0978 | 238.5372 | 6.2356 | 27.7602 | 223.6991 | 383.883 | 8.1284 | 0 |  | 116 | 1368.9784 | 179.8859 | 189.6002 | 195.468 | 6.2356 | 140.4185 | 192.4129 | 233.3437 | 7.4767 | 0 |  | 116 | 1251.4269 | 164.7003 | 203.7966 | 218.4936 | 6.2356 | 40.5297 | 170.521 | 238.5413 | 7.0718 | 0 |  | 116 | 1251.3006 | 161.3256 | 182.3078 | 208.2376 | 6.2356 | 114.3779 | 170.8957 | 174.2593 | 7.0753 | 0
|  | 117 | 1428.2024 | 196.5318 | 222.6202 | 238.2228 | 6.2356 | 27.7425 | 223.4205 | 382.1456 | 8.1284 | 0 |  | 117 | 1361.5652 | 179.4038 | 189.0144 | 195.2279 | 6.2356 | 140.1137 | 192.1973 | 232.3592 | 7.4767 | 0 |  | 117 | 1244.6434 | 164.3137 | 203.0917 | 218.2075 | 6.2356 | 40.5025 | 170.3435 | 237.6407 | 7.0718 | 0 |  | 117 | 1244.5051 | 160.9962 | 181.6005 | 207.9754 | 6.2356 | 114.2927 | 170.731 | 173.6934 | 7.0753 | 0
|  | 118 | 1420.5554 | 195.6277 | 222.1115 | 237.9084 | 6.2356 | 27.7246 | 223.151 | 380.4211 | 8.1284 | 0 |  | 118 | 1354.2755 | 178.8452 | 188.3816 | 194.9878 | 6.2356 | 139.8105 | 191.9887 | 231.3844 | 7.4767 | 0 |  | 118 | 1237.8611 | 163.6439 | 202.6687 | 217.9214 | 6.2356 | 40.475 | 170.1732 | 236.7502 | 7.0718 | 0 |  | 118 | 1238.2344 | 160.0586 | 180.9767 | 207.7133 | 6.2356 | 114.2062 | 170.573 | 173.1369 | 7.0753 | 0
|  | 119 | 1413.3201 | 194.7395 | 221.1752 | 237.594 | 6.2356 | 27.7065 | 222.8905 | 378.7094 | 8.1284 | 0 |  | 119 | 1346.7893 | 178.377 | 187.8549 | 194.7477 | 6.2356 | 139.509 | 191.7869 | 230.4192 | 7.4767 | 0 |  | 119 | 1231.3014 | 163.159 | 201.8383 | 217.6353 | 6.2356 | 40.4471 | 170.0098 | 235.8697 | 7.0718 | 0 |  | 119 | 1231.4542 | 159.4538 | 180.5296 | 207.4511 | 6.2356 | 114.1183 | 170.4213 | 172.5895 | 7.0753 | 0
|  | 120 | 1405.6344 | 193.949 | 220.592 | 237.279 | 6.2356 | 27.6882 | 222.6386 | 377.0108 | 8.1284 | 0 |  | 120 | 1339.9125 | 177.4886 | 187.139 | 194.5075 | 6.2356 | 139.2093 | 191.5916 | 229.4635 | 7.4767 | 0 |  | 120 | 1224.8286 | 162.5789 | 201.0163 | 217.349 | 6.2356 | 40.419 | 169.8529 | 234.9988 | 7.0718 | 0 |  | 120 | 1224.7689 | 158.8659 | 179.9707 | 207.189 | 6.2356 | 114.0292 | 170.2757 | 172.0509 | 7.0753 | 0
|  | 121 | 1398.4629 | 193.0398 | 219.6079 | 236.9696 | 6.2356 | 27.6698 | 222.3951 | 375.3254 | 8.1284 | 0 |  | 121 | 1332.8512 | 176.7412 | 186.4623 | 194.2716 | 6.2356 | 138.9114 | 191.4027 | 228.5171 | 7.4767 | 0 |  | 121 | 1218.5793 | 161.8938 | 200.0718 | 217.0668 | 6.2356 | 40.3905 | 169.7024 | 234.1374 | 7.0718 | 0 |  | 121 | 1218.2654 | 158.2365 | 179.2694 | 206.9289 | 6.2356 | 113.9388 | 170.1359 | 171.5208 | 7.0753 | 0
|  | 122 | 1390.8414 | 192.2138 | 219.0129 | 236.638 | 6.2356 | 27.6512 | 222.1596 | 373.6532 | 8.1284 | 0 |  | 122 | 1325.9413 | 175.8513 | 185.7977 | 194.0149 | 6.2356 | 138.6154 | 191.2198 | 227.5799 | 7.4767 | 0 |  | 122 | 1212.1487 | 161.0167 | 199.5167 | 216.7684 | 6.2356 | 40.3618 | 169.558 | 233.2852 | 7.0718 | 0 |  | 122 | 1211.9582 | 157.3779 | 178.6268 | 206.6431 | 6.2356 | 113.8473 | 170.0018 | 170.9989 | 7.0753 | 0
|  | 123 | 1382.9525 | 191.4769 | 218.5633 | 236.3391 | 6.2356 | 27.6324 | 221.9319 | 371.9943 | 8.1284 | 0 |  | 123 | 1318.7249 | 175.1523 | 185.2259 | 193.7808 | 6.2356 | 138.3214 | 191.0427 | 226.6518 | 7.4767 | 0 |  | 123 | 1205.5669 | 160.2806 | 198.9472 | 216.4947 | 6.2356 | 40.3328 | 169.4195 | 232.442 | 7.0718 | 0 |  | 123 | 1205.406 | 156.5387 | 178.1886 | 206.3783 | 6.2356 | 113.7547 | 169.873 | 170.485 | 7.0753 | 0
|  | 124 | 1375.1089 | 190.9713 | 217.8444 | 236.0329 | 6.2356 | 27.6135 | 221.7118 | 370.3489 | 8.1284 | 0 |  | 124 | 1311.2868 | 174.4865 | 184.8435 | 193.5459 | 6.2356 | 138.0294 | 190.8712 | 225.7326 | 7.4767 | 0 |  | 124 | 1198.8398 | 159.6813 | 198.39 | 216.2171 | 6.2356 | 40.3036 | 169.2866 | 231.6076 | 7.0718 | 0 |  | 124 | 1198.7911 | 155.8719 | 177.6341 | 206.1202 | 6.2356 | 113.6611 | 169.7493 | 169.9789 | 7.0753 | 0
|  | 125 | 1367.2708 | 190.4447 | 217.1411 | 235.7267 | 6.2356 | 27.5944 | 221.4988 | 368.7171 | 8.1284 | 0 |  | 125 | 1304.5157 | 173.7857 | 183.8291 | 193.3109 | 6.2356 | 137.7396 | 190.7051 | 224.8223 | 7.4767 | 0 |  | 125 | 1191.9986 | 159.2313 | 197.7976 | 215.9396 | 6.2356 | 40.2741 | 169.159 | 230.7817 | 7.0718 | 0 |  | 125 | 1192.714 | 155.089 | 176.6581 | 205.862 | 6.2356 | 113.5666 | 169.6305 | 169.4801 | 7.0753 | 0
|  | 126 | 1359.8935 | 189.5055 | 216.3895 | 235.4205 | 6.2356 | 27.5752 | 221.2929 | 367.0989 | 8.1284 | 0 |  | 126 | 1297.3442 | 173.1399 | 183.16 | 193.076 | 6.2356 | 137.4519 | 190.5441 | 223.9208 | 7.4767 | 3 |  | 126 | 1185.8395 | 158.2461 | 197.0584 | 215.662 | 6.2356 | 40.2444 | 169.0366 | 229.9642 | 7.0718 | 3 |  | 126 | 1186.1075 | 154.3643 | 176.1532 | 205.6039 | 6.2356 | 113.4711 | 169.5163 | 168.9885 | 7.0753 | 0
|  | 127 | 1352.4179 | 188.4505 | 215.852 | 235.1142 | 6.2356 | 27.5559 | 221.0936 | 365.4945 | 8.1284 | 0 |  | 127 | 1289.962 | 172.4263 | 182.7695 | 192.8411 | 6.2356 | 137.1664 | 190.3879 | 223.0278 | 7.4767 | 6 |  | 127 | 1178.6854 | 157.8566 | 196.7184 | 215.3845 | 6.2356 | 40.2145 | 168.919 | 229.1548 | 7.0718 | 6 |  | 127 | 1179.0041 | 154.0245 | 175.7601 | 205.3458 | 6.2356 | 113.3748 | 169.4065 | 168.5037 | 7.0753 | 0
|  | 128 | 1345.0067 | 187.8869 | 214.7588 | 234.808 | 6.2356 | 27.5364 | 220.9008 | 363.904 | 8.1284 | 0 |  | 128 | 1282.8069 | 171.6824 | 182.1822 | 192.6061 | 6.2356 | 136.8833 | 190.2364 | 222.1432 | 7.4767 | 9 |  | 128 | 1172.1792 | 157.1487 | 196.0488 | 215.1069 | 6.2356 | 40.1844 | 168.806 | 228.3533 | 7.0718 | 9 |  | 128 | 1172.5532 | 153.1964 | 175.2031 | 205.0876 | 6.2356 | 113.2777 | 169.3008 | 168.0255 | 7.0753 | 0
|  | 129 | 1337.242 | 187.2392 | 214.1031 | 234.5018 | 6.2356 | 27.5168 | 220.7141 | 362.3274 | 8.1284 | 0 |  | 129 | 1275.9989 | 170.8212 | 181.3651 | 192.3712 | 6.2356 | 136.6025 | 190.0892 | 221.2671 | 7.4767 | 13 |  | 129 | 1166.0925 | 156.3031 | 195.0975 | 214.8294 | 6.2356 | 40.1541 | 168.6973 | 227.5594 | 7.0718 | 13 |  | 129 | 1166.319 | 152.4395 | 174.3581 | 204.8295 | 6.2356 | 113.1799 | 169.199 | 167.5536 | 7.0753 | 0
|  | 130 | 1330.0735 | 186.1126 | 213.3303 | 234.1956 | 6.2356 | 27.4971 | 220.5332 | 360.7649 | 8.1284 | 0 |  | 130 | 1269.3053 | 169.9898 | 180.4038 | 192.1363 | 6.2356 | 136.3242 | 189.9462 | 220.3991 | 7.4767 | 16 |  | 130 | 1159.5322 | 155.68 | 194.3974 | 214.5518 | 6.2356 | 40.1237 | 168.5928 | 226.7729 | 7.0718 | 16 |  | 130 | 1159.8728 | 151.5495 | 173.858 | 204.5714 | 6.2356 | 113.0814 | 169.1009 | 167.0877 | 7.0753 | 0
|  | 131 | 1322.2033 | 185.5975 | 212.6475 | 233.8894 | 6.2356 | 27.4772 | 220.358 | 359.2166 | 8.1284 | 0 |  | 131 | 1261.932 | 169.4474 | 179.8332 | 191.9013 | 6.2356 | 136.0484 | 189.8071 | 219.5392 | 7.4767 | 19 |  | 131 | 1153.0387 | 155.0025 | 193.6848 | 214.2743 | 6.2356 | 40.0931 | 168.4921 | 225.9937 | 7.0718 | 19 |  | 131 | 1152.9563 | 151.0833 | 173.4046 | 204.3132 | 6.2356 | 112.9823 | 169.0061 | 166.6276 | 7.0753 | 0
|  | 132 | 1315.2548 | 184.6788 | 211.4466 | 233.5832 | 6.2356 | 27.4572 | 220.188 | 357.6826 | 8.1284 | 0 |  | 132 | 1255.0266 | 168.5073 | 179.1924 | 191.6664 | 6.2356 | 135.7752 | 189.6717 | 218.6873 | 7.4767 | 23 |  | 132 | 1146.8755 | 154.2502 | 192.7167 | 213.9967 | 6.2356 | 40.0624 | 168.3951 | 225.2214 | 7.0718 | 23 |  | 132 | 1146.4519 | 150.5395 | 172.6168 | 204.0551 | 6.2356 | 112.8827 | 168.9145 | 166.1729 | 7.0753 | 0
|  | 133 | 1307.9341 | 183.7211 | 210.657 | 233.277 | 6.2356 | 27.4372 | 220.0231 | 356.163 | 8.1284 | 0 |  | 133 | 1248.2749 | 167.6521 | 178.313 | 191.4315 | 6.2356 | 135.5046 | 189.5397 | 217.8433 | 7.4767 | 26 |  | 133 | 1140.2757 | 153.691 | 191.992 | 213.7191 | 6.2356 | 40.0315 | 168.3014 | 224.4559 | 7.0718 | 26 |  | 133 | 1140.1117 | 149.7104 | 171.9499 | 203.797 | 6.2356 | 112.7827 | 168.8258 | 165.7234 | 7.0753 | 0
|  | 134 | 1300.3928 | 183.0601 | 209.7912 | 232.9708 | 6.2356 | 27.417 | 219.8629 | 354.6579 | 8.1284 | 0 |  | 134 | 1241.1039 | 166.8501 | 177.7997 | 191.1966 | 6.2356 | 135.2367 | 189.4109 | 217.0069 | 7.4767 | 29 |  | 134 | 1133.372 | 153.1731 | 191.5301 | 213.4416 | 6.2356 | 40.0006 | 168.2108 | 223.6969 | 7.0718 | 29 |  | 134 | 1133.6397 | 149.0895 | 171.2067 | 203.5388 | 6.2356 | 112.6822 | 168.7397 | 165.2789 | 7.0753 | 0
|  | 135 | 1292.8283 | 182.3187 | 209.0291 | 232.6646 | 6.2356 | 27.3967 | 219.7071 | 353.1673 | 8.1284 | 0 |  | 135 | 1234.0338 | 166.1397 | 177.0939 | 190.9616 | 6.2356 | 134.9717 | 189.285 | 216.1782 | 7.4767 | 33 |  | 135 | 1127.1382 | 152.3607 | 190.6926 | 213.164 | 6.2356 | 39.9696 | 168.123 | 222.9443 | 7.0718 | 33 |  | 135 | 1127.1467 | 148.4594 | 170.4936 | 203.2807 | 6.2356 | 112.5813 | 168.6561 | 164.8389 | 7.0753 | 0
|  | 136 | 1285.1147 | 181.493 | 208.5003 | 232.3584 | 6.2356 | 27.3764 | 219.5556 | 351.6915 | 8.1284 | 0 |  | 136 | 1226.7004 | 165.5782 | 176.5025 | 190.7267 | 6.2356 | 134.7095 | 189.1619 | 215.3569 | 7.4767 | 36 |  | 136 | 1120.634 | 151.5896 | 190.0843 | 212.8865 | 6.2356 | 39.9385 | 168.0379 | 222.1977 | 7.0718 | 36 |  | 136 | 1120.6109 | 147.6794 | 169.9733 | 203.0226 | 6.2356 | 112.4802 | 168.5746 | 164.4033 | 7.0753 | 0
|  | 137 | 1277.2219 | 180.7254 | 208.0927 | 232.0522 | 6.2356 | 27.3559 | 219.408 | 350.2305 | 8.1284 | 0 |  | 137 | 1219.5486 | 164.7777 | 175.9685 | 190.4918 | 6.2356 | 134.4502 | 189.0413 | 214.543 | 7.4767 | 40 |  | 137 | 1113.796 | 150.993 | 189.6353 | 212.6089 | 6.2356 | 39.9074 | 167.9551 | 221.4569 | 7.0718 | 40 |  | 137 | 1113.4324 | 147.2248 | 169.7703 | 202.7644 | 6.2356 | 112.3788 | 168.495 | 163.9718 | 7.0753 | 0
|  | 138 | 1269.9885 | 179.8442 | 207.1392 | 231.746 | 6.2356 | 27.3354 | 219.264 | 348.7844 | 8.1284 | 0 |  | 138 | 1212.2688 | 164.0572 | 175.4824 | 190.2568 | 6.2356 | 134.1939 | 188.9228 | 213.7362 | 7.4767 | 43 |  | 138 | 1106.9829 | 150.4952 | 189.0627 | 212.3314 | 6.2356 | 39.8762 | 167.8745 | 220.7218 | 7.0718 | 43 |  | 138 | 1106.9025 | 146.4503 | 169.2385 | 202.5063 | 6.2356 | 112.2773 | 168.4171 | 163.5441 | 7.0753 | 0
|  | 139 | 1262.5722 | 179.0846 | 206.247 | 231.4398 | 6.2356 | 27.3148 | 219.1234 | 347.3533 | 8.1284 | 0 |  | 139 | 1205.2979 | 163.3969 | 174.6273 | 190.0219 | 6.2356 | 133.9407 | 188.8064 | 212.9366 | 7.4767 | 46 |  | 139 | 1100.8784 | 149.7891 | 187.9897 | 212.0538 | 6.2356 | 39.845 | 167.7957 | 219.9921 | 7.0718 | 46 |  | 139 | 1100.8375 | 145.6824 | 168.2353 | 202.2482 | 6.2356 | 112.1757 | 168.3406 | 163.1199 | 7.0753 | 0
|  | 140 | 1254.4339 | 178.5538 | 205.8482 | 231.1336 | 6.2356 | 27.2941 | 218.9859 | 345.9374 | 8.1284 | 0 |  | 140 | 1197.7188 | 162.8319 | 174.2852 | 189.787 | 6.2356 | 133.6907 | 188.6917 | 212.144 | 7.4767 | 50 |  | 140 | 1094.1056 | 149.208 | 187.46 | 211.7763 | 6.2356 | 39.8138 | 167.7185 | 219.2676 | 7.0718 | 50 |  | 140 | 1094.0539 | 144.9601 | 167.9051 | 201.99 | 6.2356 | 112.074 | 168.2653 | 162.699 | 7.0753 | 0
|  | 141 | 1246.9232 | 177.7479 | 205.1092 | 230.8148 | 6.2356 | 27.2734 | 218.8511 | 344.5366 | 8.1284 | 0 |  | 141 | 1190.4228 | 162.3091 | 173.6262 | 189.5434 | 6.2356 | 133.4438 | 188.5786 | 211.3582 | 7.4767 | 53 |  | 141 | 1087.1991 | 148.662 | 187.0281 | 211.4995 | 6.2356 | 39.7826 | 167.6426 | 218.5481 | 7.0718 | 53 |  | 141 | 1087.0433 | 144.6379 | 167.4116 | 201.7219 | 6.2356 | 111.9723 | 168.191 | 162.281 | 7.0753 | 0
|  | 142 | 1238.6664 | 177.3212 | 204.6869 | 230.5465 | 6.2356 | 27.2526 | 218.7189 | 343.1512 | 8.1284 | 0 |  | 142 | 1183.3098 | 161.4452 | 173.1152 | 189.3101 | 6.2356 | 133.2002 | 188.4667 | 210.5791 | 7.4767 | 56 |  | 142 | 1080.2745 | 148.0042 | 186.701 | 211.2478 | 6.2356 | 39.7515 | 167.5679 | 217.8332 | 7.0718 | 56 |  | 142 | 1080.3566 | 143.917 | 166.9732 | 201.4738 | 6.2356 | 111.8707 | 168.1173 | 161.8657 | 7.0753 | 0
|  | 143 | 1230.697 | 176.8248 | 204.0498 | 230.2752 | 6.2356 | 27.2318 | 218.589 | 341.7813 | 8.1284 | 0 |  | 143 | 1175.5843 | 161.0664 | 172.7121 | 189.0964 | 6.2356 | 132.9599 | 188.3559 | 209.8067 | 7.4767 | 60 |  | 143 | 1073.085 | 147.6409 | 186.3512 | 210.9892 | 6.2356 | 39.7203 | 167.494 | 217.1229 | 7.0718 | 60 |  | 143 | 1073.4466 | 143.5502 | 166.3858 | 201.2438 | 6.2356 | 111.7692 | 168.0441 | 161.4528 | 7.0753 | 0
|  | 144 | 1222.9921 | 176.1717 | 203.3075 | 230.0012 | 6.2356 | 27.2109 | 218.461 | 340.4268 | 8.1284 | 0 |  | 144 | 1168.5472 | 160.3837 | 171.9231 | 188.884 | 6.2356 | 132.723 | 188.2459 | 209.0407 | 7.4767 | 63 |  | 144 | 1066.6469 | 147.0543 | 185.4752 | 210.7287 | 6.2356 | 39.6893 | 167.4207 | 216.4169 | 7.0718 | 63 |  | 144 | 1066.6996 | 142.9864 | 165.8314 | 201.0146 | 6.2356 | 111.668 | 167.9711 | 161.0421 | 7.0753 | 0
|  | 145 | 1214.7584 | 175.7019 | 202.9278 | 229.71 | 6.2356 | 27.1899 | 218.3347 | 339.088 | 8.1284 | 0 |  | 145 | 1161.0845 | 159.8513 | 171.4333 | 188.6475 | 6.2356 | 132.4896 | 188.1364 | 208.281 | 7.4767 | 67 |  | 145 | 1059.7679 | 146.5447 | 184.979 | 210.4524 | 6.2356 | 39.6583 | 167.3478 | 215.7149 | 7.0718 | 67 |  | 145 | 1060.0465 | 142.3028 | 165.3221 | 200.7663 | 6.2356 | 111.5669 | 167.898 | 160.6332 | 7.0753 | 1
|  | 146 | 1206.8959 | 175.1641 | 202.2166 | 229.4474 | 6.2356 | 27.1689 | 218.2099 | 337.765 | 8.1284 | 0 |  | 146 | 1153.6183 | 159.3106 | 170.9478 | 188.4186 | 6.2356 | 132.2597 | 188.0273 | 207.5276 | 7.4767 | 70 |  | 146 | 1052.6258 | 146.2985 | 184.4617 | 210.1969 | 6.2356 | 39.6273 | 167.275 | 215.0167 | 7.0718 | 70 |  | 146 | 1052.74 | 142.0037 | 165.0789 | 200.5209 | 6.2356 | 111.4662 | 167.8246 | 160.2258 | 7.0753 | 4
|  | 147 | 1198.9314 | 174.2776 | 201.9533 | 229.1874 | 6.2356 | 27.1479 | 218.0862 | 336.4578 | 8.1284 | 0 |  | 147 | 1145.9596 | 159.015 | 170.3881 | 188.2116 | 6.2356 | 132.0335 | 187.9182 | 206.7803 | 7.4767 | 73 |  | 147 | 1045.4081 | 145.9994 | 184.0633 | 209.9509 | 6.2356 | 39.5965 | 167.2021 | 214.3222 | 7.0718 | 73 |  | 147 | 1045.6287 | 141.6905 | 164.632 | 200.298 | 6.2356 | 111.3659 | 167.7507 | 159.8198 | 7.0753 | 8
|  | 148 | 1190.7352 | 173.8174 | 201.4931 | 228.9259 | 6.2356 | 27.1269 | 217.9633 | 335.1665 | 8.1284 | 0 |  | 148 | 1138.5109 | 158.3169 | 170.0222 | 188.0029 | 6.2356 | 131.8109 | 187.809 | 206.0389 | 7.4767 | 77 |  | 148 | 1038.4554 | 145.4334 | 183.6686 | 209.7032 | 6.2356 | 39.5658 | 167.1288 | 213.631 | 7.0718 | 77 |  | 148 | 1038.8284 | 140.9594 | 164.2938 | 200.0734 | 6.2356 | 111.2661 | 167.676 | 159.4148 | 7.0753 | 12
|  | 149 | 1183.6069 | 172.5943 | 200.7085 | 228.6735 | 6.2356 | 27.1058 | 217.841 | 333.8913 | 8.1284 | 0 |  | 149 | 1131.5042 | 157.1387 | 169.6358 | 187.798 | 6.2356 | 131.5921 | 187.6994 | 205.3035 | 7.4767 | 80 |  | 149 | 1032.1758 | 144.3668 | 183.0409 | 209.4593 | 6.2356 | 39.5352 | 167.0548 | 212.943 | 7.0718 | 80 |  | 149 | 1032.5605 | 139.9786 | 163.62 | 199.8522 | 6.2356 | 111.1667 | 167.6003 | 159.0105 | 7.0753 | 15
|  | 150 | 1176.0197 | 171.641 | 200.1203 | 228.4138 | 6.2356 | 27.0847 | 217.7191 | 332.6323 | 8.1284 | 0 |  | 150 | 1124.604 | 155.9789 | 169.0845 | 187.6016 | 6.2356 | 131.3771 | 187.5891 | 204.5737 | 7.4767 | 83 |  | 150 | 1025.8114 | 143.3181 | 182.4536 | 209.2233 | 6.2356 | 39.5048 | 166.9799 | 212.2579 | 7.0718 | 83 |  | 150 | 1025.995 | 139.2644 | 162.932 | 199.6423 | 6.2356 | 111.0679 | 167.5233 | 158.6066 | 7.0753 | 19
|  | 151 | 1167.8699 | 171.1761 | 199.6083 | 228.1519 | 6.2356 | 27.0636 | 217.5971 | 331.3896 | 8.1284 | 0 |  | 151 | 1117.5342 | 155.1454 | 168.3899 | 187.3917 | 6.2356 | 131.166 | 187.478 | 203.8495 | 7.4767 | 87 |  | 151 | 1019.5014 | 142.4361 | 181.6588 | 208.9739 | 6.2356 | 39.4745 | 166.9039 | 211.5756 | 7.0718 | 87 |  | 151 | 1019.2521 | 138.6722 | 162.3161 | 199.4156 | 6.2356 | 110.9697 | 167.4448 | 158.203 | 7.0753 | 23
|  | 152 | 1160.4238 | 169.9602 | 199.1437 | 227.8901 | 6.2356 | 27.0425 | 217.475 | 330.1632 | 8.1284 | 1 |  | 152 | 1110.3086 | 154.2256 | 167.9376 | 187.1818 | 6.2356 | 130.9588 | 187.3658 | 203.1309 | 7.4767 | 90 |  | 152 | 1012.7775 | 141.9091 | 180.9229 | 208.7245 | 6.2356 | 39.4444 | 166.8265 | 210.8957 | 7.0718 | 90 |  | 152 | 1012.7547 | 137.7635 | 161.7713 | 199.1889 | 6.2356 | 110.8722 | 167.3645 | 157.7992 | 7.0753 | 26
|  | 153 | 1152.5652 | 169.1566 | 198.6787 | 227.6289 | 6.2356 | 27.0214 | 217.3523 | 328.9532 | 8.1284 | 5 |  | 153 | 1103.109 | 153.3165 | 167.4485 | 186.9719 | 6.2356 | 130.7556 | 187.2522 | 202.4175 | 7.4767 | 94 |  | 153 | 1005.8191 | 141.1883 | 180.6153 | 208.4751 | 6.2356 | 39.4145 | 166.7475 | 210.2181 | 7.0718 | 94 |  | 153 | 1005.7158 | 137.1786 | 161.4441 | 198.9623 | 6.2356 | 110.7755 | 167.2822 | 157.3951 | 7.0753 | 30
|  | 154 | 1145.6329 | 167.8344 | 197.7961 | 227.3775 | 6.2356 | 27.0003 | 217.2288 | 327.7599 | 8.1284 | 9 |  | 154 | 1095.8924 | 152.482 | 166.8892 | 186.7744 | 6.2356 | 130.5566 | 187.1371 | 201.7094 | 7.4767 | 97 |  | 154 | 999.0709 | 140.402 | 180.1503 | 208.2384 | 6.2356 | 39.3848 | 166.6666 | 209.5425 | 7.0718 | 97 |  | 154 | 999.042 | 136.2714 | 161.0614 | 198.7483 | 6.2356 | 110.6795 | 167.1976 | 156.9904 | 7.0753 | 34
|  | 155 | 1138.213 | 166.7777 | 197.1401 | 227.1216 | 6.2356 | 26.9792 | 217.1042 | 326.5833 | 8.1284 | 12 |  | 155 | 1088.5152 | 151.7717 | 166.3728 | 186.5706 | 6.2356 | 130.3617 | 187.0201 | 201.0065 | 7.4767 | 100 |  | 155 | 992.1759 | 139.599 | 179.8553 | 207.9952 | 6.2356 | 39.3553 | 166.5835 | 208.8687 | 7.0718 | 100 |  | 155 | 992.1312 | 135.6038 | 160.6799 | 198.5306 | 6.2356 | 110.5844 | 167.1106 | 156.5847 | 7.0753 | 38
|  | 156 | 1130.8728 | 165.7992 | 196.3261 | 226.8657 | 6.2356 | 26.9581 | 216.9783 | 325.4234 | 8.1284 | 16 |  | 156 | 1080.8623 | 151.1255 | 166.0692 | 186.3656 | 6.2356 | 130.171 | 186.901 | 200.3085 | 7.4767 | 104 |  | 156 | 985.4051 | 138.8273 | 179.4047 | 207.7521 | 6.2356 | 39.326 | 166.498 | 208.1965 | 7.0718 | 104 |  | 156 | 985.2526 | 134.7976 | 160.4084 | 198.3093 | 6.2356 | 110.4903 | 167.0207 | 156.1777 | 7.0753 | 41
|  | 157 | 1123.1106 | 165.0868 | 195.6682 | 226.6098 | 6.2356 | 26.9371 | 216.8507 | 324.2804 | 8.1284 | 20 |  | 157 | 1074.2231 | 149.8766 | 165.3545 | 186.1606 | 6.2356 | 129.9846 | 186.7796 | 199.6153 | 7.4767 | 107 |  | 157 | 979.1504 | 137.7549 | 178.7388 | 207.5089 | 6.2356 | 39.2971 | 166.4099 | 207.5256 | 7.0718 | 107 |  | 157 | 979.4033 | 133.4917 | 159.6073 | 198.088 | 6.2356 | 110.3971 | 166.9279 | 155.7694 | 7.0753 | 45
|  | 158 | 1115.5416 | 164.1919 | 194.9995 | 226.354 | 6.2356 | 26.916 | 216.7212 | 323.1544 | 8.1284 | 24 |  | 158 | 1066.9082 | 149.1708 | 164.7725 | 185.9556 | 6.2356 | 129.8026 | 186.6557 | 198.9269 | 7.4767 | 110 |  | 158 | 972.6402 | 137.0879 | 177.9228 | 207.2658 | 6.2356 | 39.2683 | 166.3189 | 206.8559 | 7.0718 | 110 |  | 158 | 972.2378 | 133.0547 | 159.2534 | 197.8667 | 6.2356 | 110.305 | 166.8318 | 155.3592 | 7.0753 | 49
|  | 159 | 1107.1974 | 163.696 | 194.6927 | 226.1124 | 6.2356 | 26.895 | 216.5896 | 322.0455 | 8.1284 | 27 |  | 159 | 1059.5974 | 148.4301 | 164.2202 | 185.7516 | 6.2356 | 129.625 | 186.529 | 198.2431 | 7.4767 | 114 |  | 159 | 965.4839 | 136.5635 | 177.6061 | 207.027 | 6.2356 | 39.2399 | 166.2248 | 206.1871 | 7.0718 | 114 |  | 159 | 965.0448 | 132.6591 | 158.8843 | 197.6468 | 6.2356 | 110.2141 | 166.7323 | 154.947 | 7.0753 | 52
|  | 160 | 1099.4451 | 162.7047 | 194.2522 | 225.908 | 6.2356 | 26.8741 | 216.4555 | 320.9538 | 8.1284 | 31 |  | 160 | 1051.8735 | 147.8937 | 163.8247 | 185.5997 | 6.2356 | 129.4519 | 186.3993 | 197.5637 | 7.4767 | 117 |  | 160 | 958.2625 | 136.244 | 177.1048 | 206.8329 | 6.2356 | 39.2117 | 166.1273 | 205.519 | 7.0718 | 117 |  | 160 | 958.0602 | 132.0365 | 158.4864 | 197.4742 | 6.2356 | 110.1242 | 166.629 | 154.5325 | 7.0753 | 56
|  | 161 | 1092.2511 | 161.2018 | 193.8203 | 225.6484 | 6.2356 | 26.8531 | 216.3186 | 319.8795 | 8.1284 | 35 |  | 161 | 1044.6278 | 147.0855 | 163.2614 | 185.4091 | 6.2356 | 129.2833 | 186.2663 | 196.8888 | 7.4767 | 120 |  | 161 | 951.7656 | 135.2601 | 176.5721 | 206.6103 | 6.2356 | 39.1839 | 166.0261 | 204.8513 | 7.0718 | 120 |  | 161 | 951.4639 | 131.4259 | 157.7181 | 197.2718 | 6.2356 | 110.0357 | 166.5217 | 154.1153 | 7.0753 | 60
|  | 162 | 1083.8034 | 161.0353 | 193.3057 | 225.3887 | 6.2356 | 26.8322 | 216.1787 | 318.8225 | 8.1284 | 39 |  | 162 | 1036.8281 | 146.6606 | 162.8856 | 185.2018 | 6.2356 | 129.1194 | 186.1298 | 196.218 | 7.4767 | 124 |  | 162 | 944.3803 | 134.9715 | 176.2557 | 206.3644 | 6.2356 | 39.1564 | 165.921 | 204.1839 | 7.0718 | 124 |  | 162 | 944.3402 | 130.9999 | 157.3144 | 197.0476 | 6.2356 | 109.9484 | 166.4102 | 153.6953 | 7.0753 | 64
|  | 163 | 1075.5948 | 160.6873 | 192.7323 | 225.1301 | 6.2356 | 26.8114 | 216.0355 | 317.7831 | 8.1284 | 42 |  | 163 | 1029.2797 | 146.0541 | 162.4392 | 184.9953 | 6.2356 | 128.9602 | 185.9895 | 195.5514 | 7.4767 | 127 |  | 163 | 937.6816 | 134.3735 | 175.5612 | 206.1193 | 6.2356 | 39.1292 | 165.8118 | 203.5165 | 7.0718 | 127 |  | 163 | 938.0319 | 129.8115 | 156.8576 | 196.8235 | 6.2356 | 109.8625 | 166.2943 | 153.2722 | 7.0753 | 67
|  | 164 | 1067.4561 | 160.0541 | 192.373 | 224.873 | 6.2356 | 26.7906 | 215.8888 | 316.7612 | 8.1284 | 46 |  | 164 | 1022.1293 | 145.2694 | 161.7696 | 184.7922 | 6.2356 | 128.8058 | 185.8453 | 194.8888 | 7.4767 | 130 |  | 164 | 931.1254 | 133.4449 | 175.0523 | 205.8769 | 6.2356 | 39.1024 | 165.6983 | 202.8488 | 7.0718 | 130 |  | 164 | 931.2812 | 129.0215 | 156.4411 | 196.603 | 6.2356 | 109.7779 | 166.1736 | 152.8456 | 7.0753 | 71
|  | 165 | 1059.9667 | 159.2614 | 191.5237 | 224.6158 | 6.2356 | 26.7699 | 215.7382 | 315.7571 | 8.1284 | 50 |  | 165 | 1015.0805 | 144.3109 | 161.1753 | 184.5862 | 6.2356 | 128.6562 | 185.6969 | 194.23 | 7.4767 | 134 |  | 165 | 924.5118 | 132.7328 | 174.3853 | 205.6334 | 6.2356 | 39.0759 | 165.58 | 202.1807 | 7.0718 | 134 |  | 165 | 924.6099 | 128.296 | 155.8829 | 196.3804 | 6.2356 | 109.6949 | 166.0479 | 152.4153 | 7.0753 | 75
|  | 166 | 1052.29 | 158.5348 | 190.7956 | 224.3587 | 6.2356 | 26.7492 | 215.5834 | 314.7708 | 8.1284 | 54 |  | 166 | 1007.8003 | 143.5425 | 160.6221 | 184.3802 | 6.2356 | 128.5116 | 185.544 | 193.575 | 7.4767 | 137 |  | 166 | 918.1704 | 131.6982 | 173.7686 | 205.3898 | 6.2356 | 39.0499 | 165.4569 | 201.512 | 7.0718 | 137 |  | 166 | 918.0181 | 127.6139 | 155.2018 | 196.1578 | 6.2356 | 109.6134 | 165.9171 | 151.981 | 7.0753 | 78
|  | 167 | 1044.3563 | 157.8376 | 190.2952 | 224.1016 | 6.2356 | 26.7287 | 215.4243 | 313.8025 | 8.1284 | 57 |  | 167 | 1000.2235 | 143.0232 | 160.1166 | 184.1741 | 6.2356 | 128.3719 | 185.3864 | 192.9235 | 7.4767 | 140 |  | 167 | 910.7547 | 131.4453 | 173.4445 | 205.1462 | 6.2356 | 39.0242 | 165.3286 | 200.8423 | 7.0718 | 140 |  | 167 | 910.7051 | 127.2181 | 154.9555 | 195.9352 | 6.2356 | 109.5335 | 165.7808 | 151.5424 | 7.0753 | 82
|  | 168 | 1036.8498 | 156.8321 | 189.6758 | 223.8445 | 6.2356 | 26.7082 | 215.2605 | 312.8522 | 8.1284 | 61 |  | 168 | 992.8542 | 142.1727 | 159.7345 | 183.9681 | 6.2356 | 128.2372 | 185.2238 | 192.2756 | 7.4767 | 143 |  | 168 | 903.5514 | 131.1339 | 172.9667 | 204.9026 | 6.2356 | 38.999 | 165.195 | 200.1716 | 7.0718 | 143 |  | 168 | 903.5613 | 126.6929 | 154.6696 | 195.7126 | 6.2356 | 109.4553 | 165.6387 | 151.0993 | 7.0753 | 86
|  | 169 | 1029.2197 | 155.9154 | 189.0914 | 223.5873 | 6.2356 | 26.6877 | 215.0917 | 311.92 | 8.1284 | 65 |  | 169 | 985.4216 | 141.3954 | 159.3427 | 183.7621 | 6.2356 | 128.1077 | 185.0561 | 191.631 | 7.4767 | 147 |  | 169 | 896.6525 | 130.3916 | 172.6152 | 204.6591 | 6.2356 | 38.9742 | 165.0557 | 199.4995 | 7.0718 | 147 |  | 169 | 896.5694 | 126.1456 | 154.2537 | 195.49 | 6.2356 | 109.3788 | 165.4908 | 150.6514 | 7.0753 | 89
|  | 170 | 1021.9463 | 154.7552 | 188.4283 | 223.2956 | 6.2356 | 26.6674 | 214.9177 | 311.0061 | 8.1284 | 69 |  | 170 | 978.4681 | 140.2583 | 158.8457 | 183.542 | 6.2356 | 127.9833 | 184.883 | 190.9897 | 7.4767 | 150 |  | 170 | 890.4533 | 129.3837 | 171.8411 | 204.4041 | 6.2356 | 38.9499 | 164.9105 | 198.8258 | 7.0718 | 150 |  | 170 | 889.6917 | 125.5326 | 153.8084 | 195.2483 | 6.2356 | 109.3041 | 165.3366 | 150.1984 | 7.0753 | 93
|  | 171 | 1014.1205 | 153.9973 | 187.8815 | 223.0376 | 6.2356 | 26.6472 | 214.7381 | 310.1105 | 8.1284 | 72 |  | 171 | 971.0043 | 139.5498 | 158.4319 | 183.3203 | 6.2356 | 127.8642 | 184.7042 | 190.3515 | 7.4767 | 153 |  | 171 | 883.6897 | 128.613 | 171.4026 | 204.1406 | 6.2356 | 38.926 | 164.7592 | 198.1504 | 7.0718 | 153 |  | 171 | 883.35 | 124.5578 | 153.1864 | 195.0093 | 6.2356 | 109.2312 | 165.176 | 149.7399 | 7.0753 | 97
|  | 172 | 1006.2873 | 153.2556 | 187.32 | 222.7854 | 6.2356 | 26.627 | 214.5528 | 309.2334 | 8.1284 | 76 |  | 172 | 963.9109 | 138.6978 | 157.7709 | 183.1189 | 6.2356 | 127.7505 | 184.5195 | 189.7162 | 7.4767 | 156 |  | 172 | 876.7933 | 127.9032 | 171.0099 | 203.9033 | 6.2356 | 38.9026 | 164.6015 | 197.4729 | 7.0718 | 156 |  | 172 | 876.7 | 123.8257 | 152.6076 | 194.7925 | 6.2356 | 109.1603 | 165.0087 | 149.2759 | 7.0753 | 100
|  | 173 | 998.2483 | 152.725 | 186.7533 | 222.5333 | 6.2356 | 26.607 | 214.3614 | 308.3748 | 8.1284 | 80 |  | 173 | 956.3287 | 138.1543 | 157.2903 | 182.9175 | 6.2356 | 127.6421 | 184.3287 | 189.0838 | 7.4767 | 160 |  | 173 | 870.1589 | 127.21 | 170.3386 | 203.666 | 6.2356 | 38.8797 | 164.4371 | 196.7932 | 7.0718 | 160 |  | 173 | 869.6671 | 123.2686 | 152.2368 | 194.5757 | 6.2356 | 109.0913 | 164.8345 | 148.8058 | 7.0753 | 104
|  | 174 | 990.538 | 151.8656 | 186.1867 | 222.2811 | 6.2356 | 26.587 | 214.1636 | 307.5349 | 8.1284 | 84 |  | 174 | 948.7664 | 137.5224 | 156.8781 | 182.7162 | 6.2356 | 127.5391 | 184.1315 | 188.4542 | 7.4767 | 163 |  | 174 | 863.4752 | 126.5319 | 169.7016 | 203.4287 | 6.2356 | 38.8573 | 164.2659 | 196.111 | 7.0718 | 163 |  | 174 | 862.6256 | 122.7133 | 151.8728 | 194.3588 | 6.2356 | 109.0243 | 164.6532 | 148.3296 | 7.0753 | 108
|  | 175 | 982.5229 | 151.2219 | 185.7092 | 222.0289 | 6.2356 | 26.5672 | 213.9593 | 306.7138 | 8.1284 | 87 |  | 175 | 941.2067 | 136.9049 | 156.4489 | 182.5148 | 6.2356 | 127.4417 | 183.9277 | 187.8272 | 7.4767 | 166 |  | 175 | 856.1704 | 126.103 | 169.4363 | 203.1914 | 6.2356 | 38.8354 | 164.0875 | 195.4261 | 7.0718 | 166 |  | 175 | 855.5081 | 122.0374 | 151.7053 | 194.142 | 6.2356 | 108.9594 | 164.4643 | 147.8469 | 7.0753 | 111
|  | 176 | 974.2496 | 150.6896 | 185.3785 | 221.7768 | 6.2356 | 26.5475 | 213.748 | 305.9115 | 8.1284 | 91 |  | 176 | 934.0165 | 136.1228 | 155.8148 | 182.3134 | 6.2356 | 127.3499 | 183.717 | 187.2027 | 7.4767 | 169 |  | 176 | 849.4467 | 125.4687 | 168.7954 | 202.9541 | 6.2356 | 38.8141 | 163.9017 | 194.7383 | 7.0718 | 169 |  | 176 | 849.2432 | 121.2233 | 150.8236 | 193.9252 | 6.2356 | 108.8967 | 164.2679 | 147.3574 | 7.0753 | 115
|  | 177 | 966.2347 | 150.0221 | 184.9246 | 221.5246 | 6.2356 | 26.5279 | 213.5295 | 305.1282 | 8.1284 | 95 |  | 177 | 926.6785 | 135.4756 | 155.1937 | 182.1121 | 6.2356 | 127.2637 | 183.4993 | 186.5805 | 7.4767 | 172 |  | 177 | 842.5863 | 124.7696 | 168.356 | 202.7168 | 6.2356 | 38.7933 | 163.7083 | 194.0474 | 7.0718 | 172 |  | 177 | 842.6289 | 120.2935 | 150.4069 | 193.7084 | 6.2356 | 108.8362 | 164.0635 | 146.8609 | 7.0753 | 119
|  | 178 | 958.6177 | 148.9214 | 184.5061 | 221.2724 | 6.2356 | 26.5085 | 213.3036 | 304.364 | 8.1284 | 98 |  | 178 | 919.3089 | 134.7211 | 154.7114 | 181.9107 | 6.2356 | 127.1833 | 183.2742 | 185.9606 | 7.4767 | 175 |  | 178 | 835.9837 | 124.0855 | 167.6437 | 202.4795 | 6.2356 | 38.7731 | 163.507 | 193.3531 | 7.0718 | 175 |  | 178 | 835.9278 | 119.7135 | 149.7272 | 193.4916 | 6.2356 | 108.7779 | 163.8509 | 146.357 | 7.0753 | 122
|  | 179 | 951.067 | 147.991 | 183.8508 | 221.0202 | 6.2356 | 26.4892 | 213.0699 | 303.6189 | 8.1284 | 102 |  | 179 | 911.7663 | 134.0329 | 154.3359 | 181.7093 | 6.2356 | 127.1087 | 183.0416 | 185.3428 | 7.4767 | 179 |  | 179 | 829.0888 | 123.476 | 167.1492 | 202.2422 | 6.2356 | 38.7535 | 163.2975 | 192.6552 | 7.0718 | 179 |  | 179 | 829.1811 | 119.1007 | 149.1258 | 193.2747 | 6.2356 | 108.722 | 163.63 | 145.8455 | 7.0753 | 126
|  | 180 | 943.5209 | 146.952 | 183.2996 | 220.7681 | 6.2356 | 26.47 | 212.8283 | 302.8932 | 8.1284 | 106 |  | 180 | 904.9923 | 133.0558 | 153.4805 | 181.5079 | 6.2356 | 127.0399 | 182.8011 | 184.727 | 7.4767 | 182 |  | 180 | 822.2274 | 122.8474 | 166.6403 | 202.0049 | 6.2356 | 38.7345 | 163.0797 | 191.9535 | 7.0718 | 182 |  | 180 | 822.2425 | 118.5454 | 148.659 | 193.0579 | 6.2356 | 108.6685 | 163.4004 | 145.3262 | 7.0753 | 129
|  | 181 | 936.5785 | 145.5508 | 182.5244 | 220.4984 | 6.2356 | 26.451 | 212.5783 | 302.1868 | 8.1284 | 110 |  | 181 | 897.9915 | 132.0092 | 152.9216 | 181.3066 | 6.2356 | 126.9771 | 182.5526 | 184.1131 | 7.4767 | 185 |  | 181 | 815.4495 | 122.1219 | 166.1449 | 201.7676 | 6.2356 | 38.7161 | 162.8532 | 191.2478 | 7.0718 | 185 |  | 181 | 815.1925 | 118.1339 | 148.1595 | 192.8411 | 6.2356 | 108.6175 | 163.1619 | 144.7986 | 7.0753 | 133
|  | 182 | 929.1987 | 144.7387 | 181.6208 | 220.2054 | 6.2356 | 26.4321 | 212.3198 | 301.4999 | 8.1284 | 113 |  | 182 | 890.5245 | 131.2222 | 152.5691 | 181.1052 | 6.2356 | 126.9203 | 182.2958 | 183.5009 | 7.4767 | 188 |  | 182 | 808.9223 | 121.2305 | 165.6631 | 201.4316 | 6.2356 | 38.6983 | 162.6179 | 190.5378 | 7.0718 | 188 |  | 182 | 808.3506 | 117.5492 | 147.7191 | 192.5306 | 6.2356 | 108.5689 | 162.9142 | 144.2627 | 7.0753 | 137
|  | 183 | 921.1511 | 143.9556 | 181.291 | 219.9775 | 6.2356 | 26.4134 | 212.0524 | 300.8326 | 8.1284 | 117 |  | 183 | 883.3712 | 130.2403 | 152.0981 | 180.9038 | 6.2356 | 126.8695 | 182.0305 | 182.8904 | 7.4767 | 191 |  | 183 | 802.5938 | 120.1929 | 165.0146 | 201.2101 | 6.2356 | 38.6812 | 162.3734 | 189.8233 | 7.0718 | 191 |  | 183 | 801.8945 | 116.4804 | 147.2762 | 192.3208 | 6.2356 | 108.523 | 162.6572 | 143.718 | 7.0753 | 140
|  | 184 | 913.2808 | 143.3033 | 180.653 | 219.7496 | 6.2356 | 26.3948 | 211.776 | 300.185 | 8.1284 | 121 |  | 184 | 876.1765 | 129.3409 | 151.5858 | 180.7025 | 6.2356 | 126.8249 | 181.7565 | 182.2813 | 7.4767 | 194 |  | 184 | 795.7163 | 119.3926 | 164.6746 | 200.9916 | 6.2356 | 38.6648 | 162.1195 | 189.1042 | 7.0718 | 194 |  | 184 | 794.9587 | 115.8234 | 146.8868 | 192.1253 | 6.2356 | 108.4796 | 162.3906 | 143.1644 | 7.0753 | 144
|  | 185 | 905.2153 | 142.8509 | 179.9924 | 219.5397 | 6.2356 | 26.3764 | 211.4908 | 299.5571 | 8.1284 | 124 |  | 185 | 868.5271 | 128.875 | 151.109 | 180.4868 | 6.2356 | 126.7863 | 181.474 | 181.6741 | 7.4767 | 197 |  | 185 | 788.5938 | 118.913 | 164.2422 | 200.7899 | 6.2356 | 38.649 | 161.8566 | 188.3807 | 7.0718 | 197 |  | 185 | 788.0957 | 115.1262 | 146.4719 | 191.9228 | 6.2356 | 108.4389 | 162.1147 | 142.6022 | 7.0753 | 147
|  | 186 | 897.2235 | 142.1682 | 179.5068 | 219.3113 | 6.2356 | 26.3582 | 211.1968 | 298.9486 | 8.1284 | 128 |  | 186 | 861.1549 | 128.1948 | 150.5692 | 180.2712 | 6.2356 | 126.7538 | 181.1832 | 181.0687 | 7.4767 | 200 |  | 186 | 781.6237 | 118.5638 | 163.5423 | 200.5729 | 6.2356 | 38.6338 | 161.5847 | 187.6532 | 7.0718 | 200 |  | 186 | 781.1902 | 114.4853 | 146.0424 | 191.7211 | 6.2356 | 108.4007 | 161.8296 | 142.0318 | 7.0753 | 151
|  | 187 | 889.3747 | 141.4546 | 178.8737 | 219.1182 | 6.2356 | 26.3401 | 210.8945 | 298.3597 | 8.1284 | 132 |  | 187 | 853.3734 | 127.7324 | 150.2153 | 180.0613 | 6.2356 | 126.7273 | 180.8843 | 180.4655 | 7.4767 | 203 |  | 187 | 774.4364 | 118.1325 | 163.1335 | 200.3641 | 6.2356 | 38.6193 | 161.3042 | 186.9222 | 7.0718 | 203 |  | 187 | 774.3077 | 113.7657 | 145.6724 | 191.5155 | 6.2356 | 108.3651 | 161.5357 | 141.4534 | 7.0753 | 154
|  | 188 | 881.5462 | 140.767 | 178.2274 | 218.8923 | 6.2356 | 26.3222 | 210.5841 | 297.7901 | 8.1284 | 135 |  | 188 | 846.2129 | 126.9329 | 149.5727 | 179.8561 | 6.2356 | 126.7067 | 180.5776 | 179.8647 | 7.4767 | 206 |  | 188 | 767.4464 | 117.5175 | 162.7163 | 200.1501 | 6.2356 | 38.6054 | 161.0153 | 186.1878 | 7.0718 | 206 |  | 188 | 767.5023 | 113.1084 | 145.1541 | 191.3189 | 6.2356 | 108.332 | 161.2331 | 140.8674 | 7.0753 | 158
|  | 189 | 873.6209 | 139.9494 | 177.8227 | 218.6514 | 6.2356 | 26.3045 | 210.2657 | 297.2399 | 8.1284 | 139 |  | 189 | 838.4667 | 126.4728 | 149.1887 | 179.6387 | 6.2356 | 126.692 | 180.2633 | 179.2666 | 7.4767 | 209 |  | 189 | 760.3805 | 116.9779 | 162.2654 | 199.9702 | 6.2356 | 38.5922 | 160.7182 | 185.4506 | 7.0718 | 209 |  | 189 | 760.4643 | 112.6926 | 144.6507 | 191.0985 | 6.2356 | 108.3014 | 160.9222 | 140.2743 | 7.0753 | 161
|  | 190 | 865.9197 | 139.2178 | 177.1487 | 218.3697 | 6.2356 | 26.2869 | 209.9397 | 296.709 | 8.1284 | 143 |  | 190 | 830.9684 | 126.0034 | 148.5954 | 179.3919 | 6.2356 | 126.6831 | 179.9417 | 178.6712 | 7.4767 | 212 |  | 190 | 754.1566 | 116.0365 | 161.4035 | 199.7612 | 6.2356 | 38.5796 | 160.4132 | 184.7108 | 7.0718 | 212 |  | 190 | 753.8598 | 111.6541 | 144.3493 | 190.8652 | 6.2356 | 108.2732 | 160.6032 | 139.6743 | 7.0753 | 165
|  | 191 | 858.6825 | 138.6911 | 176.5848 | 218.0263 | 6.2356 | 26.2696 | 209.6062 | 296.1972 | 8.1284 | 146 |  | 191 | 824.2448 | 125.3146 | 147.8326 | 179.0623 | 6.2356 | 126.68 | 179.6129 | 178.079 | 7.4767 | 215 |  | 191 | 747.8106 | 115.3412 | 160.7904 | 199.4826 | 6.2356 | 38.5676 | 160.1006 | 183.9688 | 7.0718 | 215 |  | 191 | 747.8318 | 111.0232 | 143.3497 | 190.56 | 6.2356 | 108.2475 | 160.2763 | 139.0679 | 7.0753 | 168
|  | 192 | 852.7375 | 137.0862 | 176.1933 | 217.7373 | 6.2356 | 26.2524 | 209.2656 | 295.7046 | 8.1284 | 150 |  | 192 | 818.2644 | 124.2021 | 147.4289 | 178.7893 | 6.2356 | 126.6826 | 179.2773 | 177.49 | 7.4767 | 218 |  | 192 | 741.7552 | 114.806 | 160.3712 | 199.2325 | 6.2356 | 38.5563 | 159.7805 | 183.225 | 7.0718 | 218 |  | 192 | 741.7002 | 110.4764 | 143.0583 | 190.2976 | 6.2356 | 108.2241 | 159.9419 | 138.4553 | 7.0753 | 172
|  | 193 | 845.9585 | 136.1912 | 175.8226 | 217.5516 | 6.2356 | 26.2354 | 208.918 | 295.231 | 8.1284 | 153 |  | 193 | 812.1005 | 123.2235 | 146.9857 | 178.6055 | 6.2356 | 126.6909 | 178.935 | 176.9045 | 7.4767 | 221 |  | 193 | 736.0711 | 113.9189 | 159.85 | 199.065 | 6.2356 | 38.5455 | 159.4532 | 182.4798 | 7.0718 | 221 |  | 193 | 735.4215 | 110.0965 | 142.6657 | 190.1166 | 6.2356 | 108.203 | 159.6001 | 137.837 | 7.0753 | 175
|  | 194 | 839.3517 | 135.566 | 175.0098 | 217.366 | 6.2356 | 26.2186 | 208.5637 | 294.7763 | 8.1284 | 157 |  | 194 | 805.9582 | 122.4154 | 146.3356 | 178.4367 | 6.2356 | 126.7048 | 178.5863 | 176.3228 | 7.4767 | 224 |  | 194 | 730.3678 | 113.0864 | 159.2934 | 198.8976 | 6.2356 | 38.5354 | 159.119 | 181.7335 | 7.0718 | 224 |  | 194 | 729.8593 | 109.2334 | 142.018 | 189.9576 | 6.2356 | 108.1843 | 159.2513 | 137.2133 | 7.0753 | 179
|  | 195 | 832.6544 | 134.8869 | 174.3564 | 217.1654 | 6.2356 | 26.2019 | 208.203 | 294.3406 | 8.1284 | 161 |  | 195 | 799.1724 | 121.8396 | 146.1052 | 178.2591 | 6.2356 | 126.7242 | 178.2314 | 175.745 | 7.4767 | 227 |  | 195 | 724.8026 | 112.1286 | 158.7312 | 198.723 | 6.2356 | 38.5258 | 158.7781 | 180.9865 | 7.0718 | 227 |  | 195 | 724.1852 | 108.2412 | 141.6256 | 189.784 | 6.2356 | 108.1678 | 158.8956 | 136.5846 | 7.0753 | 182
|  | 196 | 826.4782 | 133.6763 | 173.7684 | 216.9098 | 6.2356 | 26.1855 | 207.836 | 293.9236 | 8.1284 | 164 |  | 196 | 793.1337 | 120.9294 | 145.5174 | 178.0263 | 6.2356 | 126.7492 | 177.8705 | 175.1714 | 7.4767 | 230 |  | 196 | 718.857 | 111.4824 | 158.2903 | 198.4958 | 6.2356 | 38.5168 | 158.4308 | 180.2391 | 7.0718 | 230 |  | 196 | 718.3332 | 107.6542 | 141.0487 | 189.5678 | 6.2356 | 108.1536 | 158.5334 | 135.9512 | 7.0753 | 186
|  | 197 | 819.6908 | 132.9796 | 173.2013 | 216.7306 | 6.2356 | 26.1692 | 207.4631 | 293.5254 | 8.1284 | 168 |  | 197 | 787.1994 | 120.0028 | 144.7926 | 177.8425 | 6.2356 | 126.7796 | 177.504 | 174.6022 | 7.4767 | 232 |  | 197 | 713.2458 | 110.6049 | 157.7106 | 198.3043 | 6.2356 | 38.5085 | 158.0772 | 179.4916 | 7.0718 | 232 |  | 197 | 712.8554 | 106.6739 | 140.458 | 189.3845 | 6.2356 | 108.1417 | 158.1648 | 135.3135 | 7.0753 | 189
|  | 198 | 813.7641 | 131.8452 | 172.208 | 216.5546 | 6.2356 | 26.1532 | 207.0845 | 293.1459 | 8.1284 | 171 |  | 198 | 781.0956 | 119.1039 | 144.1861 | 177.6821 | 6.2356 | 126.8155 | 177.1319 | 174.0376 | 7.4767 | 235 |  | 198 | 707.9897 | 109.6637 | 156.8065 | 198.1458 | 6.2356 | 38.5007 | 157.7177 | 178.7446 | 7.0718 | 235 |  | 198 | 706.8688 | 105.94 | 140.0962 | 189.2346 | 6.2356 | 108.1319 | 157.7903 | 134.6718 | 7.0753 | 192
|  | 199 | 807.0533 | 130.9827 | 171.7268 | 216.3785 | 6.2356 | 26.1373 | 206.7004 | 292.7849 | 8.1284 | 175 |  | 199 | 774.5136 | 118.4247 | 143.8383 | 177.5217 | 6.2356 | 126.8567 | 176.7546 | 173.4779 | 7.4767 | 238 |  | 199 | 702.0033 | 109.0613 | 156.2941 | 197.9874 | 6.2356 | 38.4934 | 157.3525 | 177.9983 | 7.0718 | 238 |  | 199 | 701.0827 | 105.1361 | 139.6039 | 189.0847 | 6.2356 | 108.1242 | 157.4099 | 134.0266 | 7.0753 | 196
|  | 200 | 800.4652 | 130.2072 | 171.0361 | 216.2025 | 6.2356 | 26.1216 | 206.3111 | 292.4425 | 8.1284 | 178 |  | 200 | 768.6876 | 117.5478 | 142.9321 | 177.3613 | 6.2356 | 126.9032 | 176.3724 | 172.9233 | 7.4767 | 241 |  | 200 | 696.0863 | 108.3816 | 155.7894 | 197.8289 | 6.2356 | 38.4868 | 156.9819 | 177.2531 | 7.0718 | 241 |  | 200 | 695.3974 | 104.325 | 139.018 | 188.9348 | 6.2356 | 108.1187 | 157.024 | 133.3781 | 7.0753 | 199
|  | 201 | 794.1012 | 129.1687 | 170.3842 | 216.0265 | 6.2356 | 26.1062 | 205.9167 | 292.1186 | 8.1284 | 182 |  | 201 | 762.775 | 116.4766 | 142.3068 | 177.2009 | 6.2356 | 126.955 | 175.9853 | 172.374 | 7.4767 | 244 |  | 201 | 690.6505 | 107.4229 | 155.0825 | 197.6704 | 6.2356 | 38.4807 | 156.606 | 176.5093 | 7.0718 | 244 |  | 201 | 690.1386 | 103.1903 | 138.3292 | 188.785 | 6.2356 | 108.1153 | 156.6328 | 132.7268 | 7.0753 | 203
|  | 202 | 787.3943 | 128.3963 | 169.8091 | 215.8504 | 6.2356 | 26.0909 | 205.5176 | 291.813 | 8.1284 | 185 |  | 202 | 756.5414 | 115.7486 | 141.6592 | 177.0405 | 6.2356 | 127.012 | 175.5937 | 171.8301 | 7.4767 | 246 |  | 202 | 684.5711 | 106.8628 | 154.6207 | 197.5119 | 6.2356 | 38.4752 | 156.2252 | 175.7673 | 7.0718 | 246 |  | 202 | 684.2114 | 102.6374 | 137.7271 | 188.6351 | 6.2356 | 108.1139 | 156.2365 | 132.073 | 7.0753 | 206
|  | 203 | 780.8721 | 127.6571 | 169.0161 | 215.6744 | 6.2356 | 26.0759 | 205.114 | 291.5257 | 8.1284 | 189 |  | 203 | 750.225 | 115.0083 | 141.1069 | 176.8801 | 6.2356 | 127.0741 | 175.1978 | 171.2921 | 7.4767 | 249 |  | 203 | 678.7643 | 106.0412 | 154.1477 | 197.3535 | 6.2356 | 38.4702 | 155.8396 | 175.0275 | 7.0718 | 249 |  | 203 | 678.5658 | 101.8499 | 137.0779 | 188.4852 | 6.2356 | 108.1145 | 155.8355 | 131.417 | 7.0753 | 209
|  | 204 | 773.8548 | 126.9912 | 168.6449 | 215.4984 | 6.2356 | 26.061 | 204.7062 | 291.2566 | 8.1284 | 192 |  | 204 | 743.6287 | 114.5232 | 140.5792 | 176.7197 | 6.2356 | 127.1414 | 174.7979 | 170.76 | 7.4767 | 252 |  | 204 | 673.1113 | 105.3468 | 153.3937 | 197.195 | 6.2356 | 38.4658 | 155.4495 | 174.2903 | 7.0718 | 252 |  | 204 | 673.0644 | 100.9642 | 136.3828 | 188.3353 | 6.2356 | 108.1171 | 155.43 | 130.7593 | 7.0753 | 213
|  | 205 | 766.9916 | 126.2966 | 168.1624 | 215.3083 | 6.2356 | 26.0464 | 204.2943 | 291.0057 | 8.1284 | 196 |  | 205 | 737.2706 | 113.7863 | 140.0858 | 176.5386 | 6.2356 | 127.2137 | 174.3941 | 170.2341 | 7.4767 | 254 |  | 205 | 666.9331 | 104.9039 | 152.929 | 197.021 | 6.2356 | 38.4619 | 155.0553 | 173.5559 | 7.0718 | 254 |  | 205 | 667.0546 | 100.4002 | 135.892 | 188.1678 | 6.2356 | 108.1217 | 155.0202 | 130.1001 | 7.0753 | 216
|  | 206 | 760.0764 | 125.6843 | 167.805 | 214.9628 | 6.2356 | 26.032 | 203.8786 | 290.7728 | 8.1284 | 199 |  | 206 | 731.1084 | 112.9827 | 139.6075 | 176.2132 | 6.2356 | 127.2909 | 173.9867 | 169.7146 | 7.4767 | 257 |  | 206 | 661.1706 | 104.2614 | 152.3814 | 196.7136 | 6.2356 | 38.4585 | 154.657 | 172.8248 | 7.0718 | 257 |  | 206 | 661.2868 | 99.7856 | 135.3418 | 187.8682 | 6.2356 | 108.1282 | 154.6064 | 129.4399 | 7.0753 | 219
|  | 207 | 753.3936 | 124.9287 | 167.2749 | 214.7008 | 6.2356 | 26.0178 | 203.4594 | 290.558 | 8.1284 | 203 |  | 207 | 724.7598 | 112.338 | 139.0863 | 175.9582 | 6.2356 | 127.3731 | 173.5759 | 169.2018 | 7.4767 | 260 |  | 207 | 655.3011 | 103.6414 | 151.8911 | 196.4337 | 6.2356 | 38.4557 | 154.255 | 172.0974 | 7.0718 | 260 |  | 207 | 655.2219 | 99.3186 | 134.8751 | 187.6346 | 6.2356 | 108.1366 | 154.1889 | 128.779 | 7.0753 | 222
|  | 208 | 746.5973 | 124.0546 | 166.8818 | 214.5339 | 6.2356 | 26.0038 | 203.0369 | 290.3611 | 8.1284 | 206 |  | 208 | 718.0053 | 111.8013 | 138.7607 | 175.8056 | 6.2356 | 127.4603 | 173.162 | 168.6958 | 7.4767 | 262 |  | 208 | 649.3475 | 103.1652 | 151.2115 | 196.2832 | 6.2356 | 38.4534 | 153.8495 | 171.3739 | 7.0718 | 262 |  | 208 | 649.0048 | 98.8837 | 134.4382 | 187.4914 | 6.2356 | 108.1469 | 153.7678 | 128.1177 | 7.0753 | 226
|  | 209 | 740.1108 | 123.0903 | 166.2691 | 214.367 | 6.2356 | 25.9901 | 202.6113 | 290.182 | 8.1284 | 209 |  | 209 | 711.6909 | 111.0623 | 138.1972 | 175.6529 | 6.2356 | 127.5522 | 172.7453 | 168.197 | 7.4767 | 265 |  | 209 | 643.394 | 102.4453 | 150.7755 | 196.1328 | 6.2356 | 38.4516 | 153.4407 | 170.6548 | 7.0718 | 265 |  | 209 | 642.8678 | 98.2519 | 134.1181 | 187.3481 | 6.2356 | 108.159 | 153.3436 | 127.4564 | 7.0753 | 229
|  | 210 | 733.0349 | 122.6309 | 165.7408 | 214.2001 | 6.2356 | 25.9765 | 202.1829 | 290.0208 | 8.1284 | 213 |  | 210 | 704.9715 | 110.515 | 137.847 | 175.5003 | 6.2356 | 127.6489 | 172.3258 | 167.7054 | 7.4767 | 267 |  | 210 | 636.7614 | 102.1875 | 150.5566 | 195.9823 | 6.2356 | 38.4503 | 153.0289 | 169.9404 | 7.0718 | 267 |  | 210 | 636.8029 | 97.6501 | 133.6958 | 187.2049 | 6.2356 | 108.1729 | 152.9163 | 126.7956 | 7.0753 | 232
|  | 211 | 726.0532 | 122.0308 | 165.2592 | 214.0332 | 6.2356 | 25.9632 | 201.752 | 289.8772 | 8.1284 | 216 |  | 211 | 698.5396 | 109.7251 | 137.4519 | 175.3477 | 6.2356 | 127.7504 | 171.904 | 167.2214 | 7.4767 | 270 |  | 211 | 631.0668 | 101.346 | 149.9833 | 195.8318 | 6.2356 | 38.4495 | 152.6144 | 169.2311 | 7.0718 | 270 |  | 211 | 630.6406 | 97.0792 | 133.3401 | 187.0617 | 6.2356 | 108.1885 | 152.4863 | 126.1354 | 7.0753 | 235
|  | 212 | 718.919 | 121.5335 | 164.8271 | 213.8663 | 6.2356 | 25.9501 | 201.3187 | 289.7513 | 8.1284 | 219 |  | 212 | 692.2756 | 109.0041 | 136.8201 | 175.1951 | 6.2356 | 127.8566 | 171.4799 | 166.7451 | 7.4767 | 270 |  | 212 | 625.2992 | 100.6614 | 149.3261 | 195.6813 | 6.2356 | 38.4493 | 152.1974 | 168.5272 | 7.0718 | 270 |  | 212 | 624.9639 | 96.279 | 132.728 | 186.9185 | 6.2356 | 108.2059 | 152.0539 | 125.4764 | 7.0753 | 238
|  | 213 | 712.425 | 120.7636 | 164.0275 | 213.6994 | 6.2356 | 25.9373 | 200.8834 | 289.6429 | 8.1284 | 223 |  | 213 | 685.8173 | 108.4956 | 136.17 | 175.0425 | 6.2356 | 127.9673 | 171.0539 | 166.2769 | 7.4767 | 272 |  | 213 | 619.296 | 99.9637 | 148.9176 | 195.5309 | 6.2356 | 38.4495 | 151.7781 | 167.8291 | 7.0718 | 272 |  | 213 | 618.9324 | 95.6712 | 132.2783 | 186.7753 | 6.2356 | 108.225 | 151.6192 | 124.8189 | 7.0753 | 241
|  | 214 | 705.7776 | 119.8889 | 163.4861 | 213.5325 | 6.2356 | 25.9247 | 200.4462 | 289.552 | 8.1284 | 226 |  | 214 | 679.6697 | 107.4675 | 135.7288 | 174.8899 | 6.2356 | 128.0827 | 170.6262 | 165.8168 | 7.4767 | 272 |  | 214 | 613.6614 | 99.1093 | 148.2972 | 195.3804 | 6.2356 | 38.4502 | 151.3567 | 167.1372 | 7.0718 | 272 |  | 214 | 612.8822 | 95.0497 | 131.8611 | 186.6321 | 6.2356 | 108.2457 | 151.1826 | 124.1631 | 7.0753 | 244
|  | 215 | 699.785 | 118.6195 | 162.6845 | 213.3656 | 6.2356 | 25.9123 | 200.0074 | 289.4786 | 8.1284 | 229 |  | 215 | 673.1971 | 106.7057 | 135.3463 | 174.7372 | 6.2356 | 128.2026 | 170.197 | 165.3652 | 7.4767 | 275 |  | 215 | 607.5904 | 98.5544 | 147.8138 | 195.2299 | 6.2356 | 38.4514 | 150.9336 | 166.4518 | 7.0718 | 275 |  | 215 | 606.8121 | 94.5666 | 131.3254 | 186.4889 | 6.2356 | 108.2681 | 150.7443 | 123.5096 | 7.0753 | 248
|  | 216 | 693.0489 | 117.6851 | 162.2916 | 213.1987 | 6.2356 | 25.9001 | 199.5673 | 289.4224 | 8.1284 | 233 |  | 216 | 666.9076 | 105.9567 | 134.768 | 174.5846 | 6.2356 | 128.327 | 169.7665 | 164.9222 | 7.4767 | 275 |  | 216 | 601.5417 | 97.8365 | 147.471 | 195.0795 | 6.2356 | 38.453 | 150.509 | 165.7733 | 7.0718 | 275 |  | 216 | 600.7255 | 94.1185 | 130.7711 | 186.3457 | 6.2356 | 108.292 | 150.3045 | 122.8586 | 7.0753 | 251
|  | 217 | 686.6012 | 116.6101 | 161.7507 | 213.0318 | 6.2356 | 25.8882 | 199.126 | 289.3836 | 8.1284 | 236 |  | 217 | 660.6425 | 105.0953 | 134.2776 | 174.432 | 6.2356 | 128.4557 | 169.335 | 164.4881 | 7.4767 | 277 |  | 217 | 595.5336 | 97.2919 | 146.9143 | 194.929 | 6.2356 | 38.4552 | 150.083 | 165.1021 | 7.0718 | 277 |  | 217 | 594.8222 | 93.3638 | 130.3402 | 186.2025 | 6.2356 | 108.3176 | 149.8636 | 122.2105 | 7.0753 | 254
|  | 218 | 679.5233 | 116.0947 | 161.2805 | 212.8649 | 6.2356 | 25.8766 | 198.6839 | 289.3619 | 8.1284 | 239 |  | 218 | 653.9122 | 104.6061 | 133.8801 | 174.2794 | 6.2356 | 128.5889 | 168.9028 | 164.0632 | 7.4767 | 277 |  | 218 | 590.0208 | 96.3868 | 146.2228 | 194.7785 | 6.2356 | 38.4578 | 149.6561 | 164.4384 | 7.0718 | 277 |  | 218 | 588.8392 | 92.6612 | 129.9368 | 186.0593 | 6.2356 | 108.3446 | 149.4217 | 121.5657 | 7.0753 | 257
|  | 219 | 672.3536 | 115.6211 | 160.8603 | 212.698 | 6.2356 | 25.8652 | 198.2411 | 289.3574 | 8.1284 | 242 |  | 219 | 647.4916 | 104.0943 | 133.1957 | 174.1268 | 6.2356 | 128.7264 | 168.47 | 163.6475 | 7.4767 | 280 |  | 219 | 583.6305 | 96.0516 | 145.839 | 194.6281 | 6.2356 | 38.4608 | 149.2283 | 163.7828 | 7.0718 | 280 |  | 219 | 582.3628 | 92.3786 | 129.6069 | 185.916 | 6.2356 | 108.3732 | 148.9791 | 120.9245 | 7.0753 | 260
|  | 220 | 665.4587 | 114.8525 | 160.4604 | 212.531 | 6.2356 | 25.854 | 197.798 | 289.3699 | 8.1284 | 246 |  | 220 | 640.9396 | 103.5725 | 132.6525 | 173.9742 | 6.2356 | 128.8681 | 168.0369 | 163.2414 | 7.4767 | 280 |  | 220 | 577.2925 | 95.6439 | 145.4752 | 194.4776 | 6.2356 | 38.4643 | 148.8 | 163.1355 | 7.0718 | 280 |  | 220 | 576.4517 | 91.6764 | 129.1312 | 185.7728 | 6.2356 | 108.4032 | 148.5361 | 120.2873 | 7.0753 | 263
|  | 221 | 658.5758 | 114.1291 | 160.0031 | 212.3641 | 6.2356 | 25.8431 | 197.3547 | 289.3993 | 8.1284 | 249 |  | 221 | 634.7924 | 102.6495 | 132.1059 | 173.8215 | 6.2356 | 129.0141 | 167.6037 | 162.8451 | 7.4767 | 282 |  | 221 | 571.2014 | 95.1018 | 144.9991 | 194.3271 | 6.2356 | 38.4683 | 148.3713 | 162.4969 | 7.0718 | 282 |  | 221 | 570.5414 | 91.202 | 128.427 | 185.6296 | 6.2356 | 108.4347 | 148.0929 | 119.6544 | 7.0753 | 266
|  | 222 | 652.0248 | 113.305 | 159.2666 | 212.2454 | 6.2356 | 25.8324 | 196.9116 | 289.4457 | 8.1284 | 252 |  | 222 | 628.712 | 101.8096 | 131.3627 | 173.7156 | 6.2356 | 129.1642 | 167.1707 | 162.4588 | 7.4767 | 282 |  | 222 | 565.9294 | 94.1602 | 144.0871 | 194.1929 | 6.2356 | 38.4727 | 147.9427 | 161.8674 | 7.0718 | 282 |  | 222 | 564.8378 | 90.7226 | 127.5691 | 185.4384 | 6.2356 | 108.4676 | 147.6499 | 119.0263 | 7.0753 | 269
|  | 223 | 645.5495 | 112.6454 | 158.4768 | 211.9395 | 6.2356 | 25.822 | 196.4687 | 289.5089 | 8.1284 | 255 |  | 223 | 622.5456 | 101.0202 | 130.828 | 173.4366 | 6.2356 | 129.3184 | 166.7381 | 162.0827 | 7.4767 | 285 |  | 223 | 560.2808 | 93.4841 | 143.3948 | 193.9501 | 6.2356 | 38.4775 | 147.5142 | 161.2473 | 7.0718 | 285 |  | 223 | 558.9054 | 90.1167 | 127.1627 | 185.1509 | 6.2356 | 108.5018 | 147.2071 | 118.4032 | 7.0753 | 271
|  | 224 | 639.3017 | 111.7631 | 157.6387 | 211.6773 | 6.2356 | 25.8118 | 196.0265 | 289.5888 | 8.1284 | 258 |  | 224 | 616.573 | 100.157 | 130.1334 | 173.1974 | 6.2356 | 129.4767 | 166.306 | 161.717 | 7.4767 | 285 |  | 224 | 554.7096 | 92.7784 | 142.7067 | 193.6552 | 6.2356 | 38.4827 | 147.0861 | 160.6369 | 7.0718 | 285 |  | 224 | 553.2977 | 89.3147 | 126.5327 | 184.9584 | 6.2356 | 108.5374 | 146.765 | 117.7855 | 7.0753 | 274
|  | 225 | 632.7933 | 110.6109 | 157.213 | 211.5331 | 6.2356 | 25.8019 | 195.5851 | 289.6854 | 8.1284 | 261 |  | 225 | 610.1834 | 99.5783 | 129.4646 | 173.065 | 6.2356 | 129.639 | 165.8749 | 161.362 | 7.4767 | 287 |  | 225 | 548.6321 | 92.2317 | 142.2052 | 193.5211 | 6.2356 | 38.4884 | 146.6587 | 160.0368 | 7.0718 | 287 |  | 225 | 547.6168 | 88.8167 | 125.6048 | 184.8331 | 6.2356 | 108.5743 | 146.3237 | 117.1737 | 7.0753 | 277
|  | 226 | 625.9149 | 109.8128 | 156.8034 | 211.3889 | 6.2356 | 25.7923 | 195.1447 | 289.7986 | 8.1284 | 265 |  | 226 | 603.8606 | 98.9111 | 128.8176 | 172.9326 | 6.2356 | 129.8052 | 165.4449 | 161.018 | 7.4767 | 287 |  | 226 | 542.7069 | 91.6728 | 141.563 | 193.3875 | 6.2356 | 38.4945 | 146.2322 | 159.4472 | 7.0718 | 287 |  | 226 | 541.7711 | 88.0781 | 125.0822 | 184.7078 | 6.2356 | 108.6125 | 145.8836 | 116.568 | 7.0753 | 280
|  | 227 | 619.0583 | 108.9512 | 156.5355 | 211.1445 | 6.2356 | 25.7829 | 194.7057 | 289.9284 | 8.1284 | 268 |  | 227 | 597.6998 | 97.8726 | 128.3798 | 172.8001 | 6.2356 | 129.9754 | 165.0162 | 160.685 | 7.4767 | 289 |  | 227 | 537.3926 | 90.4312 | 141.1058 | 193.1409 | 6.2356 | 38.501 | 145.8069 | 158.8684 | 7.0718 | 289 |  | 227 | 536.0322 | 87.2221 | 124.6852 | 184.4676 | 6.2356 | 108.6519 | 145.4448 | 115.9688 | 7.0753 | 283
|  | 228 | 612.8002 | 107.9334 | 156.0878 | 210.6378 | 6.2356 | 25.7738 | 194.2682 | 290.0746 | 8.1284 | 271 |  | 228 | 591.2046 | 97.1835 | 127.927 | 172.6677 | 6.2356 | 130.1494 | 164.589 | 160.3634 | 7.4767 | 289 |  | 228 | 531.6934 | 89.84 | 140.5901 | 192.687 | 6.2356 | 38.5079 | 145.383 | 158.3009 | 7.0718 | 289 |  | 228 | 530.9301 | 86.0372 | 124.1897 | 184.0179 | 6.2356 | 108.6925 | 145.0076 | 115.3765 | 7.0753 | 286
|  | 229 | 606.1484 | 107.3367 | 155.5991 | 210.1446 | 6.2356 | 25.765 | 193.8326 | 290.2372 | 8.1284 | 274 |  | 229 | 584.9995 | 96.2378 | 127.4408 | 172.5353 | 6.2356 | 130.3272 | 164.1637 | 160.0533 | 7.4767 | 292 |  | 229 | 526.0342 | 89.1356 | 140.1477 | 192.2332 | 6.2356 | 38.5152 | 144.9608 | 157.745 | 7.0718 | 292 |  | 229 | 525.5859 | 84.9859 | 123.8028 | 183.5681 | 6.2356 | 108.7343 | 144.5723 | 114.7914 | 7.0753 | 288
|  | 230 | 599.5804 | 106.5053 | 154.9342 | 209.9785 | 6.2356 | 25.7565 | 193.399 | 290.416 | 8.1284 | 277 |  | 230 | 578.7447 | 95.4881 | 126.8082 | 172.4028 | 6.2356 | 130.5087 | 163.7404 | 159.7551 | 7.4767 | 292 |  | 230 | 520.1518 | 88.3038 | 139.7705 | 192.0647 | 6.2356 | 38.5229 | 144.5405 | 157.201 | 7.0718 | 292 |  | 230 | 519.8583 | 84.1325 | 123.3868 | 183.333 | 6.2356 | 108.7773 | 144.1392 | 114.2139 | 7.0753 | 291
|  | 231 | 592.7563 | 105.9647 | 154.4324 | 209.6145 | 6.2356 | 25.7482 | 192.9676 | 290.6112 | 8.1284 | 280 |  | 231 | 572.0141 | 95.0828 | 126.5374 | 172.04 | 6.2356 | 130.694 | 163.3194 | 159.4688 | 7.4767 | 294 |  | 231 | 513.9521 | 87.8768 | 139.4763 | 191.7259 | 6.2356 | 38.531 | 144.1223 | 156.6694 | 7.0718 | 294 |  | 231 | 513.9156 | 83.455 | 123.1397 | 182.9681 | 6.2356 | 108.8213 | 143.7084 | 113.6444 | 7.0753 | 294
|  | 232 | 585.9481 | 105.3534 | 153.8247 | 209.4113 | 6.2356 | 25.7402 | 192.5388 | 290.8224 | 8.1284 | 283 |  | 232 | 565.1047 | 94.586 | 126.3021 | 171.912 | 6.2356 | 130.8829 | 162.9009 | 159.1948 | 7.4767 | 294 |  | 232 | 507.6528 | 87.4641 | 139.168 | 191.4863 | 6.2356 | 38.5395 | 143.7066 | 156.1505 | 7.0718 | 294 |  | 232 | 507.5919 | 82.8498 | 122.9828 | 182.8217 | 6.2356 | 108.8665 | 143.2803 | 113.0832 | 7.0753 | 297
|  | 233 | 579.1051 | 104.9002 | 153.0551 | 209.2467 | 6.2356 | 25.7324 | 192.1128 | 291.0498 | 8.1284 | 286 |  | 233 | 558.5057 | 94.1604 | 125.6832 | 171.7861 | 6.2356 | 131.0753 | 162.4851 | 158.9333 | 7.4767 | 296 |  | 233 | 501.8784 | 86.8184 | 138.4881 | 191.3265 | 6.2356 | 38.5484 | 143.2934 | 155.6447 | 7.0718 | 296 |  | 233 | 501.8636 | 82.0552 | 122.4201 | 182.6753 | 6.2356 | 108.9127 | 142.8551 | 112.5307 | 7.0753 | 299
|  | 234 | 572.2429 | 104.3738 | 152.2237 | 209.2364 | 6.2356 | 25.725 | 191.6898 | 291.2932 | 8.1284 | 288 |  | 234 | 551.957 | 93.4467 | 125.1806 | 171.7817 | 6.2356 | 131.2713 | 162.0723 | 158.6844 | 7.4767 | 296 |  | 234 | 495.7808 | 86.3414 | 137.8722 | 191.2572 | 6.2356 | 38.5576 | 142.8832 | 155.1522 | 7.0718 | 296 |  | 234 | 495.3819 | 81.8184 | 121.9656 | 182.616 | 6.2356 | 108.9599 | 142.4331 | 111.9872 | 7.0753 | 302
|  | 235 | 565.2049 | 103.7749 | 151.7751 | 209.0913 | 6.2356 | 25.7178 | 191.27 | 291.5525 | 8.1284 | 291 |  | 235 | 545.6169 | 92.7787 | 124.5528 | 171.648 | 6.2356 | 131.4708 | 161.6627 | 158.4485 | 7.4767 | 298 |  | 235 | 489.6497 | 85.8997 | 137.3288 | 191.1134 | 6.2356 | 38.5672 | 142.4761 | 154.6736 | 7.0718 | 298 |  | 235 | 490.3166 | 80.5809 | 121.1911 | 182.4613 | 6.2356 | 109.008 | 142.0144 | 111.4531 | 7.0753 | 304
|  | 236 | 558.2814 | 103.229 | 151.1637 | 208.9416 | 6.2356 | 25.7109 | 190.8538 | 291.8276 | 8.1284 | 294 |  | 236 | 539.4685 | 92.0681 | 123.8233 | 171.467 | 6.2356 | 131.6738 | 161.2566 | 158.2257 | 7.4767 | 298 |  | 236 | 483.9331 | 85.261 | 136.5848 | 190.9529 | 6.2356 | 38.5771 | 142.0723 | 154.2091 | 7.0718 | 298 |  | 236 | 484.5664 | 80.0023 | 120.5494 | 182.1996 | 6.2356 | 109.0572 | 141.5995 | 110.9288 | 7.0753 | 307
|  | 237 | 551.7915 | 102.445 | 150.5731 | 208.5759 | 6.2356 | 25.7043 | 190.4412 | 292.1186 | 8.1284 | 297 |  | 237 | 533.5695 | 91.3304 | 123.2133 | 170.9441 | 6.2356 | 131.8801 | 160.8541 | 158.0162 | 7.4767 | 301 |  | 237 | 478.4127 | 84.6426 | 135.899 | 190.5177 | 6.2356 | 38.5874 | 141.6722 | 153.7591 | 7.0718 | 301 |  | 237 | 479.242 | 79.2248 | 119.9483 | 181.6703 | 6.2356 | 109.1072 | 141.1884 | 110.4146 | 7.0753 | 310
|  | 238 | 545.6063 | 101.6523 | 149.827 | 208.0694 | 6.2356 | 25.698 | 190.0327 | 292.4253 | 8.1284 | 300 |  | 238 | 527.3332 | 90.8602 | 122.6083 | 170.4862 | 6.2356 | 132.0897 | 160.4556 | 157.8203 | 7.4767 | 301 |  | 238 | 472.7116 | 83.994 | 135.4799 | 190.0266 | 6.2356 | 38.5981 | 141.276 | 153.3239 | 7.0718 | 301 |  | 238 | 473.721 | 78.4447 | 119.5464 | 181.1412 | 6.2356 | 109.1581 | 140.7816 | 109.9109 | 7.0753 | 312
|  | 239 | 539.1404 | 101.1145 | 149.1948 | 207.4748 | 6.2356 | 25.692 | 189.6284 | 292.7476 | 8.1284 | 303 |  | 239 | 521.7366 | 90.3423 | 122.1738 | 170.076 | 6.2356 | 132.3026 | 160.0612 | 157.6383 | 7.4767 | 303 |  | 239 | 467.3388 | 83.5458 | 135.0454 | 189.4281 | 6.2356 | 38.609 | 140.8838 | 152.9041 | 7.0718 | 303 |  | 239 | 468.7683 | 77.7895 | 119.1727 | 180.7252 | 6.2356 | 109.2099 | 140.3791 | 109.418 | 7.0753 | 315
|  | 240 | 534.9783 | 100.6941 | 148.8487 | 207.0289 | 6.2356 | 25.6863 | 189.2286 | 293.0855 | 8.1284 | 306 |  | 240 | 517.6954 | 90.0277 | 121.9482 | 169.681 | 6.2356 | 132.5188 | 159.6712 | 157.4702 | 7.4767 | 303 |  | 240 | 463.6845 | 83.3942 | 134.6131 | 189.0123 | 6.2356 | 38.6204 | 140.4961 | 152.4997 | 7.0718 | 303 |  | 240 | 464.9904 | 77.5698 | 118.9317 | 180.3244 | 6.2356 | 109.2625 | 139.9814 | 108.9363 | 7.0753 | 317
|  | 241 | 530.4901 | 100.3564 | 148.773 | 206.6303 | 6.2356 | 25.6809 | 188.8335 | 293.4389 | 8.1284 | 308 |  | 241 | 513.3844 | 89.744 | 121.8383 | 169.409 | 6.2356 | 132.7381 | 159.2858 | 157.3164 | 7.4767 | 305 |  | 241 | 459.9556 | 82.9558 | 134.5373 | 188.6015 | 6.2356 | 38.632 | 140.1129 | 152.1114 | 7.0718 | 305 |  | 241 | 461.1296 | 77.1779 | 118.7888 | 180.0805 | 6.2356 | 109.3159 | 139.5886 | 108.4662 | 7.0753 | 320
|  | 242 | 525.6289 | 100.1884 | 148.6615 | 206.4708 | 6.2356 | 25.6758 | 188.4433 | 293.8077 | 8.1284 | 311 |  | 242 | 508.923 | 89.4177 | 121.7834 | 169.2752 | 6.2356 | 132.9605 | 158.9053 | 157.1771 | 7.4767 | 305 |  | 242 | 455.8932 | 82.6643 | 134.4024 | 188.4363 | 6.2356 | 38.644 | 139.7346 | 151.7394 | 7.0718 | 305 |  | 242 | 456.8591 | 77.0739 | 118.7487 | 179.8556 | 6.2356 | 109.37 | 139.2011 | 108.008 | 7.0753 | 322
|  | 243 | 521.2212 | 99.7836 | 148.4392 | 206.2056 | 6.2356 | 25.671 | 188.0583 | 294.1918 | 8.1284 | 314 |  | 243 | 504.5777 | 89.1135 | 121.7408 | 168.9908 | 6.2356 | 133.186 | 158.5298 | 157.0525 | 7.4767 | 307 |  | 243 | 451.7511 | 82.4611 | 134.4024 | 188.1276 | 6.2356 | 38.6563 | 139.3614 | 151.384 | 7.0718 | 307 |  | 243 | 452.7806 | 76.8365 | 118.7257 | 179.5552 | 6.2356 | 109.4249 | 138.819 | 107.5621 | 7.0753 | 324
|  | 244 | 517.0209 | 99.3512 | 148.1036 | 205.8737 | 6.2356 | 25.6665 | 187.6788 | 294.5912 | 8.1284 | 316 |  | 244 | 500.512 | 88.6408 | 121.5873 | 168.7063 | 6.2356 | 133.4146 | 158.1597 | 156.9428 | 7.4767 | 307 |  | 244 | 448.18 | 81.8703 | 134.1979 | 187.84 | 6.2356 | 38.6689 | 138.9935 | 151.0458 | 7.0718 | 307 |  | 244 | 448.7859 | 76.6112 | 118.6327 | 179.2288 | 6.2356 | 109.4805 | 138.4426 | 107.1289 | 7.0753 | 327
|  | 245 | 512.6534 | 98.9051 | 147.9488 | 205.5419 | 6.2356 | 25.6623 | 187.305 | 295.0058 | 8.1284 | 319 |  | 245 | 496.5489 | 88.2219 | 121.3146 | 168.3846 | 6.2356 | 133.6461 | 157.7952 | 156.8483 | 7.4767 | 309 |  | 245 | 444.233 | 81.538 | 134.0918 | 187.5715 | 6.2356 | 38.6818 | 138.6312 | 150.7249 | 7.0718 | 309 |  | 245 | 445.2028 | 76.2058 | 118.3477 | 178.8627 | 6.2356 | 109.5367 | 138.0722 | 106.7086 | 7.0753 | 329
|  | 246 | 508.4491 | 98.4603 | 147.6064 | 205.2334 | 6.2356 | 25.6584 | 186.9371 | 295.4356 | 8.1284 | 322 |  | 246 | 492.1276 | 88.0111 | 121.1836 | 168.1712 | 6.2356 | 133.8805 | 157.4364 | 156.7691 | 7.4767 | 309 |  | 246 | 440.3591 | 81.1775 | 133.9543 | 187.2895 | 6.2356 | 38.695 | 138.2748 | 150.4218 | 7.0718 | 309 |  | 246 | 441.264 | 75.9307 | 118.1748 | 178.6101 | 6.2356 | 109.5935 | 137.708 | 106.3018 | 7.0753 | 331
|  | 247 | 504.1231 | 97.9237 | 147.4242 | 204.9781 | 6.2356 | 25.6548 | 186.5753 | 295.8804 | 8.1284 | 324 |  | 247 | 488.3152 | 87.3917 | 120.8506 | 167.9595 | 6.2356 | 134.1177 | 157.0837 | 156.7056 | 7.4767 | 311 |  | 247 | 436.5645 | 80.8641 | 133.6062 | 187.0915 | 6.2356 | 38.7085 | 137.9244 | 150.1368 | 7.0718 | 311 |  | 247 | 437.7022 | 75.4406 | 117.823 | 178.3745 | 6.2356 | 109.6509 | 137.3503 | 105.9088 | 7.0753 | 334
|  | 248 | 499.7269 | 97.4925 | 147.2067 | 204.7229 | 6.2356 | 25.6516 | 186.22 | 296.3403 | 8.1284 | 327 |  | 248 | 484.559 | 86.68 | 120.5538 | 167.7477 | 6.2356 | 134.3578 | 156.7373 | 156.6579 | 7.4767 | 311 |  | 248 | 433.1452 | 80.2857 | 133.148 | 186.8935 | 6.2356 | 38.7223 | 137.5803 | 149.8703 | 7.0718 | 311 |  | 248 | 434.2433 | 74.8269 | 117.4918 | 178.1388 | 6.2356 | 109.7089 | 136.9993 | 105.5299 | 7.0753 | 336
|  | 249 | 495.3282 | 97.2018 | 146.8512 | 204.4676 | 6.2356 | 25.6486 | 185.8713 | 296.8153 | 8.1284 | 329 |  | 249 | 480.3833 | 86.4079 | 120.2368 | 167.536 | 6.2356 | 134.6006 | 156.3973 | 156.6266 | 7.4767 | 313 |  | 249 | 429.3198 | 79.9301 | 132.8729 | 186.6956 | 6.2356 | 38.7364 | 137.2429 | 149.6229 | 7.0718 | 313 |  | 249 | 430.6528 | 74.3725 | 117.133 | 177.9032 | 6.2356 | 109.7674 | 136.6553 | 105.1659 | 7.0753 | 338
|  | 250 | 490.8172 | 96.9241 | 146.5951 | 204.2123 | 6.2356 | 25.646 | 185.5295 | 297.3051 | 8.1284 | 332 |  | 250 | 476.3443 | 86.0272 | 119.8918 | 167.3243 | 6.2356 | 134.8462 | 156.0641 | 156.6119 | 7.4767 | 313 |  | 250 | 425.7217 | 79.4454 | 132.4997 | 186.4976 | 6.2356 | 38.7507 | 136.9122 | 149.3947 | 7.0718 | 313 |  | 250 | 426.9143 | 73.9922 | 116.8479 | 177.6676 | 6.2356 | 109.8264 | 136.3186 | 104.8178 | 7.0753 | 340
|  | 251 | 486.1559 | 96.6313 | 146.5043 | 203.957 | 6.2356 | 25.6437 | 185.1949 | 297.8097 | 8.1284 | 334 |  | 251 | 471.9558 | 85.7988 | 119.7433 | 167.1133 | 6.2356 | 135.0944 | 155.7378 | 156.6142 | 7.4767 | 315 |  | 251 | 421.6741 | 79.1916 | 132.3452 | 186.2996 | 6.2356 | 38.7654 | 136.5886 | 149.186 | 7.0718 | 315 |  | 251 | 422.8763 | 73.7741 | 116.7002 | 177.4319 | 6.2356 | 109.8859 | 135.9894 | 104.4871 | 7.0753 | 342
|  | 252 | 481.6855 | 96.2221 | 146.3123 | 203.7285 | 6.2356 | 25.6417 | 184.8677 | 298.3289 | 8.1284 | 337 |  | 252 | 467.5737 | 85.5791 | 119.5505 | 166.9313 | 6.2356 | 135.3452 | 155.4188 | 156.6335 | 7.4767 | 315 |  | 252 | 417.4688 | 79.0497 | 132.2365 | 186.1016 | 6.2356 | 38.7802 | 136.2723 | 148.9977 | 7.0718 | 315 |  | 252 | 418.7056 | 73.5955 | 116.6236 | 177.2183 | 6.2356 | 109.9458 | 135.668 | 104.1722 | 7.0753 | 344
|  | 253 | 477.378 | 95.733 | 146.0288 | 203.5085 | 6.2356 | 25.6401 | 184.548 | 298.8629 | 8.1284 | 339 |  | 253 | 463.7536 | 84.9288 | 119.2264 | 166.7494 | 6.2356 | 135.5985 | 155.1072 | 156.6698 | 7.4767 | 317 |  | 253 | 413.7235 | 78.6788 | 131.8967 | 185.9036 | 6.2356 | 38.7954 | 135.9636 | 148.8297 | 7.0718 | 317 |  | 253 | 414.7742 | 73.2898 | 116.432 | 177.0076 | 6.2356 | 110.0061 | 135.3546 | 103.8731 | 7.0753 | 347
|  | 254 | 473.3746 | 94.9822 | 145.7028 | 203.2885 | 6.2356 | 25.6388 | 184.2363 | 299.4132 | 8.1284 | 342 |  | 254 | 459.5168 | 84.6027 | 118.9947 | 166.5675 | 6.2356 | 135.8544 | 154.8032 | 156.7232 | 7.4767 | 317 |  | 254 | 410.2614 | 78.054 | 131.5276 | 185.7057 | 6.2356 | 38.8108 | 135.6626 | 148.6828 | 7.0718 | 317 |  | 254 | 411.0761 | 72.898 | 116.0988 | 176.7914 | 6.2356 | 110.0667 | 135.0494 | 103.59 | 7.0753 | 349
|  | 255 | 469.1268 | 94.5724 | 145.288 | 203.0609 | 6.2356 | 25.6378 | 183.9327 | 299.9804 | 8.1284 | 344 |  | 255 | 455.7794 | 83.9917 | 118.6432 | 166.2909 | 6.2356 | 136.1126 | 154.5072 | 156.7938 | 7.4767 | 319 |  | 255 | 406.6717 | 77.5263 | 131.2464 | 185.4503 | 6.2356 | 38.8264 | 135.3697 | 148.5572 | 7.0718 | 319 |  | 255 | 407.4531 | 72.4981 | 115.7912 | 176.4824 | 6.2356 | 110.1277 | 134.7528 | 103.3234 | 7.0753 | 351
|  | 256 | 464.751 | 94.2316 | 145.0346 | 202.7308 | 6.2356 | 25.6371 | 183.6374 | 300.5623 | 8.1284 | 346 |  | 256 | 451.6085 | 83.6997 | 118.4177 | 166.0028 | 6.2356 | 136.3733 | 154.2193 | 156.8821 | 7.4767 | 319 |  | 256 | 402.8873 | 77.1818 | 131.0175 | 185.1541 | 6.2356 | 38.8423 | 135.0851 | 148.453 | 7.0718 | 319 |  | 256 | 403.7976 | 71.9905 | 115.6238 | 176.1734 | 6.2356 | 110.189 | 134.465 | 103.0737 | 7.0753 | 353
|  | 257 | 460.3274 | 93.869 | 144.8508 | 202.4006 | 6.2356 | 25.6368 | 183.3507 | 301.1583 | 8.1284 | 349 |  | 257 | 447.5771 | 83.2004 | 118.2601 | 165.7148 | 6.2356 | 136.6363 | 153.9398 | 156.9881 | 7.4767 | 321 |  | 257 | 399.1565 | 76.772 | 130.8004 | 184.8578 | 6.2356 | 38.8585 | 134.809 | 148.3704 | 7.0718 | 321 |  | 257 | 399.9946 | 71.4876 | 115.5393 | 175.9244 | 6.2356 | 110.2506 | 134.1862 | 102.8411 | 7.0753 | 355
|  | 258 | 456.2958 | 93.0194 | 144.7135 | 202.119 | 6.2356 | 25.6368 | 183.0728 | 301.7684 | 8.1284 | 351 |  | 258 | 443.8299 | 82.4038 | 118.0198 | 165.5223 | 6.2356 | 136.9017 | 153.6689 | 157.112 | 7.4767 | 321 |  | 258 | 395.4992 | 76.1509 | 130.6672 | 184.6155 | 6.2356 | 38.8748 | 134.5417 | 148.31 | 7.0718 | 321 |  | 258 | 396.2473 | 71.0245 | 115.3296 | 175.7051 | 6.2356 | 110.3124 | 133.9167 | 102.6261 | 7.0753 | 357
|  | 259 | 452.3746 | 92.1693 | 144.416 | 201.8877 | 6.2356 | 25.6372 | 182.8041 | 302.3923 | 8.1284 | 353 |  | 259 | 439.9749 | 81.7207 | 117.7726 | 165.3311 | 6.2356 | 137.1692 | 153.4069 | 157.2542 | 7.4767 | 323 |  | 259 | 391.7528 | 75.6255 | 130.4935 | 184.407 | 6.2356 | 38.8914 | 134.2834 | 148.2719 | 7.0718 | 323 |  | 259 | 392.7795 | 70.3236 | 115.0782 | 175.4858 | 6.2356 | 110.3743 | 133.6568 | 102.4289 | 7.0753 | 358
|  | 260 | 448.3135 | 91.3769 | 144.2049 | 201.6521 | 6.2356 | 25.6379 | 182.5446 | 303.0301 | 8.1284 | 356 |  | 260 | 435.8018 | 81.3968 | 117.5895 | 165.0348 | 6.2356 | 137.4389 | 153.1539 | 157.4149 | 7.4767 | 323 |  | 260 | 388.0136 | 75.2134 | 130.2807 | 184.1172 | 6.2356 | 38.9082 | 134.0344 | 148.2567 | 7.0718 | 323 |  | 260 | 388.9797 | 69.9821 | 114.9063 | 175.1595 | 6.2356 | 110.4365 | 133.4067 | 102.25 | 7.0753 | 358
|  | 261 | 444.3063 | 90.7862 | 143.8874 | 201.2675 | 6.2356 | 25.6389 | 182.2948 | 303.6817 | 8.1284 | 358 |  | 261 | 432.3076 | 80.5025 | 117.3412 | 164.6951 | 6.2356 | 137.7108 | 152.9102 | 157.5942 | 7.4767 | 324 |  | 261 | 384.5171 | 74.5661 | 130.1175 | 183.7703 | 6.2356 | 38.9252 | 133.7949 | 148.2646 | 7.0718 | 324 |  | 261 | 385.7387 | 69.3361 | 114.5119 | 174.8015 | 6.2356 | 110.4988 | 133.1667 | 102.0898 | 7.0753 | 360
|  | 262 | 440.0501 | 90.2871 | 143.7271 | 200.8829 | 6.2356 | 25.6404 | 182.0547 | 304.347 | 8.1284 | 360 |  | 262 | 428.3128 | 80.1539 | 116.9953 | 164.408 | 6.2356 | 137.9848 | 152.6762 | 157.7923 | 7.4767 | 324 |  | 262 | 381.0707 | 74.1088 | 129.7141 | 183.4233 | 6.2356 | 38.9424 | 133.5652 | 148.2961 | 7.0718 | 324 |  | 262 | 382.0929 | 68.929 | 114.2467 | 174.4802 | 6.2356 | 110.5612 | 132.9369 | 101.9484 | 7.0753 | 360
|  | 263 | 435.9999 | 89.8001 | 143.2584 | 200.5887 | 6.2356 | 25.6421 | 181.8247 | 305.026 | 8.1284 | 362 |  | 263 | 424.423 | 79.6471 | 116.6146 | 164.2087 | 6.2356 | 138.2607 | 152.4518 | 158.0096 | 7.4767 | 326 |  | 263 | 377.6002 | 73.651 | 129.2305 | 183.1814 | 6.2356 | 38.9598 | 133.3455 | 148.3514 | 7.0718 | 326 |  | 263 | 378.505 | 68.4304 | 113.9219 | 174.252 | 6.2356 | 110.6237 | 132.7178 | 101.8265 | 7.0753 | 362
|  | 264 | 432.0048 | 89.0912 | 142.903 | 200.3479 | 6.2356 | 25.6442 | 181.605 | 305.7185 | 8.1284 | 364 |  | 264 | 420.5381 | 79.091 | 116.2783 | 164.0095 | 6.2356 | 138.5387 | 152.2376 | 158.2463 | 7.4767 | 326 |  | 264 | 373.8641 | 73.2763 | 128.9049 | 182.9637 | 6.2356 | 38.9775 | 133.136 | 148.4309 | 7.0718 | 326 |  | 264 | 374.8484 | 68.0056 | 113.592 | 174.0239 | 6.2356 | 110.6862 | 132.5095 | 101.7242 | 7.0753 | 362
|  | 265 | 427.8571 | 88.5167 | 142.5659 | 200.1072 | 6.2356 | 25.6467 | 181.3958 | 306.4245 | 8.1284 | 366 |  | 265 | 416.6933 | 78.5099 | 115.9271 | 163.8103 | 6.2356 | 138.8186 | 152.0335 | 158.5024 | 7.4767 | 328 |  | 265 | 370.2263 | 72.654 | 128.7289 | 182.7459 | 6.2356 | 38.9953 | 132.9371 | 148.5351 | 7.0718 | 328 |  | 265 | 371.1278 | 67.5654 | 113.3416 | 173.7957 | 6.2356 | 110.7487 | 132.3123 | 101.642 | 7.0753 | 364
|  | 266 | 423.705 | 87.9139 | 142.2615 | 199.8664 | 6.2356 | 25.6495 | 181.1974 | 307.1439 | 8.1284 | 368 |  | 266 | 412.7323 | 77.9547 | 115.6661 | 163.6111 | 6.2356 | 139.1003 | 151.84 | 158.7784 | 7.4767 | 328 |  | 266 | 366.6299 | 72.1998 | 128.3431 | 182.5282 | 6.2356 | 39.0133 | 132.7489 | 148.6643 | 7.0718 | 328 |  | 266 | 367.4152 | 67.1958 | 113.0124 | 173.5676 | 6.2356 | 110.8112 | 132.1264 | 101.5801 | 7.0753 | 364
|  | 267 | 419.7335 | 87.337 | 141.7506 | 199.6256 | 6.2356 | 25.6527 | 181.0101 | 307.8767 | 8.1284 | 371 |  | 267 | 408.8097 | 77.432 | 115.334 | 163.4119 | 6.2356 | 139.3839 | 151.6572 | 159.0744 | 7.4767 | 330 |  | 267 | 362.9457 | 71.7898 | 128.001 | 182.3105 | 6.2356 | 39.0314 | 132.5716 | 148.8187 | 7.0718 | 330 |  | 267 | 363.8665 | 66.6733 | 112.6725 | 173.3394 | 6.2356 | 110.8736 | 131.9521 | 101.5402 | 7.0753 | 366
|  | 268 | 415.4746 | 86.8423 | 141.4447 | 199.3848 | 6.2356 | 25.6562 | 180.834 | 308.6245 | 8.1284 | 373 |  | 268 | 404.7453 | 76.9813 | 115.0719 | 163.2126 | 6.2356 | 139.6692 | 151.4853 | 159.3905 | 7.4767 | 330 |  | 268 | 359.3324 | 71.3766 | 127.5914 | 182.0928 | 6.2356 | 39.0502 | 132.4056 | 148.9989 | 7.0718 | 330 |  | 268 | 360.0107 | 66.3155 | 112.4748 | 173.1113 | 6.2356 | 110.936 | 131.7897 | 101.5222 | 7.0753 | 366
|  | 269 | 411.187 | 86.4369 | 141.0785 | 199.144 | 6.2356 | 25.6601 | 180.6694 | 309.3857 | 8.1284 | 374 |  | 269 | 400.7593 | 76.6102 | 114.6518 | 163.0134 | 6.2356 | 139.9563 | 151.3247 | 159.7272 | 7.4767 | 331 |  | 269 | 355.6516 | 70.9525 | 127.2601 | 181.8751 | 6.2356 | 39.0691 | 132.2511 | 149.2057 | 7.0718 | 331 |  | 269 | 356.4815 | 65.8661 | 112.0421 | 172.8831 | 6.2356 | 110.9985 | 131.6394 | 101.5272 | 7.0753 | 368
|  | 270 | 406.9785 | 85.928 | 140.7365 | 198.9032 | 6.2356 | 25.6644 | 180.5165 | 310.16 | 8.1284 | 376 |  | 270 | 396.8162 | 76.1458 | 114.2819 | 162.8142 | 6.2356 | 140.245 | 151.1755 | 160.0845 | 7.4767 | 331 |  | 270 | 351.8819 | 70.5922 | 126.9538 | 181.6574 | 6.2356 | 39.0882 | 132.1083 | 149.4393 | 7.0718 | 331 |  | 270 | 352.8693 | 65.428 | 111.681 | 172.6549 | 6.2356 | 111.061 | 131.5015 | 101.5576 | 7.0753 | 368
|  | 271 | 402.8911 | 85.3562 | 140.3363 | 198.6625 | 6.2356 | 25.6691 | 180.3757 | 310.9472 | 8.1284 | 378 |  | 271 | 392.8662 | 75.7245 | 113.876 | 162.615 | 6.2356 | 140.5353 | 151.0379 | 160.4627 | 7.4767 | 333 |  | 271 | 348.2502 | 70.1803 | 126.5611 | 181.4396 | 6.2356 | 39.1074 | 131.9775 | 149.6996 | 7.0718 | 333 |  | 271 | 349.2151 | 64.9638 | 111.3883 | 172.4268 | 6.2356 | 111.1233 | 131.3762 | 101.612 | 7.0753 | 369
|  | 272 | 398.678 | 84.972 | 139.8743 | 198.4217 | 6.2356 | 25.6741 | 180.2471 | 311.7472 | 8.1284 | 380 |  | 272 | 388.9061 | 75.2644 | 113.519 | 162.4157 | 6.2356 | 140.8272 | 150.9123 | 160.8621 | 7.4767 | 333 |  | 272 | 344.6088 | 69.7872 | 126.1594 | 181.2219 | 6.2356 | 39.1267 | 131.8589 | 149.9869 | 7.0718 | 333 |  | 272 | 345.5225 | 64.605 | 111.0283 | 172.1986 | 6.2356 | 111.1853 | 131.2638 | 101.6942 | 7.0753 | 369
|  | 273 | 394.4117 | 84.5697 | 139.4836 | 198.1809 | 6.2356 | 25.6795 | 180.131 | 312.56 | 8.1284 | 382 |  | 273 | 384.9776 | 74.7762 | 113.1585 | 162.2165 | 6.2356 | 141.1206 | 150.7987 | 161.2827 | 7.4767 | 335 |  | 273 | 340.913 | 69.3998 | 125.8063 | 181.0042 | 6.2356 | 39.1462 | 131.7528 | 150.3016 | 7.0718 | 335 |  | 273 | 341.9303 | 64.1594 | 110.6548 | 171.9705 | 6.2356 | 111.2471 | 131.1645 | 101.7983 | 7.0753 | 371
|  | 274 | 390.0079 | 84.2399 | 139.1579 | 197.9401 | 6.2356 | 25.6853 | 180.0276 | 313.3856 | 8.1284 | 384 |  | 274 | 380.895 | 74.4597 | 112.7803 | 162.0173 | 6.2356 | 141.4155 | 150.6976 | 161.725 | 7.4767 | 335 |  | 274 | 337.2169 | 69.0529 | 125.4131 | 180.7865 | 6.2356 | 39.1657 | 131.6593 | 150.6442 | 7.0718 | 335 |  | 274 | 338.0851 | 63.879 | 110.3692 | 171.7423 | 6.2356 | 111.3085 | 131.0786 | 101.9394 | 7.0753 | 371
|  | 275 | 385.8869 | 83.8027 | 138.69 | 197.666 | 6.2356 | 25.6914 | 179.937 | 314.2235 | 8.1284 | 386 |  | 275 | 376.8405 | 74.1302 | 112.4469 | 161.7582 | 6.2356 | 141.7117 | 150.6089 | 162.1888 | 7.4767 | 336 |  | 275 | 333.5771 | 68.6852 | 125.0195 | 180.5336 | 6.2356 | 39.1854 | 131.5787 | 151.0145 | 7.0718 | 336 |  | 275 | 334.3592 | 63.5956 | 110.0829 | 171.3986 | 6.2356 | 111.3696 | 131.0062 | 102.1148 | 7.0753 | 373
|  | 276 | 381.9412 | 83.393 | 138.1247 | 197.2867 | 6.2356 | 25.6985 | 179.8587 | 315.0724 | 8.1284 | 387 |  | 276 | 372.9769 | 73.7062 | 112.0566 | 161.4596 | 6.2356 | 142.0091 | 150.5322 | 162.6731 | 7.4767 | 336 |  | 276 | 330.0151 | 68.3468 | 124.6057 | 180.1939 | 6.2356 | 39.2051 | 131.5104 | 151.4116 | 7.0718 | 336 |  | 276 | 330.6844 | 63.2404 | 109.7542 | 171.1178 | 6.2356 | 111.4303 | 130.9468 | 102.3127 | 7.0753 | 373
|  | 277 | 377.8007 | 82.9516 | 137.6544 | 197.0388 | 6.2356 | 25.706 | 179.7918 | 315.9306 | 8.1284 | 389 |  | 277 | 369.0666 | 73.2135 | 111.6766 | 161.2662 | 6.2356 | 142.3074 | 150.4669 | 163.1765 | 7.4767 | 338 |  | 277 | 326.5329 | 67.8314 | 124.178 | 179.9652 | 6.2356 | 39.2249 | 131.4539 | 151.834 | 7.0718 | 338 |  | 277 | 327.115 | 62.8384 | 109.308 | 170.8959 | 6.2356 | 111.4907 | 130.8999 | 102.5303 | 7.0753 | 374
|  | 278 | 373.6487 | 82.4824 | 137.2103 | 196.8038 | 6.2356 | 25.7137 | 179.7358 | 316.7964 | 8.1284 | 391 |  | 278 | 365.036 | 72.8683 | 111.2694 | 161.0728 | 6.2356 | 142.6064 | 150.4123 | 163.6979 | 7.4767 | 338 |  | 278 | 322.71 | 67.5628 | 123.8279 | 179.7529 | 6.2356 | 39.2447 | 131.4085 | 152.2802 | 7.0718 | 338 |  | 278 | 323.5949 | 62.3873 | 108.8616 | 170.674 | 6.2356 | 111.5505 | 130.8647 | 102.7655 | 7.0753 | 374
|  | 279 | 369.4272 | 82.0835 | 136.8083 | 196.5261 | 6.2356 | 25.7217 | 179.6899 | 317.6681 | 8.1284 | 393 |  | 279 | 361.197 | 72.4586 | 110.7972 | 160.8172 | 6.2356 | 142.9058 | 150.3678 | 164.2358 | 7.4767 | 340 |  | 279 | 319.0733 | 67.2488 | 123.4167 | 179.4608 | 6.2356 | 39.2646 | 131.3737 | 152.7489 | 7.0718 | 340 |  | 279 | 320.0273 | 62.0249 | 108.4733 | 170.3529 | 6.2356 | 111.61 | 130.8407 | 103.0174 | 7.0753 | 376
|  | 280 | 365.3952 | 81.6364 | 136.4747 | 196.0388 | 6.2356 | 25.7299 | 179.6533 | 318.5441 | 8.1284 | 394 |  | 280 | 357.2101 | 72.0492 | 110.5071 | 160.5271 | 6.2356 | 143.2054 | 150.3328 | 164.7891 | 7.4767 | 340 |  | 280 | 315.6831 | 66.8111 | 123.0621 | 178.9894 | 6.2356 | 39.2845 | 131.3488 | 153.2385 | 7.0718 | 340 |  | 280 | 316.5443 | 61.7377 | 108.0869 | 169.8701 | 6.2356 | 111.6689 | 130.8273 | 103.285 | 7.0753 | 376
|  | 281 | 361.4462 | 81.2502 | 136.0179 | 195.5306 | 6.2356 | 25.7384 | 179.6253 | 319.4228 | 8.1284 | 396 |  | 281 | 353.3224 | 71.6437 | 110.1113 | 160.2396 | 6.2356 | 143.5049 | 150.3067 | 165.3563 | 7.4767 | 341 |  | 281 | 312.2616 | 66.4644 | 122.5764 | 178.5892 | 6.2356 | 39.3043 | 131.3332 | 153.7478 | 7.0718 | 341 |  | 281 | 313.1124 | 61.3313 | 107.797 | 169.3588 | 6.2356 | 111.7272 | 130.8238 | 103.5675 | 7.0753 | 377
|  | 282 | 357.4574 | 80.8076 | 135.586 | 195.0938 | 6.2356 | 25.747 | 179.6052 | 320.3023 | 8.1284 | 397 |  | 282 | 349.5369 | 71.194 | 109.6762 | 159.9334 | 6.2356 | 143.8044 | 150.2889 | 165.9362 | 7.4767 | 341 |  | 282 | 308.7758 | 66.0868 | 122.1075 | 178.2676 | 6.2356 | 39.3241 | 131.3263 | 154.2751 | 7.0718 | 341 |  | 282 | 309.4275 | 61.0395 | 107.4214 | 169.0718 | 6.2356 | 111.785 | 130.8296 | 103.8639 | 7.0753 | 377
|  | 283 | 353.2048 | 80.3394 | 135.247 | 194.8535 | 6.2356 | 25.7558 | 179.5923 | 321.1811 | 8.1284 | 399 |  | 283 | 345.6983 | 70.6192 | 109.3015 | 159.7451 | 6.2356 | 144.1033 | 150.2787 | 166.5274 | 7.4767 | 343 |  | 283 | 305.1135 | 65.667 | 121.7446 | 178.0587 | 6.2356 | 39.3439 | 131.3276 | 154.8193 | 7.0718 | 343 |  | 283 | 305.8889 | 60.5267 | 107.0517 | 168.8534 | 6.2356 | 111.8423 | 130.8441 | 104.1732 | 7.0753 | 379
|  | 284 | 349.2002 | 79.8125 | 134.7097 | 194.6222 | 6.2356 | 25.7647 | 179.5859 | 322.0576 | 8.1284 | 400 |  | 284 | 341.8078 | 70.1491 | 108.8738 | 159.5569 | 6.2356 | 144.4014 | 150.2756 | 167.1288 | 7.4767 | 343 |  | 284 | 301.5921 | 65.1394 | 121.3486 | 177.8497 | 6.2356 | 39.3636 | 131.3363 | 155.3787 | 7.0718 | 343 |  | 284 | 302.2414 | 60.1633 | 106.6417 | 168.635 | 6.2356 | 111.8988 | 130.8667 | 104.4949 | 7.0753 | 379
|  | 285 | 345.1791 | 79.2311 | 134.2433 | 194.3908 | 6.2356 | 25.7738 | 179.5852 | 322.9299 | 8.1284 | 402 |  | 285 | 337.8627 | 69.6307 | 108.5491 | 159.3687 | 6.2356 | 144.6984 | 150.2788 | 167.7389 | 7.4767 | 344 |  | 285 | 297.8379 | 64.861 | 120.9362 | 177.6407 | 6.2356 | 39.3832 | 131.352 | 155.9519 | 7.0718 | 344 |  | 285 | 298.4664 | 59.8131 | 106.3458 | 168.4166 | 6.2356 | 111.9548 | 130.8968 | 104.8278 | 7.0753 | 380
|  | 286 | 340.9023 | 78.8826 | 133.7998 | 194.1595 | 6.2356 | 25.783 | 179.5895 | 323.7965 | 8.1284 | 403 |  | 286 | 333.7382 | 69.3191 | 108.2004 | 159.177 | 6.2356 | 144.9941 | 150.2878 | 168.3565 | 7.4767 | 344 |  | 286 | 294.194 | 64.4724 | 120.5238 | 177.4317 | 6.2356 | 39.4026 | 131.374 | 156.5376 | 7.0718 | 344 |  | 286 | 294.7212 | 59.4735 | 106.0111 | 168.1966 | 6.2356 | 112.01 | 130.9336 | 105.1708 | 7.0753 | 380
|  | 287 | 336.8624 | 78.3638 | 133.2802 | 193.9378 | 6.2356 | 25.7923 | 179.5981 | 324.6557 | 8.1284 | 405 |  | 287 | 329.8835 | 68.8556 | 107.7597 | 158.9594 | 6.2356 | 145.2883 | 150.302 | 168.9802 | 7.4767 | 345 |  | 287 | 290.6161 | 64.0407 | 120.1014 | 177.2098 | 6.2356 | 39.4219 | 131.4016 | 157.1344 | 7.0718 | 345 |  | 287 | 291.1653 | 59.0552 | 105.6114 | 167.9311 | 6.2356 | 112.0645 | 130.9767 | 105.5232 | 7.0753 | 382
|  | 288 | 332.6125 | 77.9774 | 132.9526 | 193.6016 | 6.2356 | 25.8016 | 179.6103 | 325.5058 | 8.1284 | 405 |  | 288 | 326.0231 | 68.3791 | 107.3919 | 158.6877 | 6.2356 | 145.5808 | 150.3207 | 169.6088 | 7.4767 | 345 |  | 288 | 286.9696 | 63.6641 | 119.7791 | 176.9012 | 6.2356 | 39.4411 | 131.4344 | 157.7407 | 7.0718 | 345 |  | 288 | 287.6165 | 58.6282 | 105.2277 | 167.6512 | 6.2356 | 112.1183 | 131.0254 | 105.8838 | 7.0753 | 382
|  | 289 | 328.3723 | 77.5523 | 132.5474 | 193.3719 | 6.2356 | 25.811 | 179.6254 | 326.3451 | 8.1284 | 406 |  | 289 | 321.8904 | 68.0859 | 107.1356 | 158.3934 | 6.2356 | 145.8711 | 150.3433 | 170.241 | 7.4767 | 347 |  | 289 | 283.3081 | 63.3282 | 119.3308 | 176.6929 | 6.2356 | 39.4601 | 131.4716 | 158.3551 | 7.0718 | 347 |  | 289 | 284.0106 | 58.27 | 104.9894 | 167.2141 | 6.2356 | 112.1713 | 131.0791 | 106.2517 | 7.0753 | 383
|  | 290 | 324.4124 | 77.0559 | 132.1054 | 192.97 | 6.2356 | 25.8204 | 179.6425 | 327.172 | 8.1284 | 406 |  | 290 | 318.3567 | 67.622 | 106.7044 | 157.8457 | 6.2356 | 146.1592 | 150.3692 | 170.8755 | 7.4767 | 347 |  | 290 | 279.788 | 63.0147 | 118.9967 | 176.2067 | 6.2356 | 39.4789 | 131.5128 | 158.9763 | 7.0718 | 347 |  | 290 | 280.6496 | 57.8494 | 104.6843 | 166.6615 | 6.2356 | 112.2234 | 131.1371 | 106.6261 | 7.0753 | 383
|  | 291 | 320.3999 | 76.7118 | 131.7718 | 192.3602 | 6.2356 | 25.8298 | 179.661 | 327.9848 | 8.1284 | 407 |  | 291 | 314.5739 | 67.2554 | 106.4251 | 157.298 | 6.2356 | 146.4448 | 150.3978 | 171.5109 | 7.4767 | 348 |  | 291 | 276.4011 | 62.6368 | 118.6518 | 175.6624 | 6.2356 | 39.4974 | 131.5572 | 159.6028 | 7.0718 | 348 |  | 291 | 277.2342 | 57.4376 | 104.3816 | 166.1519 | 6.2356 | 112.2747 | 131.1989 | 107.006 | 7.0753 | 384
|  | 292 | 316.4036 | 76.3707 | 131.4004 | 191.7689 | 6.2356 | 25.8393 | 179.6803 | 328.7818 | 8.1284 | 407 |  | 292 | 311.0025 | 66.8406 | 106.0541 | 156.9946 | 6.2356 | 146.7277 | 150.4284 | 172.146 | 7.4767 | 348 |  | 292 | 273.1006 | 62.1916 | 118.2516 | 175.1543 | 6.2356 | 39.5158 | 131.6043 | 160.2331 | 7.0718 | 348 |  | 292 | 274.2663 | 57.0215 | 104.0102 | 165.8754 | 6.2356 | 112.3251 | 131.2638 | 107.3904 | 7.0753 | 384
|  | 293 | 313.1204 | 75.9819 | 130.911 | 191.3859 | 6.2356 | 25.8486 | 179.6994 | 329.5614 | 8.1284 | 409 |  | 293 | 308.2716 | 66.7116 | 105.7841 | 156.6813 | 6.2356 | 147.0075 | 150.4605 | 172.7794 | 7.4767 | 349 |  | 293 | 270.494 | 62.0417 | 118.0507 | 174.8209 | 6.2356 | 39.5338 | 131.6535 | 160.8659 | 7.0718 | 349 |  | 293 | 271.7797 | 56.8242 | 103.8603 | 165.4934 | 6.2356 | 112.3747 | 131.3312 | 107.7783 | 7.0753 | 386
|  | 294 | 310.3074 | 75.6859 | 130.6745 | 191.0482 | 6.2356 | 25.858 | 179.7178 | 330.3219 | 8.1284 | 409 |  | 294 | 305.5525 | 66.4664 | 105.5795 | 156.407 | 6.2356 | 147.2841 | 150.4934 | 173.4099 | 7.4767 | 349 |  | 294 | 267.9252 | 61.8938 | 117.8638 | 174.5098 | 6.2356 | 39.5516 | 131.7041 | 161.4997 | 7.0718 | 349 |  | 294 | 269.2932 | 56.573 | 103.6803 | 165.1956 | 6.2356 | 112.4232 | 131.4005 | 108.1697 | 7.0753 | 386
|  | 295 | 307.4288 | 75.3631 | 130.5162 | 190.7246 | 6.2356 | 25.8672 | 179.7347 | 331.0615 | 8.1284 | 410 |  | 295 | 302.788 | 66.1335 | 105.4489 | 156.1917 | 6.2356 | 147.5571 | 150.5265 | 174.0362 | 7.4767 | 351 |  | 295 | 265.5572 | 61.5966 | 117.6002 | 174.2238 | 6.2356 | 39.5691 | 131.7556 | 162.1335 | 7.0718 | 351 |  | 295 | 266.7182 | 56.387 | 103.4549 | 164.9662 | 6.2356 | 112.4708 | 131.471 | 108.5636 | 7.0753 | 387
|  | 296 | 304.6646 | 74.9677 | 130.2558 | 190.4612 | 6.2356 | 25.8764 | 179.7494 | 331.7788 | 8.1284 | 410 |  | 296 | 300.0096 | 65.9031 | 105.202 | 156.0042 | 6.2356 | 147.8265 | 150.5591 | 174.6569 | 7.4767 | 351 |  | 296 | 262.8778 | 61.3852 | 117.4473 | 174.0528 | 6.2356 | 39.5863 | 131.8073 | 162.7658 | 7.0718 | 351 |  | 296 | 264.1103 | 56.1524 | 103.2998 | 164.7482 | 6.2356 | 112.5174 | 131.5422 | 108.9583 | 7.0753 | 387
|  | 297 | 301.7633 | 74.657 | 130.0174 | 190.2283 | 6.2356 | 25.8854 | 179.7612 | 332.4718 | 8.1284 | 411 |  | 297 | 297.3489 | 65.5412 | 104.9689 | 155.8167 | 6.2356 | 148.0918 | 150.5907 | 175.2707 | 7.4767 | 352 |  | 297 | 260.5281 | 61.0106 | 117.1278 | 173.8818 | 6.2356 | 39.6031 | 131.8587 | 163.3949 | 7.0718 | 352 |  | 297 | 261.6378 | 55.7923 | 103.1347 | 164.5302 | 6.2356 | 112.563 | 131.6134 | 109.3528 | 7.0753 | 388
|  | 298 | 298.8663 | 74.2845 | 129.8365 | 189.9955 | 6.2356 | 25.8943 | 179.7693 | 333.1391 | 8.1284 | 411 |  | 298 | 294.6895 | 65.1578 | 104.7561 | 155.6292 | 6.2356 | 148.353 | 150.6206 | 175.8764 | 7.4767 | 352 |  | 298 | 257.972 | 60.752 | 116.8987 | 173.7108 | 6.2356 | 39.6196 | 131.9092 | 164.0193 | 7.0718 | 352 |  | 298 | 259.1077 | 55.5818 | 102.8763 | 164.3135 | 6.2356 | 112.6075 | 131.684 | 109.7462 | 7.0753 | 388
|  | 299 | 295.9826 | 73.917 | 129.6372 | 189.7626 | 6.2356 | 25.9031 | 179.773 | 333.7789 | 8.1284 | 412 |  | 299 | 291.8298 | 64.9268 | 104.5854 | 155.4473 | 6.2356 | 148.6096 | 150.6483 | 176.4727 | 7.4767 | 353 |  | 299 | 255.3114 | 60.4907 | 116.7768 | 173.5398 | 6.2356 | 39.6356 | 131.9581 | 164.6377 | 7.0718 | 353 |  | 299 | 256.5335 | 55.2881 | 102.7426 | 164.0994 | 6.2356 | 112.6509 | 131.7534 | 110.1376 | 7.0753 | 390
|  | 300 | 292.9925 | 73.6566 | 129.4349 | 189.5321 | 6.2356 | 25.9117 | 179.7715 | 334.3896 | 8.1284 | 412 |  | 300 | 289.1129 | 64.6316 | 104.334 | 155.2677 | 6.2356 | 148.8616 | 150.673 | 177.0582 | 7.4767 | 353 |  | 300 | 252.8156 | 60.1777 | 116.5419 | 173.3688 | 6.2356 | 39.6513 | 132.0048 | 165.2485 | 7.0718 | 353 |  | 300 | 254.1543 | 54.9254 | 102.5094 | 163.8589 | 6.2356 | 112.6931 | 131.821 | 110.526 | 7.0753 | 390
|  | 301 | 290.0557 | 73.3613 | 129.2058 | 189.31 | 6.2356 | 25.9201 | 179.7643 | 334.9695 | 8.1284 | 413 |  | 301 | 286.2912 | 64.3651 | 104.1803 | 155.0663 | 6.2356 | 149.1086 | 150.6942 | 177.6316 | 7.4767 | 354 |  | 301 | 250.2219 | 59.9163 | 116.3533 | 173.1978 | 6.2356 | 39.6666 | 132.0488 | 165.8503 | 7.0718 | 354 |  | 301 | 251.6805 | 54.5797 | 102.3672 | 163.605 | 6.2356 | 112.7342 | 131.8861 | 110.9104 | 7.0753 | 391
|  | 302 | 287.0869 | 73.0998 | 128.9981 | 189.0647 | 6.2356 | 25.9282 | 179.7505 | 335.5168 | 8.1284 | 413 |  | 302 | 283.648 | 64.0061 | 103.9615 | 154.8441 | 6.2356 | 149.3504 | 150.7112 | 178.1917 | 7.4767 | 354 |  | 302 | 247.6849 | 59.6686 | 116.1337 | 172.9872 | 6.2356 | 39.6814 | 132.0893 | 166.4417 | 7.0718 | 354 |  | 302 | 249.1624 | 54.3766 | 102.1266 | 163.3511 | 6.2356 | 112.7741 | 131.9482 | 111.2899 | 7.0753 | 391
|  | 303 | 284.0693 | 72.9051 | 128.7937 | 188.798 | 6.2356 | 25.9362 | 179.7294 | 336.03 | 8.1284 | 415 |  | 303 | 280.8095 | 63.7861 | 103.7991 | 154.6218 | 6.2356 | 149.5867 | 150.7235 | 178.7371 | 7.4767 | 355 |  | 303 | 245.0645 | 59.4055 | 116.0133 | 172.7764 | 6.2356 | 39.6957 | 132.126 | 167.0214 | 7.0718 | 355 |  | 303 | 246.5682 | 54.1533 | 101.9824 | 163.0972 | 6.2356 | 112.8128 | 132.0065 | 111.6636 | 7.0753 | 392
|  | 304 | 281.1041 | 72.5162 | 128.7311 | 188.5314 | 6.2356 | 25.9438 | 179.7004 | 336.5074 | 8.1284 | 415 |  | 304 | 278.1285 | 63.4518 | 103.6253 | 154.3677 | 6.2356 | 149.8174 | 150.7304 | 179.2665 | 7.4767 | 355 |  | 304 | 242.5254 | 59.1327 | 115.827 | 172.5598 | 6.2356 | 39.7096 | 132.158 | 167.5877 | 7.0718 | 355 |  | 304 | 243.9429 | 53.9918 | 101.8518 | 162.7989 | 6.2356 | 112.8502 | 132.0606 | 112.0304 | 7.0753 | 392
|  | 305 | 278.2883 | 72.1646 | 128.5068 | 188.2397 | 6.2356 | 25.9512 | 179.6626 | 336.9473 | 8.1284 | 416 |  | 305 | 275.3819 | 63.23 | 103.4324 | 154.0859 | 6.2356 | 150.0421 | 150.7312 | 179.7787 | 7.4767 | 357 |  | 305 | 239.9951 | 58.9286 | 115.6129 | 172.2936 | 6.2356 | 39.7229 | 132.1848 | 168.1394 | 7.0718 | 357 |  | 305 | 241.4843 | 53.7386 | 101.6232 | 162.5235 | 6.2356 | 112.8864 | 132.1097 | 112.3895 | 7.0753 | 393
|  | 306 | 275.4106 | 71.9201 | 128.2743 | 187.9112 | 6.2356 | 25.9583 | 179.6153 | 337.348 | 8.1284 | 416 |  | 306 | 272.5567 | 63.0116 | 103.2815 | 153.8372 | 6.2356 | 150.2606 | 150.7255 | 180.2723 | 7.4767 | 357 |  | 306 | 237.4079 | 58.708 | 115.4544 | 172.0451 | 6.2356 | 39.7358 | 132.2059 | 168.675 | 7.0718 | 357 |  | 306 | 238.8771 | 53.548 | 101.4611 | 162.2679 | 6.2356 | 112.9212 | 132.1532 | 112.7399 | 7.0753 | 393
|  | 307 | 272.7122 | 71.588 | 127.8935 | 187.6392 | 6.2356 | 25.9651 | 179.5579 | 337.7086 | 8.1284 | 417 |  | 307 | 269.859 | 62.6706 | 103.1006 | 153.6136 | 6.2356 | 150.4728 | 150.7124 | 180.7461 | 7.4767 | 358 |  | 307 | 234.8468 | 58.4314 | 115.2908 | 171.8317 | 6.2356 | 39.748 | 132.2206 | 169.193 | 7.0718 | 358 |  | 307 | 236.396 | 53.2473 | 101.2827 | 162.0122 | 6.2356 | 112.9546 | 132.1906 | 113.0807 | 7.0753 | 394
|  | 308 | 269.9084 | 71.2586 | 127.6133 | 187.3692 | 6.2356 | 25.9715 | 179.4896 | 338.0268 | 8.1284 | 417 |  | 308 | 267.3899 | 62.2248 | 102.796 | 153.39 | 6.2356 | 150.6782 | 150.6915 | 181.1987 | 7.4767 | 358 |  | 308 | 232.5982 | 58.0691 | 114.9003 | 171.6184 | 6.2356 | 39.7598 | 132.2282 | 169.6921 | 7.0718 | 358 |  | 308 | 234.0352 | 52.9184 | 101.0125 | 161.7566 | 6.2356 | 112.9867 | 132.2212 | 113.4108 | 7.0753 | 394
|  | 309 | 267.2504 | 70.9631 | 127.1535 | 187.0992 | 6.2356 | 25.9776 | 179.4096 | 338.301 | 8.1284 | 418 |  | 309 | 264.6604 | 61.9856 | 102.545 | 153.1664 | 6.2356 | 150.8768 | 150.6621 | 181.6288 | 7.4767 | 359 |  | 309 | 230.0593 | 57.8408 | 114.6661 | 171.405 | 6.2356 | 39.7709 | 132.2283 | 170.1707 | 7.0718 | 359 |  | 309 | 231.519 | 52.6605 | 100.8266 | 161.501 | 6.2356 | 113.0174 | 132.2444 | 113.7294 | 7.0753 | 395
|  | 310 | 264.4101 | 70.7276 | 126.816 | 186.8292 | 6.2356 | 25.9833 | 179.3174 | 338.5294 | 8.1284 | 418 |  | 310 | 262.0067 | 61.7157 | 102.249 | 152.9428 | 6.2356 | 151.0682 | 150.6236 | 182.0358 | 7.4767 | 359 |  | 310 | 227.6907 | 57.6124 | 114.2617 | 171.1917 | 6.2356 | 39.7814 | 132.2202 | 170.6277 | 7.0718 | 359 |  | 310 | 229.182 | 52.3421 | 100.5219 | 161.2453 | 6.2356 | 113.0466 | 132.2596 | 114.0372 | 7.0753 | 395
|  | 311 | 261.7141 | 70.4878 | 126.3385 | 186.5592 | 6.2356 | 25.9886 | 179.212 | 338.7109 | 8.1284 | 419 |  | 311 | 259.4873 | 61.3891 | 101.8754 | 152.7192 | 6.2356 | 151.2522 | 150.5753 | 182.418 | 7.4767 | 360 |  | 311 | 225.2837 | 57.3673 | 113.9124 | 170.9783 | 6.2356 | 39.7914 | 132.2032 | 171.0618 | 7.0718 | 360 |  | 311 | 226.6647 | 52.1361 | 100.2852 | 160.9897 | 6.2356 | 113.0743 | 132.2661 | 114.3324 | 7.0753 | 396
|  | 312 | 258.9306 | 70.2809 | 125.9155 | 186.2892 | 6.2356 | 25.9935 | 179.0929 | 338.8444 | 8.1284 | 419 |  | 312 | 256.8551 | 61.187 | 101.5014 | 152.4843 | 6.2356 | 151.4285 | 150.5167 | 182.7738 | 7.4767 | 360 |  | 312 | 222.9034 | 57.1335 | 113.5252 | 170.7649 | 6.2356 | 39.8006 | 132.1768 | 171.4714 | 7.0718 | 360 |  | 312 | 224.1556 | 51.957 | 100.028 | 160.7194 | 6.2356 | 113.1006 | 132.2634 | 114.6131 | 7.0753 | 396
|  | 313 | 256.1913 | 70.0225 | 125.5345 | 185.9846 | 6.2356 | 25.9979 | 178.9593 | 338.9269 | 8.1284 | 420 |  | 313 | 254.3394 | 60.9493 | 101.1328 | 152.1631 | 6.2356 | 151.597 | 150.4471 | 183.1019 | 7.4767 | 361 |  | 313 | 220.5868 | 56.9859 | 113.0733 | 170.4662 | 6.2356 | 39.8092 | 132.1404 | 171.8549 | 7.0718 | 361 |  | 313 | 221.7586 | 51.8343 | 99.6785 | 160.3729 | 6.2356 | 113.1252 | 132.2508 | 114.8784 | 7.0753 | 397
|  | 314 | 253.5804 | 69.7212 | 125.1342 | 185.6138 | 6.2356 | 26.0019 | 178.8104 | 338.9569 | 8.1284 | 420 |  | 314 | 251.6924 | 60.7239 | 100.8177 | 151.9074 | 6.2356 | 151.7573 | 150.3659 | 183.401 | 7.4767 | 361 |  | 314 | 218.1979 | 56.789 | 112.7315 | 170.179 | 6.2356 | 39.8171 | 132.0934 | 172.2107 | 7.0718 | 361 |  | 314 | 219.4295 | 51.6263 | 99.2811 | 160.0918 | 6.2356 | 113.1484 | 132.2277 | 115.1273 | 7.0753 | 397
|  | 315 | 250.754 | 69.4746 | 124.8209 | 185.3169 | 6.2356 | 26.0054 | 178.6456 | 338.9325 | 8.1284 | 421 |  | 315 | 249.1287 | 60.4649 | 100.4275 | 151.6772 | 6.2356 | 151.9093 | 150.2725 | 183.6698 | 7.4767 | 362 |  | 315 | 215.7509 | 56.5854 | 112.3887 | 169.9577 | 6.2356 | 39.8243 | 132.0352 | 172.5376 | 7.0718 | 362 |  | 315 | 216.9953 | 51.3365 | 99.0518 | 159.8295 | 6.2356 | 113.1699 | 132.1934 | 115.359 | 7.0753 | 398
|  | 316 | 247.9427 | 69.2435 | 124.4577 | 185.039 | 6.2356 | 26.0084 | 178.4641 | 338.8526 | 8.1284 | 421 |  | 316 | 246.604 | 60.1975 | 100.0065 | 151.447 | 6.2356 | 152.0526 | 150.1662 | 183.907 | 7.4767 | 362 |  | 316 | 213.4141 | 56.3341 | 111.9834 | 169.7363 | 6.2356 | 39.8308 | 131.9651 | 172.8341 | 7.0718 | 362 |  | 316 | 214.561 | 51.1238 | 98.7455 | 159.5671 | 6.2356 | 113.1898 | 132.1474 | 115.5723 | 7.0753 | 398
|  | 317 | 245.1816 | 68.9795 | 124.0774 | 184.7612 | 6.2356 | 26.0109 | 178.2652 | 338.7158 | 8.1284 | 421 |  | 317 | 243.9014 | 59.9223 | 99.7713 | 151.2168 | 6.2356 | 152.1871 | 150.0465 | 184.1113 | 7.4767 | 362 |  | 317 | 210.9587 | 56.0965 | 111.683 | 169.515 | 6.2356 | 39.8365 | 131.8826 | 173.0986 | 7.0718 | 362 |  | 317 | 212.1285 | 50.9456 | 98.4028 | 159.3047 | 6.2356 | 113.208 | 132.0891 | 115.7665 | 7.0753 | 399
|  | 318 | 242.2286 | 68.7454 | 123.859 | 184.4833 | 6.2356 | 26.0128 | 178.0482 | 338.5196 | 8.1284 | 421 |  | 318 | 241.2384 | 59.7016 | 99.442 | 150.9866 | 6.2356 | 152.3125 | 149.9127 | 184.2814 | 7.4767 | 362 |  | 318 | 208.4579 | 55.8953 | 111.3916 | 169.2937 | 6.2356 | 39.8417 | 131.787 | 173.3299 | 7.0718 | 362 |  | 318 | 209.6532 | 50.7006 | 98.1699 | 159.0423 | 6.2356 | 113.2245 | 132.0178 | 115.9405 | 7.0753 | 399
|  | 319 | 239.3287 | 68.5117 | 123.5872 | 184.2055 | 6.2356 | 26.0142 | 177.8124 | 338.2624 | 8.1284 | 422 |  | 319 | 238.3704 | 59.5621 | 99.2365 | 150.7564 | 6.2356 | 152.4285 | 149.7642 | 184.4159 | 7.4767 | 363 |  | 319 | 205.8004 | 55.7319 | 111.219 | 169.0723 | 6.2356 | 39.846 | 131.6778 | 173.5265 | 7.0718 | 363 |  | 319 | 207.1767 | 50.5032 | 97.8904 | 158.78 | 6.2356 | 113.2395 | 131.9328 | 116.0951 | 7.0753 | 400
|  | 320 | 236.7079 | 68.1809 | 123.1333 | 183.9276 | 6.2356 | 26.015 | 177.5569 | 337.9425 | 8.1284 | 422 |  | 320 | 235.6357 | 59.401 | 98.9193 | 150.5262 | 6.2356 | 152.535 | 149.6003 | 184.5137 | 7.4767 | 363 |  | 320 | 203.3418 | 55.5433 | 110.8728 | 168.851 | 6.2356 | 39.8496 | 131.5543 | 173.6869 | 7.0718 | 363 |  | 320 | 204.7773 | 50.2291 | 97.6107 | 158.5176 | 6.2356 | 113.2527 | 131.8337 | 116.2284 | 7.0753 | 400
|  | 321 | 233.9707 | 67.8946 | 122.7514 | 183.6498 | 6.2356 | 26.0152 | 177.2812 | 337.5583 | 8.1284 | 423 |  | 321 | 233.1197 | 59.0655 | 98.5578 | 150.296 | 6.2356 | 152.6316 | 149.4206 | 184.5733 | 7.4767 | 364 |  | 321 | 200.9976 | 55.2513 | 110.5156 | 168.6297 | 6.2356 | 39.8523 | 131.416 | 173.8097 | 7.0718 | 364 |  | 321 | 202.3207 | 50.0281 | 97.315 | 158.2552 | 6.2356 | 113.2642 | 131.7197 | 116.342 | 7.0753 | 401
|  | 322 | 231.5523 | 67.6705 | 121.9883 | 183.372 | 6.2356 | 26.0147 | 176.9845 | 337.1081 | 8.1284 | 423 |  | 322 | 230.6453 | 58.7439 | 98.1408 | 150.0658 | 6.2356 | 152.7181 | 149.2242 | 184.5934 | 7.4767 | 364 |  | 322 | 198.5984 | 55.083 | 110.0896 | 168.4083 | 6.2356 | 39.8542 | 131.2622 | 173.8934 | 7.0718 | 364 |  | 322 | 199.9263 | 49.8043 | 96.9799 | 157.9929 | 6.2356 | 113.2738 | 131.5903 | 116.4315 | 7.0753 | 401
|  | 323 | 228.6621 | 67.3896 | 121.7539 | 183.0941 | 6.2356 | 26.0136 | 176.666 | 336.5901 | 8.1284 | 424 |  | 323 | 227.9761 | 58.576 | 97.7649 | 149.8356 | 6.2356 | 152.7943 | 149.0107 | 184.5729 | 7.4767 | 365 |  | 323 | 196.3091 | 54.8883 | 109.5802 | 168.187 | 6.2356 | 39.8552 | 131.0923 | 173.9367 | 7.0718 | 365 |  | 323 | 197.4971 | 49.5977 | 96.6623 | 157.7305 | 6.2356 | 113.2815 | 131.4447 | 116.4958 | 7.0753 | 402
|  | 324 | 226.1318 | 67.191 | 121.0773 | 182.8163 | 6.2356 | 26.0121 | 176.325 | 336.0027 | 8.1284 | 424 |  | 324 | 225.7214 | 58.2914 | 97.0912 | 149.6054 | 6.2356 | 152.8599 | 148.7793 | 184.5103 | 7.4767 | 365 |  | 324 | 194.2266 | 54.6492 | 108.9085 | 167.9657 | 6.2356 | 39.8553 | 130.9058 | 173.9382 | 7.0718 | 365 |  | 324 | 195.2346 | 49.4542 | 96.115 | 157.4681 | 6.2356 | 113.2874 | 131.2825 | 116.545 | 7.0753 | 402
|  | 325 | 223.6101 | 66.9916 | 120.393 | 182.5384 | 6.2356 | 26.0099 | 175.9609 | 335.3443 | 8.1284 | 425 |  | 325 | 223.2373 | 58.0487 | 96.605 | 149.3752 | 6.2356 | 152.9147 | 148.5296 | 184.4043 | 7.4767 | 366 |  | 325 | 191.9529 | 54.4089 | 108.429 | 167.7443 | 6.2356 | 39.8545 | 130.702 | 173.8962 | 7.0718 | 366 |  | 325 | 192.957 | 49.2169 | 95.6767 | 157.2058 | 6.2356 | 113.2913 | 131.103 | 116.5672 | 7.0753 | 402
|  | 326 | 220.8907 | 66.6307 | 120.0677 | 182.2606 | 6.2356 | 26.007 | 175.5729 | 334.6131 | 8.1284 | 425 |  | 326 | 220.7212 | 57.6792 | 96.2777 | 149.145 | 6.2356 | 152.9585 | 148.2607 | 184.2537 | 7.4767 | 366 |  | 326 | 189.499 | 54.187 | 108.1113 | 167.523 | 6.2356 | 39.8527 | 130.4803 | 173.8096 | 7.0718 | 366 |  | 326 | 190.4628 | 49.0927 | 95.3418 | 156.9434 | 6.2356 | 113.2932 | 130.9055 | 116.562 | 7.0753 | 402
|  | 327 | 218.2804 | 66.402 | 119.5014 | 181.9827 | 6.2356 | 26.0034 | 175.1602 | 333.8074 | 8.1284 | 425 |  | 327 | 218.2014 | 57.4408 | 95.8227 | 148.9148 | 6.2356 | 152.9909 | 147.9722 | 184.0572 | 7.4767 | 366 |  | 327 | 187.3205 | 53.946 | 107.5375 | 167.3017 | 6.2356 | 39.85 | 130.2401 | 173.6767 | 7.0718 | 366 |  | 327 | 188.2195 | 48.8695 | 94.8549 | 156.681 | 6.2356 | 113.2932 | 130.6895 | 116.5277 | 7.0753 | 403
|  | 328 | 215.5099 | 66.1657 | 119.1027 | 181.7049 | 6.2356 | 25.999 | 174.7222 | 332.9256 | 8.1284 | 425 |  | 328 | 215.852 | 57.1215 | 95.2784 | 148.6847 | 6.2356 | 153.0118 | 147.6635 | 183.8134 | 7.4767 | 366 |  | 328 | 184.8931 | 53.7721 | 107.1453 | 167.0803 | 6.2356 | 39.8463 | 129.9808 | 173.4962 | 7.0718 | 366 |  | 328 | 185.8727 | 48.6609 | 94.4571 | 156.4186 | 6.2356 | 113.2912 | 130.4543 | 116.463 | 7.0753 | 403
|  | 329 | 212.7358 | 65.867 | 118.77 | 181.4271 | 6.2356 | 25.9939 | 174.2581 | 331.966 | 8.1284 | 426 |  | 329 | 213.2206 | 56.8841 | 94.9343 | 148.4545 | 6.2356 | 153.0209 | 147.3338 | 183.521 | 7.4767 | 367 |  | 329 | 182.538 | 53.4909 | 106.7882 | 166.859 | 6.2356 | 39.8416 | 129.7018 | 173.2667 | 7.0718 | 367 |  | 329 | 183.5315 | 48.3402 | 94.1657 | 156.1563 | 6.2356 | 113.2871 | 130.1993 | 116.3669 | 7.0753 | 404
|  | 330 | 210.0934 | 65.5731 | 118.3008 | 181.1492 | 6.2356 | 25.9879 | 173.7672 | 330.927 | 8.1284 | 426 |  | 330 | 210.8031 | 56.6372 | 94.3856 | 148.2243 | 6.2356 | 153.018 | 146.9826 | 183.1788 | 7.4767 | 367 |  | 330 | 180.2741 | 53.2406 | 106.309 | 166.6377 | 6.2356 | 39.8359 | 129.4026 | 172.9867 | 7.0718 | 367 |  | 330 | 181.4098 | 47.9491 | 93.7253 | 155.8939 | 6.2356 | 113.2809 | 129.9239 | 116.2382 | 7.0753 | 404
|  | 331 | 207.8404 | 65.2275 | 117.4939 | 180.8714 | 6.2356 | 25.9811 | 173.2488 | 329.8067 | 8.1284 | 427 |  | 331 | 208.5949 | 56.3396 | 93.6785 | 147.9941 | 6.2356 | 153.0028 | 146.6092 | 182.7854 | 7.4767 | 368 |  | 331 | 178.2252 | 53.0419 | 105.5631 | 166.4164 | 6.2356 | 39.8292 | 129.0824 | 172.6548 | 7.0718 | 368 |  | 331 | 179.3645 | 47.7045 | 93.0618 | 155.6315 | 6.2356 | 113.2726 | 129.6275 | 116.0761 | 7.0753 | 404
|  | 332 | 205.4347 | 64.9015 | 116.8202 | 180.5935 | 6.2356 | 25.9735 | 172.7021 | 328.6036 | 8.1284 | 427 |  | 332 | 205.9491 | 56.0619 | 93.389 | 147.7639 | 6.2356 | 152.9751 | 146.213 | 182.3395 | 7.4767 | 368 |  | 332 | 176.0788 | 52.6325 | 105.1255 | 166.195 | 6.2356 | 39.8214 | 128.7407 | 172.2695 | 7.0718 | 368 |  | 332 | 176.8616 | 47.5439 | 92.772 | 155.3692 | 6.2356 | 113.2622 | 129.3094 | 115.8794 | 7.0753 | 404
|  | 333 | 203.2367 | 64.4584 | 116.0558 | 180.3157 | 6.2356 | 25.965 | 172.1264 | 327.316 | 8.1284 | 427 |  | 333 | 203.6287 | 55.7333 | 92.825 | 147.5337 | 6.2356 | 152.9346 | 145.7935 | 181.8398 | 7.4767 | 368 |  | 333 | 173.8857 | 52.4366 | 104.5211 | 165.9737 | 6.2356 | 39.8125 | 128.3769 | 171.8294 | 7.0718 | 368 |  | 333 | 174.7473 | 47.2369 | 92.2401 | 155.1068 | 6.2356 | 113.2496 | 128.9691 | 115.6472 | 7.0753 | 405
|  | 334 | 200.8799 | 63.8974 | 115.5681 | 180.0378 | 6.2356 | 25.9557 | 171.5211 | 325.9421 | 8.1284 | 427 |  | 334 | 201.2861 | 55.3031 | 92.3848 | 147.3035 | 6.2356 | 152.8812 | 145.3499 | 181.2851 | 7.4767 | 368 |  | 334 | 171.8956 | 52.027 | 103.9273 | 165.7524 | 6.2356 | 39.8024 | 127.9904 | 171.3331 | 7.0718 | 368 |  | 334 | 172.4953 | 47.0247 | 91.7509 | 154.8444 | 6.2356 | 113.2347 | 128.6058 | 115.3784 | 7.0753 | 405
|  | 335 | 198.3765 | 63.4295 | 115.1339 | 179.76 | 6.2356 | 25.9454 | 170.8854 | 324.4804 | 8.1284 | 428 |  | 335 | 198.6612 | 55.0651 | 92.0346 | 147.0733 | 6.2356 | 152.8146 | 144.8817 | 180.674 | 7.4767 | 369 |  | 335 | 169.6944 | 51.6914 | 103.4708 | 165.531 | 6.2356 | 39.7913 | 127.5805 | 170.7792 | 7.0718 | 369 |  | 335 | 170.2243 | 46.7013 | 91.392 | 154.5821 | 6.2356 | 113.2176 | 128.2191 | 115.072 | 7.0753 | 406
|  | 336 | 195.8802 | 63.1808 | 114.4734 | 179.4821 | 6.2356 | 25.9342 | 170.2185 | 322.9291 | 8.1284 | 428 |  | 336 | 196.3638 | 54.6724 | 91.5118 | 146.8431 | 6.2356 | 152.7344 | 144.3883 | 180.0052 | 7.4767 | 369 |  | 336 | 167.4819 | 51.2792 | 103.1021 | 165.3097 | 6.2356 | 39.779 | 127.1468 | 170.1662 | 7.0718 | 369 |  | 336 | 167.9649 | 46.4707 | 90.9287 | 154.3197 | 6.2356 | 113.1983 | 127.8082 | 114.727 | 7.0753 | 406
|  | 337 | 193.804 | 62.6655 | 113.6594 | 179.2043 | 6.2356 | 25.9221 | 169.5197 | 321.2865 | 8.1284 | 428 |  | 337 | 194.3581 | 54.2743 | 90.7026 | 146.6129 | 6.2356 | 152.6405 | 143.869 | 179.2774 | 7.4767 | 369 |  | 337 | 165.7992 | 50.9509 | 102.1196 | 165.0884 | 6.2356 | 39.7656 | 126.6885 | 169.4927 | 7.0718 | 369 |  | 337 | 166.1114 | 46.1589 | 90.1408 | 154.0573 | 6.2356 | 113.1766 | 127.3726 | 114.3423 | 7.0753 | 406
|  | 338 | 191.5609 | 62.3165 | 112.8461 | 178.9265 | 6.2356 | 25.909 | 168.7884 | 319.551 | 8.1284 | 428 |  | 338 | 191.8649 | 53.9396 | 90.2814 | 146.4188 | 6.2356 | 152.5326 | 143.3232 | 178.4893 | 7.4767 | 369 |  | 338 | 163.6957 | 50.6403 | 101.5219 | 164.8854 | 6.2356 | 39.7509 | 126.205 | 168.7572 | 7.0718 | 369 |  | 338 | 163.7598 | 45.8876 | 89.7743 | 153.831 | 6.2356 | 113.1526 | 126.9116 | 113.9169 | 7.0753 | 406
|  | 339 | 189.1288 | 61.8286 | 112.3493 | 178.6599 | 6.2356 | 25.8949 | 168.0238 | 317.7208 | 8.1284 | 429 |  | 339 | 189.7431 | 53.4353 | 89.6467 | 146.2363 | 6.2356 | 152.4105 | 142.7502 | 177.6396 | 7.4767 | 370 |  | 339 | 161.4654 | 50.3073 | 101.0475 | 164.7083 | 6.2356 | 39.7351 | 125.6959 | 167.9584 | 7.0718 | 370 |  | 339 | 161.7081 | 45.5354 | 89.1801 | 153.6134 | 6.2356 | 113.1262 | 126.4246 | 113.4499 | 7.0753 | 407
|  | 340 | 186.5783 | 61.4314 | 111.8429 | 178.4307 | 6.2356 | 25.8798 | 167.2251 | 315.7944 | 8.1284 | 429 |  | 340 | 187.2226 | 53.1837 | 89.1581 | 146.0539 | 6.2356 | 152.2738 | 142.1496 | 176.727 | 7.4767 | 370 |  | 340 | 159.2636 | 49.9794 | 100.5395 | 164.5313 | 6.2356 | 39.718 | 125.1603 | 167.0948 | 7.0718 | 370 |  | 340 | 159.4594 | 45.291 | 88.7098 | 153.3612 | 6.2356 | 113.0974 | 125.911 | 112.9401 | 7.0753 | 407
|  | 341 | 184.3096 | 61.1727 | 110.9162 | 178.2015 | 6.2356 | 25.8636 | 166.3917 | 313.77 | 8.1284 | 429 |  | 341 | 185.0121 | 52.8182 | 88.4914 | 145.8533 | 6.2356 | 152.1225 | 141.5205 | 175.7501 | 7.4767 | 370 |  | 341 | 157.3227 | 49.6815 | 99.7407 | 164.3542 | 6.2356 | 39.6996 | 124.5978 | 166.1649 | 7.0718 | 370 |  | 341 | 157.4477 | 45.0044 | 88.0717 | 153.0819 | 6.2356 | 113.0662 | 125.3702 | 112.3866 | 7.0753 | 407
|  | 342 | 181.7371 | 60.7914 | 110.4159 | 177.9723 | 6.2356 | 25.8464 | 165.5228 | 311.6459 | 8.1284 | 429 |  | 342 | 182.6802 | 52.4637 | 87.9824 | 145.6055 | 6.2356 | 151.9562 | 140.8625 | 174.7078 | 7.4767 | 370 |  | 342 | 155.1325 | 49.3321 | 99.2978 | 164.1219 | 6.2356 | 39.68 | 124.0078 | 165.1673 | 7.0718 | 370 |  | 342 | 155.3439 | 44.6764 | 87.5672 | 152.8025 | 6.2356 | 113.0325 | 124.8016 | 111.7884 | 7.0753 | 407
|  | 343 | 179.1927 | 60.3344 | 109.9712 | 177.735 | 6.2356 | 25.8281 | 164.6177 | 309.4205 | 8.1284 | 430 |  | 343 | 180.1869 | 52.1133 | 87.6307 | 145.3578 | 6.2356 | 151.7747 | 140.1749 | 173.5986 | 7.4767 | 371 |  | 343 | 152.8659 | 49.0118 | 98.9072 | 163.8847 | 6.2356 | 39.6591 | 123.3896 | 164.1006 | 7.0718 | 371 |  | 343 | 153.1566 | 44.2502 | 87.2443 | 152.5232 | 6.2356 | 112.9963 | 124.2045 | 111.1443 | 7.0753 | 407
|  | 344 | 176.7291 | 59.9839 | 109.3983 | 177.4388 | 6.2356 | 25.8087 | 163.6756 | 307.092 | 8.1284 | 430 |  | 344 | 177.656 | 51.8407 | 87.2388 | 145.11 | 6.2356 | 151.5777 | 139.4571 | 172.4214 | 7.4767 | 371 |  | 344 | 150.6422 | 48.7161 | 98.4491 | 163.6474 | 6.2356 | 39.6369 | 122.7427 | 162.9634 | 7.0718 | 371 |  | 344 | 150.9645 | 43.9109 | 86.8689 | 152.2143 | 6.2356 | 112.9575 | 123.5783 | 110.4534 | 7.0753 | 407
|  | 345 | 174.5213 | 59.6262 | 108.5768 | 177.1425 | 6.2356 | 25.7882 | 162.696 | 304.6588 | 8.1284 | 430 |  | 345 | 175.526 | 51.4901 | 86.5573 | 144.829 | 6.2356 | 151.365 | 138.7084 | 171.1747 | 7.4767 | 371 |  | 345 | 148.8252 | 48.3865 | 97.645 | 163.3834 | 6.2356 | 39.6133 | 122.0663 | 161.7543 | 7.0718 | 371 |  | 345 | 148.9581 | 43.6986 | 86.1858 | 151.9004 | 6.2356 | 112.9162 | 122.9224 | 109.7147 | 7.0753 | 408
|  | 346 | 172.2874 | 59.2684 | 107.7814 | 176.8463 | 6.2356 | 25.7666 | 161.6779 | 302.1193 | 8.1284 | 430 |  | 346 | 173.4966 | 51.1603 | 85.7571 | 144.545 | 6.2356 | 151.1364 | 137.9283 | 169.8572 | 7.4767 | 371 |  | 346 | 147.0219 | 48.085 | 96.8059 | 163.1125 | 6.2356 | 39.5884 | 121.36 | 160.4717 | 7.0718 | 371 |  | 346 | 147.2642 | 43.3437 | 85.3355 | 151.584 | 6.2356 | 112.8723 | 122.2362 | 108.9271 | 7.0753 | 408
|  | 347 | 169.9984 | 58.8791 | 107.098 | 176.5246 | 6.2356 | 25.7438 | 160.6208 | 299.4717 | 8.1284 | 430 |  | 347 | 171.3901 | 50.8285 | 85.0397 | 144.2576 | 6.2356 | 150.8916 | 137.1161 | 168.4678 | 7.4767 | 372 |  | 347 | 145.1875 | 47.7792 | 96.0022 | 162.8416 | 6.2356 | 39.5621 | 120.6231 | 159.1143 | 7.0718 | 372 |  | 347 | 145.3913 | 43.037 | 84.6187 | 151.2647 | 6.2356 | 112.8258 | 121.519 | 108.0897 | 7.0753 | 408
|  | 348 | 167.8956 | 58.4293 | 106.3 | 176.1918 | 6.2356 | 25.7198 | 159.5239 | 296.7143 | 8.1284 | 430 |  | 348 | 169.1655 | 50.3848 | 84.5544 | 143.968 | 6.2356 | 150.6304 | 136.2711 | 167.0049 | 7.4767 | 372 |  | 348 | 143.1921 | 47.4055 | 95.4304 | 162.5678 | 6.2356 | 39.5344 | 119.8551 | 157.6806 | 7.0718 | 372 |  | 348 | 143.2448 | 42.6977 | 84.1969 | 150.9567 | 6.2356 | 112.7766 | 120.7703 | 107.2013 | 7.0753 | 408
|  | 349 | 165.853 | 57.9374 | 105.484 | 175.859 | 6.2356 | 25.6946 | 158.3864 | 293.8455 | 8.1284 | 431 |  | 349 | 166.9347 | 49.8703 | 84.1012 | 143.7233 | 6.2356 | 150.3525 | 135.3929 | 165.4675 | 7.4767 | 372 |  | 349 | 141.2505 | 46.9432 | 94.8955 | 162.2919 | 6.2356 | 39.5053 | 119.0552 | 156.1692 | 7.0718 | 372 |  | 349 | 141.1503 | 42.3325 | 83.7046 | 150.6929 | 6.2356 | 112.7247 | 119.9894 | 106.261 | 7.0753 | 409
|  | 350 | 163.7071 | 57.4994 | 104.7088 | 175.5349 | 6.2356 | 25.6682 | 157.2076 | 290.8635 | 8.1284 | 431 |  | 350 | 164.9722 | 49.4318 | 83.2887 | 143.4936 | 6.2356 | 150.0576 | 134.4807 | 163.8541 | 7.4767 | 372 |  | 350 | 139.4093 | 46.6452 | 94.0958 | 162.016 | 6.2356 | 39.4748 | 118.223 | 154.5787 | 7.0718 | 372 |  | 350 | 139.3147 | 41.7814 | 83.1395 | 150.4292 | 6.2356 | 112.6701 | 119.1757 | 105.2677 | 7.0753 | 409
|  | 351 | 161.5585 | 57.0084 | 103.9412 | 175.2587 | 6.2356 | 25.6405 | 155.9869 | 287.7668 | 8.1284 | 431 |  | 351 | 162.9383 | 48.9791 | 82.5618 | 143.2639 | 6.2356 | 149.7456 | 133.534 | 162.1634 | 7.4767 | 372 |  | 351 | 137.6256 | 46.2145 | 93.3714 | 161.74 | 6.2356 | 39.4428 | 117.3577 | 152.9077 | 7.0718 | 372 |  | 351 | 137.7853 | 41.1378 | 82.3605 | 150.1654 | 6.2356 | 112.6127 | 118.3286 | 104.2205 | 7.0753 | 409
|  | 352 | 159.3366 | 56.5244 | 103.2399 | 174.9826 | 6.2356 | 25.6116 | 154.7235 | 284.5536 | 8.1284 | 431 |  | 352 | 160.7365 | 48.5261 | 82.003 | 143.0342 | 6.2356 | 149.4162 | 132.552 | 160.3942 | 7.4767 | 372 |  | 352 | 135.7381 | 45.7701 | 92.7645 | 161.4641 | 6.2356 | 39.4093 | 116.4589 | 151.1546 | 7.0718 | 372 |  | 352 | 135.937 | 40.605 | 81.8068 | 149.8844 | 6.2356 | 112.5525 | 117.4475 | 103.1183 | 7.0753 | 409
|  | 353 | 156.9471 | 55.891 | 102.8556 | 174.7065 | 6.2356 | 25.5814 | 153.4166 | 281.2222 | 8.1284 | 431 |  | 353 | 158.253 | 47.946 | 81.8541 | 142.8036 | 6.2356 | 149.0691 | 131.5343 | 158.5452 | 7.4767 | 372 |  | 353 | 133.5249 | 45.3114 | 92.4711 | 161.2147 | 6.2356 | 39.3743 | 115.5258 | 149.3181 | 7.0718 | 372 |  | 353 | 133.773 | 40.0368 | 81.6134 | 149.5944 | 6.2356 | 112.4895 | 116.5317 | 101.96 | 7.0753 | 409
|  | 354 | 154.6078 | 55.0557 | 102.623 | 174.4304 | 6.2356 | 25.5498 | 152.0656 | 277.771 | 8.1284 | 431 |  | 354 | 156.209 | 47.1684 | 81.4894 | 142.5467 | 6.2356 | 148.7042 | 130.4801 | 156.6149 | 7.4767 | 372 |  | 354 | 131.5218 | 44.5627 | 92.2322 | 160.9905 | 6.2356 | 39.3377 | 114.558 | 147.3968 | 7.0718 | 372 |  | 354 | 131.8034 | 39.443 | 81.2478 | 149.3078 | 6.2356 | 112.4237 | 115.5806 | 100.7447 | 7.0753 | 409
|  | 355 | 152.28 | 54.2886 | 102.3107 | 174.1542 | 6.2356 | 25.5169 | 150.6697 | 274.2013 | 8.1284 | 431 |  | 355 | 153.8418 | 46.6003 | 81.2344 | 142.2937 | 6.2356 | 148.321 | 129.3889 | 154.6039 | 7.4767 | 373 |  | 355 | 129.4067 | 43.9617 | 91.977 | 160.7471 | 6.2356 | 39.2997 | 113.5547 | 145.3903 | 7.0718 | 373 |  | 355 | 129.5645 | 38.9924 | 81.0072 | 149.0222 | 6.2356 | 112.3549 | 114.5937 | 99.4758 | 7.0753 | 409
|  | 356 | 149.7738 | 53.679 | 102.0193 | 173.8781 | 6.2356 | 25.4827 | 149.2282 | 270.5122 | 8.1284 | 431 |  | 356 | 151.4993 | 46.0553 | 80.931 | 142.0415 | 6.2356 | 147.9195 | 128.26 | 152.5093 | 7.4767 | 373 |  | 356 | 127.2948 | 43.4316 | 91.6527 | 160.4987 | 6.2356 | 39.2603 | 112.5154 | 143.2963 | 7.0718 | 373 |  | 356 | 127.4035 | 38.5086 | 80.7219 | 148.7366 | 6.2356 | 112.2835 | 113.5702 | 98.1529 | 7.0753 | 409
|  | 357 | 147.3862 | 52.9262 | 101.7504 | 173.6042 | 6.2356 | 25.4474 | 147.7404 | 266.6994 | 8.1284 | 431 |  | 357 | 149.2169 | 45.5138 | 80.564 | 141.7892 | 6.2356 | 147.4994 | 127.0928 | 150.3297 | 7.4767 | 373 |  | 357 | 125.226 | 42.8611 | 91.3215 | 160.2545 | 6.2356 | 39.2195 | 111.4395 | 141.1134 | 7.0718 | 373 |  | 357 | 125.262 | 38.1085 | 80.3335 | 148.451 | 6.2356 | 112.2093 | 112.5096 | 96.7901 | 7.0753 | 409
|  | 358 | 145.5266 | 52.0768 | 101.0667 | 173.3136 | 6.2356 | 25.4109 | 146.2055 | 262.7606 | 8.1284 | 431 |  | 358 | 147.3632 | 44.7825 | 79.958 | 141.537 | 6.2356 | 147.0604 | 125.8867 | 148.0663 | 7.4767 | 373 |  | 358 | 123.6361 | 42.1521 | 90.6499 | 160.0102 | 6.2356 | 39.1771 | 110.3263 | 138.8429 | 7.0718 | 373 |  | 358 | 123.6261 | 37.4328 | 79.7149 | 148.1654 | 6.2356 | 112.1321 | 111.4112 | 95.3798 | 7.0753 | 409
|  | 359 | 144.099 | 51.2221 | 99.9628 | 173.0164 | 6.2356 | 25.373 | 144.6229 | 258.694 | 8.1284 | 432 |  | 359 | 145.64 | 44.0794 | 79.1933 | 141.2848 | 6.2356 | 146.6023 | 124.6411 | 145.7167 | 7.4767 | 373 |  | 359 | 122.2682 | 41.4377 | 89.7616 | 159.7659 | 6.2356 | 39.1331 | 109.1753 | 136.4834 | 7.0718 | 373 |  | 359 | 121.8503 | 36.9426 | 79.051 | 147.8798 | 6.2356 | 112.052 | 110.2745 | 93.9176 | 7.0753 | 410
|  | 360 | 141.7958 | 50.7287 | 99.3732 | 172.7193 | 6.2356 | 25.3337 | 142.9918 | 254.4981 | 8.1284 | 432 |  | 360 | 143.4258 | 43.6453 | 78.6506 | 141.0325 | 6.2356 | 146.1248 | 123.3553 | 143.2785 | 7.4767 | 373 |  | 360 | 120.1628 | 41.0795 | 89.2547 | 159.5217 | 6.2356 | 39.0875 | 107.9859 | 134.0314 | 7.0718 | 373 |  | 360 | 119.8017 | 36.5311 | 78.5809 | 147.5942 | 6.2356 | 111.9688 | 109.0987 | 92.3962 | 7.0753 | 410
|  | 361 | 139.2177 | 50.2686 | 99.0252 | 172.4221 | 6.2356 | 25.293 | 141.3115 | 250.171 | 8.1284 | 432 |  | 361 | 140.9486 | 43.2211 | 78.3611 | 140.7803 | 6.2356 | 145.6278 | 122.0288 | 140.7504 | 7.4767 | 373 |  | 361 | 117.9307 | 40.6479 | 88.9479 | 159.2774 | 6.2356 | 39.0402 | 106.7574 | 131.485 | 7.0718 | 373 |  | 361 | 117.475 | 36.2073 | 78.3014 | 147.3086 | 6.2356 | 111.8825 | 107.8834 | 90.8179 | 7.0753 | 410
|  | 362 | 136.6588 | 49.7648 | 98.7018 | 172.1249 | 6.2356 | 25.2508 | 139.5812 | 245.7112 | 8.1284 | 432 |  | 362 | 138.4829 | 42.7885 | 78.0685 | 140.5281 | 6.2356 | 145.111 | 120.6609 | 138.1324 | 7.4767 | 373 |  | 362 | 115.6764 | 40.2304 | 88.6493 | 159.0332 | 6.2356 | 38.9913 | 105.4893 | 128.8437 | 7.0718 | 373 |  | 362 | 115.2257 | 35.7942 | 78.0337 | 147.023 | 6.2356 | 111.7932 | 106.6278 | 89.1783 | 7.0753 | 410
|  | 363 | 134.0072 | 49.3057 | 98.4263 | 171.8278 | 6.2356 | 25.2072 | 137.8003 | 241.117 | 8.1284 | 432 |  | 363 | 135.9637 | 42.3584 | 77.8267 | 140.2758 | 6.2356 | 144.5741 | 119.2509 | 135.4231 | 7.4767 | 373 |  | 363 | 113.3699 | 39.828 | 88.3876 | 158.7889 | 6.2356 | 38.9407 | 104.1809 | 126.109 | 7.0718 | 373 |  | 363 | 112.9418 | 35.3826 | 77.7991 | 146.7375 | 6.2356 | 111.7008 | 105.3314 | 87.4766 | 7.0753 | 410
|  | 364 | 131.4379 | 48.8058 | 98.1093 | 171.5306 | 6.2356 | 25.1622 | 135.9679 | 236.3867 | 8.1284 | 432 |  | 364 | 133.5148 | 41.9461 | 77.497 | 140.0236 | 6.2356 | 144.0169 | 117.7983 | 132.6249 | 7.4767 | 373 |  | 364 | 111.1159 | 39.4037 | 88.0954 | 158.5447 | 6.2356 | 38.8884 | 102.8317 | 123.2757 | 7.0718 | 373 |  | 364 | 110.6505 | 35.0577 | 77.4852 | 146.4519 | 6.2356 | 111.6052 | 103.9935 | 85.7116 | 7.0753 | 410
|  | 365 | 128.8604 | 48.2876 | 97.8189 | 171.2335 | 6.2356 | 25.1156 | 134.0835 | 231.5278 | 8.1284 | 432 |  | 365 | 131.0831 | 41.5076 | 77.1762 | 139.7714 | 6.2356 | 143.4391 | 116.3025 | 129.732 | 7.4767 | 373 |  | 365 | 108.8884 | 38.9679 | 87.7883 | 158.3004 | 6.2356 | 38.8344 | 101.441 | 120.3426 | 7.0718 | 373 |  | 365 | 108.4302 | 34.6633 | 77.1698 | 146.1663 | 6.2356 | 111.5065 | 102.6136 | 83.8827 | 7.0753 | 410

## 2034-2035 Severe Load Curve
2034-2035 Severe Load Curve
| A5.1Y - 2034/35 Load curve (1-in-50) - Counterfactual | [11 empty] | A5.1Z - 2034/35 Load curve (1-in-50) - Hydrogen Evolution | [11 empty] | A5.1AA - 2034/35 Load curve (1-in-50) - Electric Engagement | [11 empty] | A5.1AB - 2034/35 Load curve (1-in-50) - Holistic Transition
| Source: National Grid | [11 empty] | Source: National Grid | [11 empty] | Source: National Grid | [11 empty] | Source: National Grid
|  | Day number | NDM 0 - 73.2 MWh | NDM 73.2-732 MWh | NDM > 732 MWh | Total DM | LDZ Shrinkage | NTS Industrial | Exports to Ireland | NTS Power | NTS Shrinkage | IUK & BBL |  | Day number | NDM 0 - 73.2 MWh | NDM 73.2-732 MWh | NDM > 732 MWh | Total DM | LDZ Shrinkage | NTS Industrial | Exports to Ireland | NTS Power | NTS Shrinkage | IUK & BBL |  | Day number | NDM 0 - 73.2 MWh | NDM 73.2-732 MWh | NDM > 732 MWh | Total DM | LDZ Shrinkage | NTS Industrial | Exports to Ireland | NTS Power | NTS Shrinkage | IUK & BBL |  | Day number | NDM 0 - 73.2 MWh | NDM 73.2-732 MWh | NDM > 732 MWh | Total DM | LDZ Shrinkage | NTS Industrial | Exports to Ireland | NTS Power | NTS Shrinkage | IUK & BBL
|  | 1 | 2828.5086 | 368.4392 | 357.8319 | 316.7267 | 6.6932 | 27.7117 | 269.5927 | 521.2576 | 7.0575 | 0 |  | 1 | 2247.5519 | 301.2178 | 254.8265 | 63.3903 | 6.6932 | 348.8034 | 180.4722 | 215.5585 | 5.8192 | 0 |  | 1 | 1963.1148 | 247.3911 | 258.8 | 208.9322 | 6.6932 | 110.2475 | 145.8024 | 381.7249 | 5.2768 | 0 |  | 1 | 1969.2946 | 232.2342 | 214.6316 | 205.2585 | 6.6932 | 160.2359 | 147.1152 | 109.4359 | 4.9179 | 0
|  | 2 | 2748.2845 | 361.7536 | 353.031 | 308.5456 | 6.6932 | 27.6794 | 268.6503 | 519.0283 | 7.0575 | 0 |  | 2 | 2177.474 | 294.9523 | 250.8414 | 71.0906 | 6.6932 | 346.974 | 179.7295 | 214.7646 | 5.8192 | 0 |  | 2 | 1908.0409 | 243.0319 | 255.5097 | 204.2332 | 6.6932 | 110.0208 | 145.2459 | 380.0062 | 5.2768 | 0 |  | 2 | 1915.8001 | 227.6611 | 211.6398 | 199.2606 | 6.6932 | 159.9613 | 146.4654 | 109.7765 | 4.9179 | 0
|  | 3 | 2679.1311 | 353.2985 | 346.862 | 301.3328 | 6.6932 | 27.6474 | 267.7056 | 516.7796 | 7.0575 | 0 |  | 3 | 2117.7834 | 286.9733 | 246.1271 | 77.1703 | 6.6932 | 345.2152 | 178.989 | 213.9556 | 5.8192 | 0 |  | 3 | 1860.5098 | 237.3362 | 251.2914 | 200.1081 | 6.6932 | 109.802 | 144.69 | 378.2708 | 5.2768 | 0 |  | 3 | 1868.4319 | 222.4063 | 208.3184 | 193.9574 | 6.6932 | 159.6973 | 145.8189 | 110.0882 | 4.9179 | 0
|  | 4 | 2617.6007 | 345.1587 | 340.2671 | 295.0231 | 6.6932 | 27.6158 | 266.7586 | 514.512 | 7.0575 | 0 |  | 4 | 2064.8783 | 279.9793 | 241.0952 | 81.7841 | 6.6932 | 343.5257 | 178.2509 | 213.1319 | 5.8192 | 0 |  | 4 | 1818.7756 | 231.7659 | 246.1589 | 196.5171 | 6.6932 | 109.5911 | 144.1347 | 376.5192 | 5.2768 | 0 |  | 4 | 1825.9485 | 217.734 | 204.3822 | 189.3045 | 6.6932 | 159.4437 | 145.1756 | 110.3714 | 4.9179 | 0
|  | 5 | 2558.7356 | 339.5175 | 335.6003 | 289.551 | 6.6932 | 27.5847 | 265.8095 | 512.2261 | 7.0575 | 0 |  | 5 | 2015.3024 | 275.0495 | 237.6312 | 85.0867 | 6.6932 | 341.9046 | 177.5153 | 212.2937 | 5.8192 | 0 |  | 5 | 1778.1866 | 228.0391 | 242.7752 | 193.4201 | 6.6932 | 109.3878 | 143.5799 | 374.7517 | 5.2768 | 0 |  | 5 | 1786.049 | 213.9523 | 201.5625 | 185.2574 | 6.6932 | 159.2004 | 144.5357 | 110.6267 | 4.9179 | 0
|  | 6 | 2506.9406 | 333.7957 | 330.6152 | 284.8512 | 6.6932 | 27.554 | 264.8585 | 509.9225 | 7.0575 | 0 |  | 6 | 1972.8632 | 269.8091 | 233.8108 | 87.2328 | 6.6932 | 340.3506 | 176.782 | 211.4413 | 5.8192 | 0 |  | 6 | 1742.0054 | 224.335 | 239.4282 | 190.7772 | 6.6932 | 109.1921 | 143.0259 | 372.9688 | 5.2768 | 0 |  | 6 | 1751.1101 | 209.8719 | 198.4098 | 181.7719 | 6.6932 | 158.9672 | 143.8992 | 110.8543 | 4.9179 | 0
|  | 7 | 2463.0774 | 326.7901 | 325.2329 | 280.8584 | 6.6932 | 27.5236 | 263.9057 | 507.6017 | 7.0575 | 0 |  | 7 | 1936.3818 | 264.3095 | 230.2698 | 88.3772 | 6.6932 | 338.8625 | 176.0514 | 210.5752 | 5.8192 | 0 |  | 7 | 1711.0137 | 219.7745 | 235.9451 | 188.5485 | 6.6932 | 109.0038 | 142.4727 | 371.171 | 5.2768 | 0 |  | 7 | 1720.7305 | 204.9181 | 195.638 | 178.8036 | 6.6932 | 158.7439 | 143.266 | 111.0547 | 4.9179 | 0
|  | 8 | 2419.4428 | 322.9967 | 322.2401 | 277.5072 | 6.6932 | 27.4937 | 262.9514 | 505.2642 | 7.0575 | 0 |  | 8 | 1901.3443 | 261.4259 | 228.1551 | 88.6745 | 6.6932 | 337.4394 | 175.3233 | 209.6955 | 5.8192 | 0 |  | 8 | 1681.546 | 216.8513 | 233.2274 | 186.694 | 6.6932 | 108.8228 | 141.9203 | 369.3587 | 5.2768 | 0 |  | 8 | 1690.0985 | 202.9015 | 193.9866 | 176.308 | 6.6932 | 158.5304 | 142.6363 | 111.2284 | 4.9179 | 0
|  | 9 | 2379.3217 | 320.0968 | 320.2499 | 274.7322 | 6.6932 | 27.4641 | 261.9957 | 502.9107 | 7.0575 | 0 |  | 9 | 1870.9599 | 258.2497 | 226.6747 | 88.2795 | 6.6932 | 336.0799 | 174.5979 | 208.8027 | 5.8192 | 0 |  | 9 | 1653.9532 | 214.423 | 231.7962 | 185.1737 | 6.6932 | 108.649 | 141.3688 | 367.5323 | 5.2768 | 0 |  | 9 | 1663.5674 | 200.1166 | 192.5455 | 174.2409 | 6.6932 | 158.3264 | 142.0101 | 111.3758 | 4.9179 | 0
|  | 10 | 2345.5062 | 316.3037 | 317.8364 | 272.4681 | 6.6932 | 27.435 | 261.0387 | 500.5418 | 7.0575 | 0 |  | 10 | 1844.7393 | 255.6064 | 225.0007 | 87.3468 | 6.6932 | 334.7831 | 173.8752 | 207.8969 | 5.8192 | 0 |  | 10 | 1629.544 | 212.2957 | 230.2666 | 183.9478 | 6.6932 | 108.4822 | 140.8183 | 365.6923 | 5.2768 | 0 |  | 10 | 1639.3917 | 198.1264 | 191.2355 | 172.5578 | 6.6932 | 158.1318 | 141.3873 | 111.4973 | 4.9179 | 0
|  | 11 | 2315.4779 | 313.3482 | 315.3668 | 270.6495 | 6.6932 | 27.4062 | 260.0806 | 498.1578 | 7.0575 | 0 |  | 11 | 1822.686 | 252.8883 | 223.2454 | 86.0312 | 6.6932 | 333.5476 | 173.1553 | 206.9787 | 5.8192 | 0 |  | 11 | 1608.6624 | 210.0531 | 228.4402 | 182.9763 | 6.6932 | 108.3224 | 140.2688 | 363.8391 | 5.2768 | 0 |  | 11 | 1618.7109 | 195.9785 | 189.6074 | 171.2144 | 6.6932 | 157.9464 | 140.7681 | 111.5933 | 4.9179 | 0
|  | 12 | 2291.8539 | 309.3391 | 311.6945 | 269.2111 | 6.6932 | 27.3778 | 259.1217 | 495.7596 | 7.0575 | 0 |  | 12 | 1805.503 | 249.4564 | 220.8535 | 84.4875 | 6.6932 | 332.3725 | 172.4383 | 206.0482 | 5.8192 | 0 |  | 12 | 1591.0758 | 207.6607 | 226.3139 | 182.2192 | 6.6932 | 108.1693 | 139.7205 | 361.9732 | 5.2768 | 0 |  | 12 | 1600.9136 | 193.5899 | 188.0936 | 170.1662 | 6.6932 | 157.7701 | 140.1525 | 111.6643 | 4.9179 | 0
|  | 13 | 2268.0012 | 307.008 | 310.3003 | 268.0874 | 6.6932 | 27.3497 | 258.162 | 493.3475 | 7.0575 | 0 |  | 13 | 1787.8501 | 247.9492 | 220.0349 | 82.8702 | 6.6932 | 331.2565 | 171.7241 | 205.1057 | 5.8192 | 0 |  | 13 | 1574.6979 | 206.1075 | 224.7149 | 181.6366 | 6.6932 | 108.0229 | 139.1733 | 360.0949 | 5.2768 | 0 |  | 13 | 1585.1199 | 191.355 | 186.9179 | 169.369 | 6.6932 | 157.6026 | 139.5404 | 111.7106 | 4.9179 | 0
|  | 14 | 2247.2793 | 305.259 | 308.5001 | 267.2133 | 6.6932 | 27.3221 | 257.2018 | 490.9221 | 7.0575 | 0 |  | 14 | 1773.9538 | 246.0392 | 218.3989 | 81.3342 | 6.6932 | 330.1985 | 171.013 | 204.1517 | 5.8192 | 0 |  | 14 | 1561.1318 | 204.0462 | 223.1169 | 181.1885 | 6.6932 | 107.883 | 138.6274 | 358.2048 | 5.2768 | 0 |  | 14 | 1571.233 | 189.7713 | 185.4175 | 168.7784 | 6.6932 | 157.4441 | 138.9321 | 111.7328 | 4.9179 | 0
|  | 15 | 2229.1783 | 303.5388 | 306.9365 | 266.5232 | 6.6932 | 27.2948 | 256.2412 | 488.4841 | 7.0575 | 0 |  | 15 | 1760.808 | 244.9586 | 217.2278 | 80.0342 | 6.6932 | 329.1973 | 170.3048 | 203.1863 | 5.8192 | 0 |  | 15 | 1548.0556 | 203.049 | 221.9992 | 180.835 | 6.6932 | 107.7495 | 138.0828 | 356.3033 | 5.2768 | 0 |  | 15 | 1558.6789 | 188.2764 | 184.4669 | 168.3499 | 6.6932 | 157.2941 | 138.3273 | 111.7312 | 4.9179 | 0
|  | 16 | 2213.5984 | 301.4328 | 305.7035 | 265.9518 | 6.6932 | 27.2678 | 255.2804 | 486.034 | 7.0575 | 0 |  | 16 | 1748.6593 | 243.9344 | 216.5563 | 79.1248 | 6.6932 | 328.2519 | 169.5998 | 202.21 | 5.8192 | 0 |  | 16 | 1536.6367 | 202.2269 | 220.8132 | 180.5362 | 6.6932 | 107.6223 | 137.5396 | 354.3908 | 5.2768 | 0 |  | 16 | 1547.0548 | 187.4462 | 183.6311 | 168.0392 | 6.6932 | 157.1524 | 137.7263 | 111.7063 | 4.9179 | 0
|  | 17 | 2199.5345 | 299.8237 | 304.5028 | 265.4338 | 6.6932 | 27.2412 | 254.3195 | 483.5723 | 7.0575 | 0 |  | 17 | 1738.3787 | 242.3723 | 215.6162 | 78.7607 | 6.6932 | 327.3611 | 168.898 | 201.2231 | 5.8192 | 0 |  | 17 | 1526.9852 | 200.8003 | 219.9583 | 180.252 | 6.6932 | 107.5013 | 136.9978 | 352.4677 | 5.2768 | 0 |  | 17 | 1537.2344 | 186.19 | 182.865 | 167.802 | 6.6932 | 157.0189 | 137.129 | 111.6585 | 4.9179 | 0
|  | 18 | 2186.6446 | 298.5349 | 303.4324 | 264.9038 | 6.6932 | 27.215 | 253.3588 | 481.0997 | 7.0575 | 0 |  | 18 | 1728.2057 | 241.0276 | 214.9467 | 79.0709 | 6.6932 | 326.5237 | 168.1994 | 200.2258 | 5.8192 | 0 |  | 18 | 1518.2713 | 199.6526 | 219.1101 | 179.9426 | 6.6932 | 107.3862 | 136.4576 | 350.5346 | 5.2768 | 0 |  | 18 | 1528.09 | 185.3088 | 182.2335 | 167.5938 | 6.6932 | 156.8935 | 136.5355 | 111.5882 | 4.9179 | 0
|  | 19 | 2175.0411 | 297.0027 | 302.5231 | 264.2964 | 6.6932 | 27.1891 | 252.3983 | 478.6166 | 7.0575 | 0 |  | 19 | 1718.5661 | 239.959 | 214.1556 | 79.6263 | 6.6932 | 325.7386 | 167.504 | 199.2184 | 5.8192 | 0 |  | 19 | 1510.2659 | 198.6181 | 218.3933 | 179.5679 | 6.6932 | 107.2771 | 135.919 | 348.5917 | 5.2768 | 0 |  | 19 | 1519.7687 | 184.4588 | 181.6712 | 167.3704 | 6.6932 | 156.7758 | 135.9458 | 111.4959 | 4.9179 | 0
|  | 20 | 2164.3543 | 295.2754 | 301.6759 | 263.5464 | 6.6932 | 27.1635 | 251.4383 | 476.1236 | 7.0575 | 0 |  | 20 | 1709.9329 | 238.8133 | 213.3971 | 79.8157 | 6.6932 | 325.0047 | 166.8121 | 198.2014 | 5.8192 | 0 |  | 20 | 1502.6152 | 197.8335 | 217.7548 | 179.0882 | 6.6932 | 107.1737 | 135.382 | 346.6397 | 5.2768 | 0 |  | 20 | 1512.1755 | 183.6189 | 181.0325 | 167.0872 | 6.6932 | 156.6658 | 135.3599 | 111.382 | 4.9179 | 0
|  | 21 | 2153.2309 | 294.2425 | 300.9339 | 262.5882 | 6.6932 | 27.1383 | 250.479 | 473.6214 | 7.0575 | 0 |  | 21 | 1701.3714 | 237.8396 | 212.779 | 79.8802 | 6.6932 | 324.3207 | 166.1235 | 197.1749 | 5.8192 | 0 |  | 21 | 1495.3729 | 197.0208 | 217.1486 | 178.4633 | 6.6932 | 107.076 | 134.8467 | 344.6788 | 5.2768 | 0 |  | 21 | 1504.6788 | 182.9602 | 180.5157 | 166.7 | 6.6932 | 156.5633 | 134.7779 | 111.2468 | 4.9179 | 0
|  | 22 | 2143.1568 | 292.6366 | 299.6579 | 261.3567 | 6.6932 | 27.1134 | 249.5204 | 471.1104 | 7.0575 | 0 |  | 22 | 1693.3246 | 236.5228 | 212.049 | 79.8073 | 6.6932 | 323.6857 | 165.4384 | 196.1394 | 5.8192 | 0 |  | 22 | 1488.3642 | 196.0449 | 216.614 | 177.6534 | 6.6932 | 106.9838 | 134.3132 | 342.7096 | 5.2768 | 0 |  | 22 | 1497.5568 | 182.2055 | 179.858 | 166.1643 | 6.6932 | 156.4681 | 134.1998 | 111.0909 | 4.9179 | 0
|  | 23 | 2132.3675 | 291.179 | 298.4533 | 259.8046 | 6.6932 | 27.0888 | 248.5629 | 468.5912 | 7.0575 | 0 |  | 23 | 1684.9996 | 235.6285 | 211.1372 | 79.357 | 6.6932 | 323.0983 | 164.7569 | 195.0951 | 5.8192 | 0 |  | 23 | 1480.7569 | 195.631 | 215.9802 | 176.6262 | 6.6932 | 106.8969 | 133.7816 | 340.7325 | 5.2768 | 0 |  | 23 | 1490.3561 | 181.5325 | 179.078 | 165.4309 | 6.6932 | 156.3801 | 133.6256 | 110.9147 | 4.9179 | 0
|  | 24 | 2120.5393 | 290.4143 | 297.245 | 258.0747 | 6.6932 | 27.0646 | 247.6064 | 466.0644 | 7.0575 | 0 |  | 24 | 1676.6865 | 234.4934 | 210.2313 | 78.6162 | 6.6932 | 322.5576 | 164.0789 | 194.0424 | 5.8192 | 0 |  | 24 | 1473.7112 | 194.6869 | 214.9893 | 175.431 | 6.6932 | 106.8154 | 133.2519 | 338.7479 | 5.2768 | 0 |  | 24 | 1483.8234 | 179.9857 | 178.12 | 164.5088 | 6.6932 | 156.299 | 133.0554 | 110.7185 | 4.9179 | 0
|  | 25 | 2109.0013 | 288.6856 | 296.2273 | 256.8279 | 6.6932 | 27.0406 | 246.6513 | 463.5305 | 7.0575 | 0 |  | 25 | 1667.9621 | 233.4943 | 209.3579 | 78.0855 | 6.6932 | 322.0623 | 163.4047 | 192.9816 | 5.8192 | 0 |  | 25 | 1466.3817 | 193.7052 | 213.9915 | 174.5147 | 6.6932 | 106.7389 | 132.7242 | 336.7562 | 5.2768 | 0 |  | 25 | 1476.2781 | 178.9747 | 177.5746 | 163.4875 | 6.6932 | 156.2247 | 132.4892 | 110.5028 | 4.9179 | 0
|  | 26 | 2099.3305 | 287.4395 | 295.2627 | 255.7117 | 6.6932 | 27.017 | 245.6977 | 460.9902 | 7.0575 | 0 |  | 26 | 1659.5969 | 232.446 | 208.7391 | 77.8762 | 6.6932 | 321.6113 | 162.7341 | 191.9129 | 5.8192 | 0 |  | 26 | 1458.9175 | 192.7669 | 213.3815 | 173.8451 | 6.6932 | 106.6675 | 132.1986 | 334.758 | 5.2768 | 0 |  | 26 | 1468.3667 | 178.3312 | 176.9692 | 162.7863 | 6.6932 | 156.157 | 131.9271 | 110.2681 | 4.9179 | 0
|  | 27 | 2089.6192 | 286.3467 | 293.9108 | 254.897 | 6.6932 | 26.9937 | 244.7457 | 458.444 | 7.0575 | 0 |  | 27 | 1651.644 | 231.8154 | 208.2502 | 77.3387 | 6.6932 | 321.2035 | 162.0674 | 190.8367 | 5.8192 | 0 |  | 27 | 1452.1062 | 191.9696 | 212.5972 | 173.1652 | 6.6932 | 106.6009 | 131.6751 | 332.7537 | 5.2768 | 0 |  | 27 | 1461.3018 | 177.7591 | 176.472 | 162.145 | 6.6932 | 156.0958 | 131.369 | 110.0148 | 4.9179 | 0
|  | 28 | 2079.2562 | 285.5899 | 292.5775 | 254.3795 | 6.6932 | 26.9707 | 243.7955 | 455.8923 | 7.0575 | 0 |  | 28 | 1644.2429 | 230.9016 | 207.2651 | 77.0289 | 6.6932 | 320.8377 | 161.4045 | 189.7534 | 5.8192 | 0 |  | 28 | 1444.9524 | 191.3602 | 211.5666 | 172.886 | 6.6932 | 106.539 | 131.1538 | 330.7436 | 5.2768 | 0 |  | 28 | 1454.3125 | 176.9595 | 175.7545 | 161.876 | 6.6932 | 156.0408 | 130.815 | 109.7432 | 4.9179 | 0
|  | 29 | 2069.2743 | 284.3489 | 291.5675 | 253.6419 | 6.6932 | 26.9479 | 242.8474 | 453.3359 | 7.0575 | 0 |  | 29 | 1636.3049 | 230.1777 | 206.7163 | 76.6296 | 6.6932 | 320.5128 | 160.7455 | 188.6632 | 5.8192 | 0 |  | 29 | 1437.4014 | 190.7871 | 210.9899 | 172.514 | 6.6932 | 106.4818 | 130.6348 | 328.7282 | 5.2768 | 0 |  | 29 | 1446.9922 | 176.3572 | 175.3449 | 161.4325 | 6.6932 | 155.9919 | 130.2652 | 109.4539 | 4.9179 | 0
|  | 30 | 2059.4079 | 283.4048 | 290.475 | 252.6268 | 6.6932 | 26.9255 | 241.9013 | 450.7753 | 7.0575 | 0 |  | 30 | 1629.0539 | 228.8624 | 206.1025 | 76.1999 | 6.6932 | 320.2276 | 160.0905 | 187.5664 | 5.8192 | 0 |  | 30 | 1430.5646 | 189.783 | 210.4107 | 171.8612 | 6.6932 | 106.4291 | 130.1181 | 326.708 | 5.2768 | 0 |  | 30 | 1440.201 | 175.5183 | 174.8569 | 160.7751 | 6.6932 | 155.949 | 129.7195 | 109.1473 | 4.9179 | 0
|  | 31 | 2050.0565 | 282.343 | 289.29 | 251.8159 | 6.6932 | 26.9034 | 240.9577 | 448.2109 | 7.0575 | 0 |  | 31 | 1621.46 | 228.0207 | 205.6234 | 75.8372 | 6.6932 | 319.9811 | 159.4395 | 186.4634 | 5.8192 | 0 |  | 31 | 1423.7938 | 188.8518 | 209.995 | 171.2524 | 6.6932 | 106.3807 | 129.6038 | 324.6834 | 5.2768 | 0 |  | 31 | 1433.2589 | 174.8094 | 174.4884 | 160.1354 | 6.6932 | 155.9118 | 129.178 | 108.8237 | 4.9179 | 0
|  | 32 | 2039.8399 | 281.2861 | 288.663 | 251.3073 | 6.6932 | 26.8815 | 240.0165 | 445.6435 | 7.0575 | 0 |  | 32 | 1613.9923 | 227.296 | 205.0011 | 75.558 | 6.6932 | 319.7719 | 158.7927 | 185.3545 | 5.8192 | 0 |  | 32 | 1417.0184 | 188.2195 | 209.4179 | 170.7458 | 6.6932 | 106.3366 | 129.092 | 322.6548 | 5.2768 | 0 |  | 32 | 1426.5729 | 174.118 | 174.0555 | 159.6629 | 6.6932 | 155.8802 | 128.6408 | 108.4836 | 4.9179 | 0
|  | 33 | 2030.2207 | 279.6487 | 287.5677 | 251.2501 | 6.6932 | 26.8599 | 239.078 | 443.0735 | 7.0575 | 0 |  | 33 | 1606.9003 | 226.1028 | 204.3416 | 75.4086 | 6.6932 | 319.5991 | 158.15 | 184.24 | 5.8192 | 0 |  | 33 | 1410.4436 | 187.3008 | 208.7364 | 170.4293 | 6.6932 | 106.2966 | 128.5827 | 320.6228 | 5.2768 | 0 |  | 33 | 1419.8862 | 173.4402 | 173.4678 | 159.3322 | 6.6932 | 155.854 | 128.1078 | 108.1274 | 4.9179 | 0
|  | 34 | 2021.1066 | 278.4079 | 286.045 | 250.7185 | 6.6932 | 26.8386 | 238.1424 | 440.5015 | 7.0575 | 0 |  | 34 | 1599.6383 | 225.0851 | 203.4385 | 75.4973 | 6.6932 | 319.4615 | 157.5116 | 183.1202 | 5.8192 | 0 |  | 34 | 1403.8726 | 186.4565 | 207.8805 | 170.209 | 6.6932 | 106.2605 | 128.076 | 318.5876 | 5.2768 | 0 |  | 34 | 1413.3092 | 172.806 | 172.8579 | 158.8705 | 6.6932 | 155.833 | 127.5792 | 107.7556 | 4.9179 | 0
|  | 35 | 2012.2112 | 277.0189 | 284.4499 | 250.1889 | 6.6932 | 26.8176 | 237.2097 | 437.9281 | 7.0575 | 0 |  | 35 | 1592.2999 | 224.1329 | 202.5614 | 75.571 | 6.6932 | 319.3579 | 156.8774 | 181.9955 | 5.8192 | 0 |  | 35 | 1397.3507 | 185.7066 | 207.0155 | 169.8544 | 6.6932 | 106.2283 | 127.572 | 316.5498 | 5.2768 | 0 |  | 35 | 1406.918 | 172.1641 | 172.0326 | 158.446 | 6.6932 | 155.8171 | 127.0549 | 107.3686 | 4.9179 | 0
|  | 36 | 2002.8497 | 275.82 | 283.6382 | 249.8357 | 6.6932 | 26.7968 | 236.2803 | 435.3539 | 7.0575 | 0 |  | 36 | 1585.5582 | 223.1499 | 201.3207 | 75.6905 | 6.6932 | 319.2872 | 156.2476 | 180.8661 | 5.8192 | 0 |  | 36 | 1391.4036 | 184.9395 | 205.7248 | 169.5355 | 6.6932 | 106.1999 | 127.0707 | 314.5098 | 5.2768 | 0 |  | 36 | 1400.4349 | 171.7369 | 171.0509 | 158.0552 | 6.6932 | 155.806 | 126.5349 | 106.9668 | 4.9179 | 0
|  | 37 | 1994.2377 | 274.2605 | 282.4716 | 249.4647 | 6.6932 | 26.7763 | 235.3542 | 432.7793 | 7.0575 | 0 |  | 37 | 1578.9435 | 221.7458 | 200.6135 | 75.9053 | 6.6932 | 319.2482 | 155.6222 | 179.7323 | 5.8192 | 0 |  | 37 | 1385.5567 | 183.746 | 205.0012 | 169.2425 | 6.6932 | 106.175 | 126.5723 | 312.4681 | 5.2768 | 0 |  | 37 | 1394.1344 | 171.0066 | 170.2954 | 157.7576 | 6.6932 | 155.7997 | 126.0194 | 106.5506 | 4.9179 | 0
|  | 38 | 1985.8245 | 272.9612 | 280.813 | 249.1268 | 6.6932 | 26.756 | 234.4316 | 430.205 | 7.0575 | 0 |  | 38 | 1572.6481 | 220.5515 | 199.3527 | 76.1445 | 6.6932 | 319.2398 | 155.0013 | 178.5946 | 5.8192 | 0 |  | 38 | 1380.1032 | 182.6195 | 203.7311 | 169.0357 | 6.6932 | 106.1536 | 126.0767 | 310.425 | 5.2768 | 0 |  | 38 | 1388.694 | 169.8036 | 169.0807 | 157.5357 | 6.6932 | 155.7979 | 125.5083 | 106.1205 | 4.9179 | 0
|  | 39 | 1976.5762 | 271.3591 | 280.2484 | 248.833 | 6.6932 | 26.736 | 233.5127 | 427.6315 | 7.0575 | 0 |  | 39 | 1566.3034 | 219.0819 | 198.4145 | 76.3858 | 6.6932 | 319.2609 | 154.385 | 177.4531 | 5.8192 | 0 |  | 39 | 1374.547 | 181.3886 | 202.6528 | 168.8441 | 6.6932 | 106.1355 | 125.584 | 308.381 | 5.2768 | 0 |  | 39 | 1382.3036 | 168.9554 | 168.4924 | 157.2824 | 6.6932 | 155.8005 | 125.0017 | 105.6769 | 4.9179 | 0
|  | 40 | 1967.3411 | 269.9752 | 279.4071 | 248.5842 | 6.6932 | 26.7162 | 232.5977 | 425.0594 | 7.0575 | 0 |  | 40 | 1558.7417 | 218.3388 | 197.9093 | 76.6845 | 6.6932 | 319.3104 | 153.7732 | 176.3082 | 5.8192 | 0 |  | 40 | 1367.8439 | 180.7191 | 202.1321 | 168.6804 | 6.6932 | 106.1207 | 125.0944 | 306.3366 | 5.2768 | 0 |  | 40 | 1375.4729 | 168.2047 | 168.0917 | 157.1843 | 6.6932 | 155.8072 | 124.4996 | 105.2202 | 4.9179 | 0
|  | 41 | 1957.6918 | 267.7097 | 278.6766 | 248.4448 | 6.6932 | 26.6967 | 231.6867 | 422.4893 | 7.0575 | 0 |  | 41 | 1551.9084 | 216.9673 | 197.2372 | 77.0501 | 6.6932 | 319.387 | 153.1661 | 175.1603 | 5.8192 | 0 |  | 41 | 1361.7896 | 179.4352 | 201.487 | 168.6068 | 6.6932 | 106.1089 | 124.6079 | 304.2922 | 5.2768 | 0 |  | 41 | 1369.1807 | 167.314 | 167.2843 | 157.0945 | 6.6932 | 155.818 | 124.002 | 104.7509 | 4.9179 | 0
|  | 42 | 1947.209 | 266.2035 | 277.2549 | 248.2024 | 6.6932 | 26.6774 | 230.78 | 419.9217 | 7.0575 | 0 |  | 42 | 1543.1333 | 215.861 | 196.6698 | 77.4037 | 6.6932 | 319.4896 | 152.5638 | 174.0097 | 5.8192 | 0 |  | 42 | 1354.0561 | 178.5384 | 200.9228 | 168.4747 | 6.6932 | 106.1001 | 124.1245 | 302.2483 | 5.2768 | 0 |  | 42 | 1361.7491 | 166.2403 | 166.8879 | 157.0274 | 6.6932 | 155.8326 | 123.509 | 104.2694 | 4.9179 | 0
|  | 43 | 1936.5765 | 264.5587 | 275.9507 | 248.131 | 6.6932 | 26.6583 | 229.8775 | 417.3572 | 7.0575 | 0 |  | 43 | 1534.5462 | 214.476 | 195.8726 | 77.797 | 6.6932 | 319.6171 | 151.9663 | 172.8565 | 5.8192 | 0 |  | 43 | 1346.6661 | 177.2851 | 200.1604 | 168.4051 | 6.6932 | 106.0941 | 123.6443 | 300.2052 | 5.2768 | 0 |  | 43 | 1354.3083 | 164.8752 | 166.1914 | 156.9625 | 6.6932 | 155.8509 | 123.0206 | 103.776 | 4.9179 | 0
|  | 44 | 1925.5964 | 263.1827 | 274.9765 | 247.808 | 6.6932 | 26.6395 | 228.9797 | 414.7963 | 7.0575 | 0 |  | 44 | 1525.8788 | 212.9187 | 195.3643 | 78.1541 | 6.6932 | 319.7684 | 151.3736 | 171.7013 | 5.8192 | 0 |  | 44 | 1338.8333 | 176.3228 | 199.5952 | 168.2902 | 6.6932 | 106.0909 | 123.1674 | 298.1634 | 5.2768 | 0 |  | 44 | 1346.659 | 163.6395 | 165.6271 | 156.8444 | 6.6932 | 155.8727 | 122.5368 | 103.2713 | 4.9179 | 0
|  | 45 | 1915.2915 | 261.6208 | 273.5254 | 247.4729 | 6.6932 | 26.6209 | 228.0865 | 412.2396 | 7.0575 | 0 |  | 45 | 1517.5116 | 211.5459 | 194.49 | 78.3926 | 6.6932 | 319.9424 | 150.7858 | 170.5443 | 5.8192 | 0 |  | 45 | 1331.9729 | 175.0171 | 198.5 | 168.0763 | 6.6932 | 106.0902 | 122.6939 | 296.1234 | 5.2768 | 0 |  | 45 | 1338.8734 | 162.9005 | 164.8051 | 156.6237 | 6.6932 | 155.8978 | 122.0577 | 102.7556 | 4.9179 | 0
|  | 46 | 1906.9617 | 260.4783 | 271.6467 | 247.1614 | 6.6932 | 26.6025 | 227.1983 | 409.6877 | 7.0575 | 0 |  | 46 | 1509.7306 | 210.563 | 193.161 | 78.6191 | 6.6932 | 320.1377 | 150.203 | 169.3857 | 5.8192 | 0 |  | 46 | 1324.8931 | 174.429 | 197.2917 | 167.8285 | 6.6932 | 106.0919 | 122.2237 | 294.0856 | 5.2768 | 0 |  | 46 | 1331.6213 | 161.7854 | 163.9311 | 156.3845 | 6.6932 | 155.9261 | 121.5834 | 102.2294 | 4.9179 | 0
|  | 47 | 1898.5066 | 259.2703 | 270.1582 | 246.8661 | 6.6932 | 26.5843 | 226.3151 | 407.1411 | 7.0575 | 0 |  | 47 | 1502.7772 | 209.8483 | 191.9978 | 78.9256 | 6.6932 | 320.3534 | 149.6253 | 168.226 | 5.8192 | 0 |  | 47 | 1318.8669 | 173.6736 | 196.3046 | 167.6727 | 6.6932 | 106.096 | 121.7571 | 292.0504 | 5.2768 | 0 |  | 47 | 1325.7976 | 160.8999 | 163.0127 | 156.2022 | 6.6932 | 155.9573 | 121.1137 | 101.6932 | 4.9179 | 0
|  | 48 | 1889.9141 | 257.8478 | 269.1164 | 246.476 | 6.6932 | 26.5663 | 225.4371 | 404.6004 | 7.0575 | 0 |  | 48 | 1496.415 | 208.5181 | 190.9392 | 79.152 | 6.6932 | 320.5883 | 149.0526 | 167.0655 | 5.8192 | 0 |  | 48 | 1313.1199 | 172.518 | 195.4992 | 167.4562 | 6.6932 | 106.1023 | 121.294 | 290.0182 | 5.2768 | 0 |  | 48 | 1320.0769 | 159.9275 | 162.1169 | 155.9811 | 6.6932 | 155.9914 | 120.6489 | 101.1472 | 4.9179 | 0
|  | 49 | 1882.3581 | 256.1277 | 267.275 | 246.1464 | 6.6932 | 26.5485 | 224.5645 | 402.0661 | 7.0575 | 0 |  | 49 | 1489.8209 | 207.2626 | 190.0177 | 79.3982 | 6.6932 | 320.8413 | 148.4852 | 165.9044 | 5.8192 | 0 |  | 49 | 1306.9399 | 171.8436 | 194.6185 | 167.2669 | 6.6932 | 106.1106 | 120.8346 | 287.9896 | 5.2768 | 0 |  | 49 | 1314.4276 | 158.8171 | 161.2977 | 155.7502 | 6.6932 | 156.0281 | 120.1888 | 100.592 | 4.9179 | 0
|  | 50 | 1873.799 | 254.5417 | 266.3027 | 245.8169 | 6.6932 | 26.531 | 223.6974 | 399.5389 | 7.0575 | 0 |  | 50 | 1483.0209 | 205.9872 | 189.2938 | 79.6728 | 6.6932 | 321.1112 | 147.923 | 164.743 | 5.8192 | 0 |  | 50 | 1301.2226 | 170.7397 | 193.6881 | 167.0941 | 6.6932 | 106.1208 | 120.3788 | 285.965 | 5.2768 | 0 |  | 50 | 1308.848 | 157.3964 | 160.6669 | 155.5712 | 6.6932 | 156.0672 | 119.7336 | 100.0281 | 4.9179 | 0
|  | 51 | 1865.0983 | 252.9651 | 265.4625 | 245.4873 | 6.6932 | 26.5136 | 222.8361 | 397.0193 | 7.0575 | 0 |  | 51 | 1476.3843 | 204.4018 | 188.7164 | 79.9474 | 6.6932 | 321.3968 | 147.366 | 163.5818 | 5.8192 | 0 |  | 51 | 1295.3853 | 169.5524 | 192.9612 | 166.9213 | 6.6932 | 106.1329 | 119.9268 | 283.9447 | 5.2768 | 0 |  | 51 | 1302.71 | 156.1754 | 160.3933 | 155.3941 | 6.6932 | 156.1086 | 119.2833 | 99.4557 | 4.9179 | 0
|  | 52 | 1855.6189 | 251.7153 | 265.0743 | 245.1577 | 6.6932 | 26.4964 | 221.9807 | 394.5078 | 7.0575 | 0 |  | 52 | 1469.3979 | 203.0696 | 188.2725 | 80.1851 | 6.6932 | 321.697 | 146.8145 | 162.421 | 5.8192 | 0 |  | 52 | 1289.0414 | 168.4998 | 192.6061 | 166.7484 | 6.6932 | 106.1467 | 119.4786 | 281.9293 | 5.2768 | 0 |  | 52 | 1296.3458 | 155.4469 | 159.8533 | 155.2169 | 6.6932 | 156.1521 | 118.8378 | 98.8754 | 4.9179 | 0
|  | 53 | 1846.2677 | 250.4725 | 264.5371 | 244.8419 | 6.6932 | 26.4794 | 221.1314 | 392.005 | 7.0575 | 0 |  | 53 | 1462.2138 | 202.0327 | 187.8758 | 80.2781 | 6.6932 | 322.0107 | 146.2683 | 161.2609 | 5.8192 | 0 |  | 53 | 1283.0366 | 167.3633 | 191.9958 | 166.5756 | 6.6932 | 106.162 | 119.0343 | 279.9191 | 5.2768 | 0 |  | 53 | 1289.9235 | 154.7825 | 159.3071 | 155.0397 | 6.6932 | 156.1976 | 118.3973 | 98.2876 | 4.9179 | 0
|  | 54 | 1837.2268 | 249.1113 | 263.8075 | 244.5266 | 6.6932 | 26.4625 | 220.2883 | 389.5114 | 7.0575 | 0 |  | 54 | 1455.2398 | 201.002 | 187.2399 | 80.394 | 6.6932 | 322.3368 | 145.7277 | 160.1018 | 5.8192 | 0 |  | 54 | 1276.9035 | 166.4509 | 191.2801 | 166.4124 | 6.6932 | 106.1787 | 118.594 | 277.9146 | 5.2768 | 0 |  | 54 | 1283.4283 | 154.0337 | 158.9184 | 154.8625 | 6.6932 | 156.2448 | 117.9618 | 97.6926 | 4.9179 | 0
|  | 55 | 1827.8526 | 248.2203 | 262.9797 | 244.1726 | 6.6932 | 26.4459 | 219.4517 | 387.0277 | 7.0575 | 0 |  | 55 | 1448.104 | 200.4474 | 186.3281 | 80.4714 | 6.6932 | 322.6741 | 145.1926 | 158.9441 | 5.8192 | 0 |  | 55 | 1270.5943 | 165.9736 | 190.3372 | 166.2174 | 6.6932 | 106.1967 | 118.1576 | 275.9163 | 5.2768 | 0 |  | 55 | 1277.2844 | 153.6302 | 157.8348 | 154.6835 | 6.6932 | 156.2936 | 117.5313 | 97.091 | 4.9179 | 0
|  | 56 | 1818.9651 | 246.9851 | 262.0385 | 243.7896 | 6.6932 | 26.4294 | 218.6216 | 384.5544 | 7.0575 | 0 |  | 56 | 1441.3138 | 199.6425 | 185.3252 | 80.5445 | 6.6932 | 323.0214 | 144.6631 | 157.788 | 5.8192 | 0 |  | 56 | 1264.4662 | 165.238 | 189.4715 | 166.0225 | 6.6932 | 106.216 | 117.7254 | 273.9246 | 5.2768 | 0 |  | 56 | 1270.8401 | 152.9294 | 157.3707 | 154.4829 | 6.6932 | 156.3438 | 117.1058 | 96.4832 | 4.9179 | 0
|  | 57 | 1810.565 | 246.1298 | 260.2758 | 243.3607 | 6.6932 | 26.4131 | 217.7983 | 382.0921 | 7.0575 | 0 |  | 57 | 1434.2193 | 198.8066 | 184.6897 | 80.5857 | 6.6932 | 323.3776 | 144.1393 | 156.634 | 5.8192 | 0 |  | 57 | 1258.1659 | 164.5712 | 188.7411 | 165.7955 | 6.6932 | 106.2362 | 117.2974 | 271.9399 | 5.2768 | 0 |  | 57 | 1264.5451 | 152.379 | 156.6574 | 154.2317 | 6.6932 | 156.3953 | 116.6854 | 95.8695 | 4.9179 | 0
|  | 58 | 1802.4332 | 245.0256 | 258.4936 | 242.9319 | 6.6932 | 26.3969 | 216.9819 | 379.6413 | 7.0575 | 0 |  | 58 | 1427.6056 | 197.8464 | 183.6699 | 80.6546 | 6.6932 | 323.7416 | 143.6212 | 155.4823 | 5.8192 | 0 |  | 58 | 1252.005 | 163.7598 | 187.9886 | 165.596 | 6.6932 | 106.2574 | 116.8736 | 269.9626 | 5.2768 | 0 |  | 58 | 1258.2919 | 151.6823 | 156.0519 | 153.9772 | 6.6932 | 156.4479 | 116.2701 | 95.2504 | 4.9179 | 0
|  | 59 | 1794.2162 | 243.2569 | 257.4046 | 242.5596 | 6.6932 | 26.3809 | 216.1726 | 377.2025 | 7.0575 | 0 |  | 59 | 1421.0546 | 196.8993 | 182.5744 | 80.7235 | 6.6932 | 324.1122 | 143.1089 | 154.3331 | 5.8192 | 0 |  | 59 | 1246.1382 | 162.9563 | 186.934 | 165.3964 | 6.6932 | 106.2793 | 116.4541 | 267.9933 | 5.2768 | 0 |  | 59 | 1252.4283 | 150.8282 | 155.2142 | 153.7227 | 6.6932 | 156.5013 | 115.86 | 94.6264 | 4.9179 | 0
|  | 60 | 1785.1312 | 242.659 | 255.8658 | 242.3344 | 6.6932 | 26.365 | 215.3705 | 374.7764 | 7.0575 | 0 |  | 60 | 1413.8562 | 196.1487 | 181.9206 | 80.8015 | 6.6932 | 324.4883 | 142.6025 | 153.1869 | 5.8192 | 0 |  | 60 | 1239.8151 | 162.4101 | 186.066 | 165.2092 | 6.6932 | 106.3019 | 116.0389 | 266.0323 | 5.2768 | 0 |  | 60 | 1246.2679 | 150.2127 | 154.4312 | 153.4715 | 6.6932 | 156.5554 | 115.455 | 93.9978 | 4.9179 | 0
|  | 61 | 1775.3139 | 242.1333 | 254.9529 | 242.1432 | 6.6932 | 26.3493 | 214.5759 | 372.3635 | 7.0575 | 0 |  | 61 | 1406.475 | 195.5627 | 181.2039 | 80.9607 | 6.6932 | 324.8688 | 142.102 | 152.044 | 5.8192 | 0 |  | 61 | 1233.1557 | 161.8986 | 185.4573 | 165.0646 | 6.6932 | 106.3251 | 115.6282 | 264.0801 | 5.2768 | 0 |  | 61 | 1240.1761 | 149.2509 | 153.9067 | 153.2399 | 6.6932 | 156.6102 | 115.0553 | 93.3652 | 4.9179 | 0
|  | 62 | 1765.9703 | 241.0855 | 254.2648 | 241.7757 | 6.6932 | 26.3337 | 213.7889 | 369.9644 | 7.0575 | 0 |  | 62 | 1399.4355 | 194.5173 | 180.5753 | 81.1494 | 6.6932 | 325.2525 | 141.6074 | 150.9046 | 5.8192 | 0 |  | 62 | 1227.2412 | 161.1131 | 184.4063 | 164.8912 | 6.6932 | 106.3486 | 115.222 | 262.1371 | 5.2768 | 0 |  | 62 | 1234.0384 | 148.4341 | 153.2743 | 153.0169 | 6.6932 | 156.6652 | 114.6607 | 92.7288 | 4.9179 | 0
|  | 63 | 1756.7366 | 239.8665 | 253.6441 | 241.4021 | 6.6932 | 26.3183 | 213.0096 | 367.5796 | 7.0575 | 0 |  | 63 | 1392.3594 | 193.623 | 179.9071 | 81.2633 | 6.6932 | 325.6382 | 141.119 | 149.7692 | 5.8192 | 0 |  | 63 | 1220.8968 | 160.258 | 183.8976 | 164.6749 | 6.6932 | 106.3725 | 114.8204 | 260.2038 | 5.2768 | 0 |  | 63 | 1227.3356 | 148.0242 | 152.8086 | 152.7852 | 6.6932 | 156.7205 | 114.2715 | 92.0892 | 4.9179 | 0
|  | 64 | 1747.4316 | 238.8668 | 252.8025 | 241.1013 | 6.6932 | 26.303 | 212.2384 | 365.2097 | 7.0575 | 0 |  | 64 | 1385.5984 | 192.533 | 179.0988 | 81.3977 | 6.6932 | 326.0249 | 140.6366 | 148.6379 | 5.8192 | 0 |  | 64 | 1214.8396 | 159.437 | 183.0849 | 164.4414 | 6.6932 | 106.3964 | 114.4234 | 258.2806 | 5.2768 | 0 |  | 64 | 1221.4807 | 147.0499 | 152.0693 | 152.5439 | 6.6932 | 156.7758 | 113.8876 | 91.4467 | 4.9179 | 0
|  | 65 | 1739.6898 | 237.6763 | 251.5593 | 240.7815 | 6.6932 | 26.2878 | 211.4752 | 362.8553 | 7.0575 | 0 |  | 65 | 1378.2846 | 191.6153 | 178.6481 | 81.5551 | 6.6932 | 326.4113 | 140.1605 | 147.5111 | 5.8192 | 0 |  | 65 | 1208.3573 | 158.8055 | 182.4684 | 164.2473 | 6.6932 | 106.4204 | 114.0311 | 256.3679 | 5.2768 | 0 |  | 65 | 1215.3054 | 146.3126 | 151.3696 | 152.3461 | 6.6932 | 156.831 | 113.509 | 90.8019 | 4.9179 | 0
|  | 66 | 1732.9134 | 236.4939 | 250.3767 | 240.4309 | 6.6932 | 26.2728 | 210.7203 | 360.5169 | 7.0575 | 0 |  | 66 | 1372.4698 | 190.7293 | 177.8624 | 81.6917 | 6.6932 | 326.7964 | 139.6905 | 146.3892 | 5.8192 | 0 |  | 66 | 1202.9377 | 158.1516 | 181.7652 | 164.0578 | 6.6932 | 106.4443 | 113.6436 | 254.4662 | 5.2768 | 0 |  | 66 | 1210.2812 | 145.176 | 150.6593 | 152.1481 | 6.6932 | 156.8859 | 113.1358 | 90.1551 | 4.9179 | 0
|  | 67 | 1725.1732 | 235.8846 | 249.5802 | 240.0847 | 6.6932 | 26.2579 | 209.9738 | 358.1951 | 7.0575 | 0 |  | 67 | 1366.4185 | 190.2641 | 177.2116 | 81.8235 | 6.6932 | 327.179 | 139.2269 | 145.2724 | 5.8192 | 0 |  | 67 | 1197.8281 | 157.7309 | 180.9547 | 163.8678 | 6.6932 | 106.468 | 113.2609 | 252.576 | 5.2768 | 0 |  | 67 | 1204.8978 | 144.7112 | 150.2426 | 151.9503 | 6.6932 | 156.9402 | 112.7679 | 89.5067 | 4.9179 | 0
|  | 68 | 1717.6066 | 235.4841 | 248.4376 | 239.7024 | 6.6932 | 26.243 | 209.236 | 355.8904 | 7.0575 | 0 |  | 68 | 1360.9927 | 189.5117 | 176.2593 | 81.9185 | 6.6932 | 327.5579 | 138.7696 | 144.1611 | 5.8192 | 0 |  | 68 | 1193.0378 | 156.932 | 180.2411 | 163.6397 | 6.6932 | 106.4913 | 112.8832 | 250.6976 | 5.2768 | 0 |  | 68 | 1199.7554 | 144.0745 | 149.7905 | 151.7191 | 6.6932 | 156.9939 | 112.4056 | 88.8573 | 4.9179 | 0
|  | 69 | 1710.6529 | 234.463 | 247.2914 | 239.3312 | 6.6932 | 26.2283 | 208.507 | 353.6034 | 7.0575 | 0 |  | 69 | 1355.2671 | 188.7544 | 175.611 | 82.0141 | 6.6932 | 327.932 | 138.3188 | 143.0556 | 5.8192 | 0 |  | 69 | 1188.027 | 156.3086 | 179.5761 | 163.4081 | 6.6932 | 106.5141 | 112.5104 | 248.8314 | 5.2768 | 0 |  | 69 | 1194.7712 | 143.471 | 149.168 | 151.4667 | 6.6932 | 157.0468 | 112.0487 | 88.2071 | 4.9179 | 0
|  | 70 | 1703.0637 | 233.3658 | 246.8569 | 238.96 | 6.6932 | 26.2137 | 207.7869 | 351.3347 | 7.0575 | 0 |  | 70 | 1349.7022 | 187.8574 | 174.9258 | 82.1257 | 6.6932 | 328.3003 | 137.8744 | 141.9562 | 5.8192 | 0 |  | 70 | 1182.8816 | 155.6331 | 179.0795 | 163.1949 | 6.6932 | 106.5363 | 112.1427 | 246.9781 | 5.2768 | 0 |  | 70 | 1189.4786 | 143.0812 | 148.6071 | 151.2475 | 6.6932 | 157.0986 | 111.6973 | 87.5566 | 4.9179 | 0
|  | 71 | 1695.8379 | 232.198 | 246.1295 | 238.5889 | 6.6932 | 26.1992 | 207.076 | 349.0849 | 7.0575 | 0 |  | 71 | 1343.8571 | 187.0257 | 174.4555 | 82.2372 | 6.6932 | 328.6614 | 137.4366 | 140.8631 | 5.8192 | 0 |  | 71 | 1177.9921 | 154.9213 | 178.3633 | 162.9816 | 6.6932 | 106.5578 | 111.7801 | 245.1379 | 5.2768 | 0 |  | 71 | 1184.1098 | 142.5872 | 148.2265 | 151.0283 | 6.6932 | 157.1493 | 111.3515 | 86.9064 | 4.9179 | 0
|  | 72 | 1687.8422 | 231.7073 | 245.495 | 238.2177 | 6.6932 | 26.1848 | 206.3744 | 346.8544 | 7.0575 | 0 |  | 72 | 1337.4781 | 186.7603 | 173.9528 | 82.3488 | 6.6932 | 329.0143 | 137.0054 | 139.7769 | 5.8192 | 0 |  | 72 | 1172.3406 | 154.7352 | 177.8832 | 162.7683 | 6.6932 | 106.5783 | 111.4226 | 243.3113 | 5.2768 | 0 |  | 72 | 1179.0548 | 141.9516 | 147.6739 | 150.8091 | 6.6932 | 157.1986 | 111.0112 | 86.2567 | 4.9179 | 0
|  | 73 | 1679.8077 | 231.2313 | 244.8845 | 237.8466 | 6.6932 | 26.1705 | 205.6822 | 344.6439 | 7.0575 | 0 |  | 73 | 1331.4855 | 186.1565 | 173.4021 | 82.4604 | 6.6932 | 329.3579 | 136.5809 | 138.6976 | 5.8192 | 0 |  | 73 | 1166.9876 | 154.2985 | 177.3554 | 162.5551 | 6.6932 | 106.5979 | 111.0704 | 241.4988 | 5.2768 | 0 |  | 73 | 1173.7209 | 141.4829 | 147.233 | 150.5899 | 6.6932 | 157.2464 | 110.6766 | 85.608 | 4.9179 | 0
|  | 74 | 1671.7526 | 230.7215 | 244.3285 | 237.4754 | 6.6932 | 26.1562 | 204.9997 | 342.4539 | 7.0575 | 0 |  | 74 | 1325.109 | 185.8479 | 172.94 | 82.5719 | 6.6932 | 329.691 | 136.1631 | 137.6257 | 5.8192 | 0 |  | 74 | 1161.7614 | 153.8938 | 176.6688 | 162.3418 | 6.6932 | 106.6164 | 110.7236 | 239.7007 | 5.2768 | 0 |  | 74 | 1168.0687 | 141.2179 | 146.9069 | 150.3706 | 6.6932 | 157.2924 | 110.3476 | 84.9608 | 4.9179 | 0
|  | 75 | 1664.4491 | 229.9867 | 243.2458 | 237.1043 | 6.6932 | 26.1421 | 204.327 | 340.285 | 7.0575 | 0 |  | 75 | 1319.2413 | 185.306 | 172.2026 | 82.6835 | 6.6932 | 330.0125 | 135.7522 | 136.5616 | 5.8192 | 0 |  | 75 | 1156.6156 | 153.4715 | 175.9193 | 162.1286 | 6.6932 | 106.6336 | 110.3821 | 237.9176 | 5.2768 | 0 |  | 75 | 1163.1628 | 140.43 | 146.3573 | 150.1514 | 6.6932 | 157.3366 | 110.0242 | 84.3154 | 4.9179 | 0
|  | 76 | 1656.7945 | 229.4001 | 242.3478 | 236.7514 | 6.6932 | 26.128 | 203.6643 | 338.1378 | 7.0575 | 0 |  | 76 | 1313.4705 | 184.5292 | 171.603 | 82.7951 | 6.6932 | 330.3211 | 135.3481 | 135.5054 | 5.8192 | 0 |  | 76 | 1151.6201 | 152.9844 | 175.0843 | 161.9153 | 6.6932 | 106.6494 | 110.046 | 236.1499 | 5.2768 | 0 |  | 76 | 1158.5218 | 139.6928 | 145.4922 | 149.9322 | 6.6932 | 157.3788 | 109.7066 | 83.6724 | 4.9179 | 0
|  | 77 | 1648.9785 | 228.765 | 241.6839 | 236.3744 | 6.6932 | 26.114 | 203.0117 | 336.0127 | 7.0575 | 0 |  | 77 | 1307.9549 | 183.6712 | 170.8289 | 82.9072 | 6.6932 | 330.6159 | 134.9509 | 134.4575 | 5.8192 | 0 |  | 77 | 1146.1395 | 152.5513 | 174.6957 | 161.6868 | 6.6932 | 106.6637 | 109.7155 | 234.398 | 5.2768 | 0 |  | 77 | 1153.2205 | 139.2037 | 145.0477 | 149.7046 | 6.6932 | 157.4187 | 109.3948 | 83.032 | 4.9179 | 0
|  | 78 | 1641.1032 | 228.0631 | 241.0949 | 236.0484 | 6.6932 | 26.1 | 202.3695 | 333.9105 | 7.0575 | 0 |  | 78 | 1301.9129 | 183.0269 | 170.4072 | 82.9798 | 6.6932 | 330.8956 | 134.5607 | 133.4182 | 5.8192 | 0 |  | 78 | 1141.2583 | 151.8072 | 174.0193 | 161.4577 | 6.6932 | 106.6764 | 109.3906 | 232.6624 | 5.2768 | 0 |  | 78 | 1148.1315 | 138.4753 | 144.6576 | 149.4496 | 6.6932 | 157.4562 | 109.0887 | 82.3948 | 4.9179 | 0
|  | 79 | 1633.4424 | 227.4089 | 240.252 | 235.7143 | 6.6932 | 26.0862 | 201.7377 | 331.8316 | 7.0575 | 0 |  | 79 | 1295.7337 | 182.6161 | 169.85 | 83.0915 | 6.6932 | 331.1591 | 134.1776 | 132.3879 | 5.8192 | 0 |  | 79 | 1135.7956 | 151.4922 | 173.5342 | 161.1897 | 6.6932 | 106.6873 | 109.0713 | 230.9434 | 5.2768 | 0 |  | 79 | 1142.5708 | 138.242 | 144.2273 | 149.2114 | 6.6932 | 157.4912 | 108.7884 | 81.7612 | 4.9179 | 0
|  | 80 | 1626.1526 | 226.667 | 239.1084 | 235.3974 | 6.6932 | 26.0723 | 201.1167 | 329.7765 | 7.0575 | 0 |  | 80 | 1289.5957 | 181.9889 | 169.4268 | 83.2442 | 6.6932 | 331.4052 | 133.8015 | 131.3668 | 5.8192 | 0 |  | 80 | 1130.6888 | 150.6957 | 173.1049 | 160.9914 | 6.6932 | 106.6963 | 108.7578 | 229.2416 | 5.2768 | 0 |  | 80 | 1136.9754 | 137.8582 | 143.9495 | 149.0059 | 6.6932 | 157.5234 | 108.4939 | 81.1316 | 4.9179 | 0
|  | 81 | 1618.3411 | 225.8301 | 238.612 | 235.0502 | 6.6932 | 26.0586 | 200.5064 | 327.746 | 7.0575 | 0 |  | 81 | 1283.4506 | 181.4478 | 168.9495 | 83.3723 | 6.6932 | 331.6329 | 133.4327 | 130.3554 | 5.8192 | 0 |  | 81 | 1125.3871 | 150.099 | 172.673 | 160.791 | 6.6932 | 106.7033 | 108.45 | 227.5573 | 5.2768 | 0 |  | 81 | 1131.2727 | 137.5339 | 143.7193 | 148.8004 | 6.6932 | 157.5526 | 108.2054 | 80.5065 | 4.9179 | 0
|  | 82 | 1610.4321 | 225.3365 | 237.8696 | 234.703 | 6.6932 | 26.0448 | 199.9072 | 325.7405 | 7.0575 | 0 |  | 82 | 1277.0825 | 181.0106 | 168.5911 | 83.5003 | 6.6932 | 331.8409 | 133.0711 | 129.3538 | 5.8192 | 0 |  | 82 | 1119.5343 | 149.908 | 172.3864 | 160.5905 | 6.6932 | 106.7082 | 108.1481 | 225.891 | 5.2768 | 0 |  | 82 | 1125.6626 | 137.2747 | 143.3316 | 148.5949 | 6.6932 | 157.5788 | 107.9227 | 79.8861 | 4.9179 | 0
|  | 83 | 1602.5612 | 224.6412 | 237.2909 | 234.3558 | 6.6932 | 26.0312 | 199.3191 | 323.7605 | 7.0575 | 0 |  | 83 | 1270.9527 | 180.5259 | 168.0421 | 83.6283 | 6.6932 | 332.0282 | 132.7168 | 128.3624 | 5.8192 | 0 |  | 83 | 1114.07 | 149.5066 | 171.9219 | 160.39 | 6.6932 | 106.7107 | 107.8522 | 224.2432 | 5.2768 | 0 |  | 83 | 1120.1876 | 136.7278 | 143.0964 | 148.3894 | 6.6932 | 157.6018 | 107.646 | 79.2711 | 4.9179 | 0
|  | 84 | 1595.1948 | 223.5651 | 236.5886 | 234.0086 | 6.6932 | 26.0175 | 198.7424 | 321.8067 | 7.0575 | 0 |  | 84 | 1265.047 | 179.6193 | 167.6908 | 83.7564 | 6.6932 | 332.1936 | 132.3699 | 127.3816 | 5.8192 | 0 |  | 84 | 1108.9725 | 149.0346 | 171.161 | 160.1895 | 6.6932 | 106.7109 | 107.5622 | 222.6143 | 5.2768 | 0 |  | 84 | 1114.9446 | 136.2038 | 142.6064 | 148.1839 | 6.6932 | 157.6212 | 107.3753 | 78.6618 | 4.9179 | 0
|  | 85 | 1588.0162 | 222.4922 | 235.6951 | 233.6614 | 6.6932 | 26.0039 | 198.1772 | 319.8796 | 7.0575 | 0 |  | 85 | 1259.1173 | 178.9084 | 167.1677 | 83.8844 | 6.6932 | 332.3359 | 132.0304 | 126.4115 | 5.8192 | 0 |  | 85 | 1103.3379 | 148.6487 | 170.8511 | 159.9891 | 6.6932 | 106.7085 | 107.2783 | 221.0048 | 5.2768 | 0 |  | 85 | 1109.8676 | 135.3736 | 142.2565 | 147.9785 | 6.6932 | 157.6371 | 107.1106 | 78.0587 | 4.9179 | 0
|  | 86 | 1580.1893 | 221.8196 | 235.0498 | 233.3142 | 6.6932 | 25.9903 | 197.6236 | 317.9798 | 7.0575 | 0 |  | 86 | 1252.9732 | 178.206 | 166.8508 | 84.0125 | 6.6932 | 332.454 | 131.6984 | 125.4527 | 5.8192 | 0 |  | 86 | 1097.9484 | 148.0021 | 170.5569 | 159.7886 | 6.6932 | 106.7035 | 107.0005 | 219.4149 | 5.2768 | 0 |  | 86 | 1104.6241 | 134.9083 | 141.7082 | 147.773 | 6.6932 | 157.6492 | 106.8519 | 77.4621 | 4.9179 | 0
|  | 87 | 1572.7353 | 220.9011 | 234.2773 | 232.967 | 6.6932 | 25.9768 | 197.0819 | 316.1079 | 7.0575 | 0 |  | 87 | 1247.115 | 177.4537 | 166.2977 | 84.1405 | 6.6932 | 332.5467 | 131.374 | 124.5053 | 5.8192 | 0 |  | 87 | 1092.7365 | 147.3169 | 170.1236 | 159.5881 | 6.6932 | 106.6957 | 106.7289 | 217.8453 | 5.2768 | 0 |  | 87 | 1099.3795 | 134.3639 | 141.2401 | 147.5675 | 6.6932 | 157.6573 | 106.5993 | 76.8725 | 4.9179 | 0
|  | 88 | 1564.9553 | 219.9169 | 233.8966 | 232.6198 | 6.6932 | 25.9632 | 196.5523 | 314.2643 | 7.0575 | 0 |  | 88 | 1241.1759 | 176.6862 | 165.8407 | 84.2685 | 6.6932 | 332.613 | 131.0571 | 123.5697 | 5.8192 | 0 |  | 88 | 1087.4105 | 146.7136 | 169.7226 | 159.3876 | 6.6932 | 106.685 | 106.4636 | 216.2964 | 5.2768 | 0 |  | 88 | 1093.9762 | 133.9083 | 140.842 | 147.362 | 6.6932 | 157.6613 | 106.3529 | 76.2903 | 4.9179 | 0
|  | 89 | 1557.8748 | 218.6935 | 233.0557 | 232.2726 | 6.6932 | 25.9497 | 196.0348 | 312.4497 | 7.0575 | 0 |  | 89 | 1235.0574 | 176.0156 | 165.4662 | 84.3966 | 6.6932 | 332.6517 | 130.748 | 122.6462 | 5.8192 | 0 |  | 89 | 1082.0583 | 146.1501 | 169.3079 | 159.1871 | 6.6932 | 106.6712 | 106.2046 | 214.7685 | 5.2768 | 0 |  | 89 | 1088.4224 | 133.4706 | 140.5765 | 147.1565 | 6.6932 | 157.661 | 106.1125 | 75.7159 | 4.9179 | 0
|  | 90 | 1550.5962 | 217.7046 | 232.1783 | 231.9254 | 6.6932 | 25.9362 | 195.5297 | 310.6647 | 7.0575 | 0 |  | 90 | 1228.9488 | 175.4221 | 165.0047 | 84.5246 | 6.6932 | 332.6616 | 130.4466 | 121.7352 | 5.8192 | 0 |  | 90 | 1076.8614 | 145.5184 | 168.8062 | 158.9867 | 6.6932 | 106.6543 | 105.9521 | 213.2622 | 5.2768 | 0 |  | 90 | 1083.101 | 132.9406 | 140.1707 | 146.951 | 6.6932 | 157.6562 | 105.8784 | 75.1499 | 4.9179 | 0
|  | 91 | 1543.1865 | 216.4796 | 231.6681 | 231.5782 | 6.6932 | 25.9227 | 195.0372 | 308.9097 | 7.0575 | 0 |  | 91 | 1223.3704 | 174.3261 | 164.5156 | 84.6527 | 6.6932 | 332.6416 | 130.153 | 120.8369 | 5.8192 | 0 |  | 91 | 1072.1904 | 144.429 | 168.2363 | 158.7862 | 6.6932 | 106.6341 | 105.7059 | 211.7778 | 5.2768 | 0 |  | 91 | 1077.8906 | 132.3222 | 139.7426 | 146.7456 | 6.6932 | 157.6468 | 105.6504 | 74.5925 | 4.9179 | 0
|  | 92 | 1535.843 | 215.441 | 230.9052 | 231.231 | 6.6932 | 25.9092 | 194.5573 | 307.1854 | 7.0575 | 0 |  | 92 | 1217.7896 | 173.4051 | 163.8547 | 84.7797 | 6.6932 | 332.5906 | 129.8673 | 119.9516 | 5.8192 | 0 |  | 92 | 1067.1588 | 143.7512 | 167.6154 | 158.5857 | 6.6932 | 106.6105 | 105.4664 | 210.3158 | 5.2768 | 0 |  | 92 | 1073.0386 | 131.491 | 139.1687 | 146.5401 | 6.6932 | 157.6325 | 105.4287 | 74.0443 | 4.9179 | 0
|  | 93 | 1528.401 | 214.5782 | 230.0652 | 230.8838 | 6.6932 | 25.8956 | 194.0902 | 305.4921 | 7.0575 | 0 |  | 93 | 1212.2395 | 172.5461 | 163.2348 | 84.7732 | 6.6932 | 332.5076 | 129.5894 | 119.0796 | 5.8192 | 0 |  | 93 | 1062.0353 | 143.1642 | 166.9955 | 158.3852 | 6.6932 | 106.5833 | 105.2334 | 208.8765 | 5.2768 | 0 |  | 93 | 1068.021 | 130.7399 | 138.6803 | 146.3346 | 6.6932 | 157.6133 | 105.2133 | 73.5056 | 4.9179 | 0
|  | 94 | 1521.0128 | 213.5428 | 229.3896 | 230.4907 | 6.6932 | 25.8821 | 193.6358 | 303.8297 | 7.0575 | 0 |  | 94 | 1206.9881 | 171.5521 | 162.455 | 84.7629 | 6.6932 | 332.393 | 129.3194 | 118.2208 | 5.8192 | 0 |  | 94 | 1057.4271 | 142.365 | 166.0726 | 158.1847 | 6.6932 | 106.5526 | 105.0069 | 207.4599 | 5.2768 | 0 |  | 94 | 1063.0689 | 130.0054 | 138.116 | 146.123 | 6.6932 | 157.5892 | 105.004 | 72.9763 | 4.9179 | 0
|  | 95 | 1513.5753 | 212.6676 | 228.6124 | 230.0886 | 6.6932 | 25.8686 | 193.1939 | 302.1978 | 7.0575 | 0 |  | 95 | 1201.2005 | 170.794 | 161.9931 | 84.7349 | 6.6932 | 332.2472 | 129.057 | 117.3751 | 5.8192 | 0 |  | 95 | 1052.4041 | 141.5649 | 165.595 | 157.9546 | 6.6932 | 106.5186 | 104.7867 | 206.0656 | 5.2768 | 0 |  | 95 | 1057.8088 | 129.4604 | 137.7065 | 145.875 | 6.6932 | 157.5602 | 104.8007 | 72.4563 | 4.9179 | 0
|  | 96 | 1506.4929 | 211.5271 | 227.6794 | 229.7524 | 6.6932 | 25.8551 | 192.7641 | 300.5959 | 7.0575 | 0 |  | 96 | 1195.4379 | 170.0487 | 161.4714 | 84.729 | 6.6932 | 332.0707 | 128.802 | 116.5423 | 5.8192 | 0 |  | 96 | 1047.132 | 141.0908 | 165.0104 | 157.7547 | 6.6932 | 106.4812 | 104.5728 | 204.6935 | 5.2768 | 0 |  | 96 | 1052.7523 | 128.8196 | 137.1893 | 145.6271 | 6.6932 | 157.5265 | 104.6034 | 71.9455 | 4.9179 | 0
|  | 97 | 1498.8341 | 210.8701 | 226.8394 | 229.4161 | 6.6932 | 25.8415 | 192.3463 | 299.0239 | 7.0575 | 0 |  | 97 | 1189.6405 | 169.436 | 160.8519 | 84.7231 | 6.6932 | 331.8641 | 128.5544 | 115.7222 | 5.8192 | 0 |  | 97 | 1042.1601 | 140.3764 | 164.3656 | 157.5548 | 6.6932 | 106.4406 | 104.365 | 203.3433 | 5.2768 | 0 |  | 97 | 1047.5527 | 128.2357 | 136.7581 | 145.3791 | 6.6932 | 157.4881 | 104.4118 | 71.4437 | 4.9179 | 0
|  | 98 | 1491.145 | 210.0741 | 226.1687 | 229.0799 | 6.6932 | 25.828 | 191.9402 | 297.4812 | 7.0575 | 0 |  | 98 | 1183.9969 | 168.8062 | 160.0957 | 84.7172 | 6.6932 | 331.6278 | 128.314 | 114.9147 | 5.8192 | 0 |  | 98 | 1036.9575 | 139.9555 | 163.6583 | 157.3549 | 6.6932 | 106.3968 | 104.1631 | 202.0147 | 5.2768 | 0 |  | 98 | 1042.5302 | 127.6669 | 136.1347 | 145.1311 | 6.6932 | 157.4452 | 104.2259 | 70.951 | 4.9179 | 0
|  | 99 | 1483.7129 | 209.0165 | 225.4457 | 228.8003 | 6.6932 | 25.8145 | 191.5457 | 295.9675 | 7.0575 | 0 |  | 99 | 1178.5226 | 168.0238 | 159.3227 | 84.7113 | 6.6932 | 331.3624 | 128.0805 | 114.1197 | 5.8192 | 0 |  | 99 | 1032.1283 | 139.3337 | 162.7783 | 157.155 | 6.6932 | 106.3499 | 103.9672 | 200.7076 | 5.2768 | 0 |  | 99 | 1037.4556 | 127.1469 | 135.4726 | 144.9254 | 6.6932 | 157.3977 | 104.0456 | 70.4671 | 4.9179 | 0
|  | 100 | 1476.0347 | 208.1402 | 224.814 | 228.4945 | 6.6932 | 25.8009 | 191.1625 | 294.4825 | 7.0575 | 0 |  | 100 | 1172.6457 | 167.31 | 158.8734 | 84.7158 | 6.6932 | 331.0683 | 127.854 | 113.3369 | 5.8192 | 0 |  | 100 | 1026.7837 | 138.7207 | 162.4005 | 156.9597 | 6.6932 | 106.2999 | 103.7769 | 199.4217 | 5.2768 | 0 |  | 100 | 1032.195 | 126.6356 | 134.99 | 144.7174 | 6.6932 | 157.3458 | 103.8706 | 69.9918 | 4.9179 | 0
|  | 101 | 1468.0905 | 207.3527 | 224.337 | 228.2111 | 6.6932 | 25.7873 | 190.7904 | 293.0258 | 7.0575 | 0 |  | 101 | 1166.6242 | 166.7609 | 158.3657 | 84.7586 | 6.6932 | 330.7461 | 127.6342 | 112.5662 | 5.8192 | 0 |  | 101 | 1021.4378 | 138.2474 | 161.9025 | 156.7459 | 6.6932 | 106.247 | 103.5923 | 198.1568 | 5.2768 | 0 |  | 101 | 1026.859 | 126.1714 | 134.5492 | 144.4958 | 6.6932 | 157.2896 | 103.7009 | 69.5252 | 4.9179 | 0
|  | 102 | 1460.838 | 206.2975 | 223.4621 | 227.9016 | 6.6932 | 25.7738 | 190.4291 | 291.597 | 7.0575 | 0 |  | 102 | 1160.658 | 166.1235 | 157.8842 | 84.8081 | 6.6932 | 330.3962 | 127.4209 | 111.8074 | 5.8192 | 0 |  | 102 | 1016.3116 | 137.5692 | 161.3921 | 156.5299 | 6.6932 | 106.1912 | 103.4132 | 196.9126 | 5.2768 | 0 |  | 102 | 1021.7143 | 125.5403 | 134.0655 | 144.2928 | 6.6932 | 157.2291 | 103.5364 | 69.0671 | 4.9179 | 0
|  | 103 | 1453.436 | 205.5859 | 222.393 | 227.5922 | 6.6932 | 25.7602 | 190.0784 | 290.1958 | 7.0575 | 0 |  | 103 | 1155.1726 | 165.0333 | 157.3737 | 84.8586 | 6.6932 | 330.0192 | 127.2141 | 111.0604 | 5.8192 | 0 |  | 103 | 1011.1602 | 136.7944 | 160.9818 | 156.3357 | 6.6932 | 106.1326 | 103.2394 | 195.6889 | 5.2768 | 0 |  | 103 | 1016.7439 | 124.7844 | 133.5232 | 144.0989 | 6.6932 | 157.1645 | 103.3769 | 68.6173 | 4.9179 | 0
|  | 104 | 1445.9397 | 204.7365 | 221.5559 | 227.2829 | 6.6932 | 25.7466 | 189.7382 | 288.8217 | 7.0575 | 0 |  | 104 | 1149.4171 | 164.2712 | 156.8053 | 84.9091 | 6.6932 | 329.6156 | 127.0135 | 110.3251 | 5.8192 | 0 |  | 104 | 1006.2153 | 136.0737 | 160.3108 | 156.1414 | 6.6932 | 106.0712 | 103.0709 | 194.4855 | 5.2768 | 0 |  | 104 | 1011.5661 | 124.1373 | 133.0794 | 143.9051 | 6.6932 | 157.0958 | 103.2224 | 68.1758 | 4.9179 | 0
|  | 105 | 1439.0329 | 203.5062 | 220.71 | 226.9778 | 6.6932 | 25.733 | 189.4082 | 287.4745 | 7.0575 | 0 |  | 105 | 1143.4585 | 163.6627 | 156.2864 | 84.9596 | 6.6932 | 329.1859 | 126.819 | 109.6012 | 5.8192 | 0 |  | 105 | 1000.6437 | 135.725 | 159.8946 | 155.9471 | 6.6932 | 106.0072 | 102.9075 | 193.3021 | 5.2768 | 0 |  | 105 | 1006.0522 | 123.6981 | 132.7638 | 143.7112 | 6.6932 | 157.023 | 103.0726 | 67.7423 | 4.9179 | 0
|  | 106 | 1432.4971 | 202.6012 | 219.5485 | 226.6741 | 6.6932 | 25.7194 | 189.0881 | 286.1537 | 7.0575 | 0 |  | 106 | 1137.7393 | 162.9437 | 155.7662 | 85.0075 | 6.6932 | 328.7305 | 126.6305 | 108.8887 | 5.8192 | 0 |  | 106 | 995.5158 | 135.1041 | 159.3215 | 155.7551 | 6.6932 | 105.9406 | 102.7491 | 192.1385 | 5.2768 | 0 |  | 106 | 1000.5907 | 123.3037 | 132.4096 | 143.5159 | 6.6932 | 156.9464 | 102.9275 | 67.3169 | 4.9179 | 0
|  | 107 | 1425.5889 | 201.7086 | 218.7451 | 226.3721 | 6.6932 | 25.7058 | 188.7777 | 284.859 | 7.0575 | 0 |  | 107 | 1131.9708 | 162.3303 | 155.4612 | 85.0593 | 6.6932 | 328.2501 | 126.4478 | 108.1873 | 5.8192 | 0 |  | 107 | 990.5685 | 134.4823 | 158.926 | 155.5628 | 6.6932 | 105.8715 | 102.5956 | 190.9945 | 5.2768 | 0 |  | 107 | 995.7363 | 122.6866 | 131.9882 | 143.3223 | 6.6932 | 156.8659 | 102.7869 | 66.8993 | 4.9179 | 0
|  | 108 | 1418.4385 | 200.9228 | 218.0806 | 226.0667 | 6.6932 | 25.6922 | 188.4769 | 283.5901 | 7.0575 | 0 |  | 108 | 1126.8242 | 161.6024 | 154.6481 | 85.1117 | 6.6932 | 327.7451 | 126.2708 | 107.4969 | 5.8192 | 0 |  | 108 | 985.7936 | 134.0861 | 158.1262 | 155.3767 | 6.6932 | 105.8 | 102.4468 | 189.8698 | 5.2768 | 0 |  | 108 | 991.0784 | 121.9485 | 131.489 | 143.131 | 6.6932 | 156.7817 | 102.6508 | 66.4895 | 4.9179 | 0
|  | 109 | 1410.7682 | 200.4422 | 217.6471 | 225.7449 | 6.6932 | 25.6786 | 188.1853 | 282.3465 | 7.0575 | 0 |  | 109 | 1121.1756 | 161.0999 | 154.1151 | 85.1605 | 6.6932 | 327.2159 | 126.0993 | 106.8173 | 5.8192 | 0 |  | 109 | 980.7874 | 133.631 | 157.6185 | 155.1887 | 6.6932 | 105.7261 | 102.3027 | 188.7642 | 5.2768 | 0 |  | 109 | 985.9512 | 121.6124 | 131.0586 | 142.9382 | 6.6932 | 156.6938 | 102.5189 | 66.0873 | 4.9179 | 0
|  | 110 | 1404.004 | 199.3579 | 216.8994 | 225.4351 | 6.6932 | 25.6649 | 187.9028 | 281.1279 | 7.0575 | 0 |  | 110 | 1115.8261 | 160.4349 | 153.462 | 85.1929 | 6.6932 | 326.6632 | 125.9331 | 106.1484 | 5.8192 | 0 |  | 110 | 975.9835 | 133.1443 | 156.9553 | 154.9855 | 6.6932 | 105.6499 | 102.163 | 187.6774 | 5.2768 | 0 |  | 110 | 981.2837 | 120.9829 | 130.4753 | 142.732 | 6.6932 | 156.6023 | 102.3912 | 65.6927 | 4.9179 | 0
|  | 111 | 1397.0528 | 198.4906 | 216.1072 | 225.1397 | 6.6932 | 25.6513 | 187.6292 | 279.9339 | 7.0575 | 0 |  | 111 | 1110.2782 | 159.8597 | 152.8992 | 85.2435 | 6.6932 | 326.0874 | 125.7722 | 105.4901 | 5.8192 | 0 |  | 111 | 971.2362 | 132.6473 | 156.2517 | 154.7766 | 6.6932 | 105.5714 | 102.0277 | 186.6093 | 5.2768 | 0 |  | 111 | 976.2275 | 120.6255 | 130.0082 | 142.5263 | 6.6932 | 156.5073 | 102.2676 | 65.3054 | 4.9179 | 0
|  | 112 | 1389.73 | 197.7737 | 215.5362 | 224.8442 | 6.6932 | 25.6376 | 187.3641 | 278.7641 | 7.0575 | 0 |  | 112 | 1104.7924 | 159.0904 | 152.4626 | 85.3001 | 6.6932 | 325.489 | 125.6163 | 104.8421 | 5.8192 | 0 |  | 112 | 966.3227 | 131.9477 | 155.893 | 154.5912 | 6.6932 | 105.4909 | 101.8967 | 185.5596 | 5.2768 | 0 |  | 112 | 971.3747 | 120.0267 | 129.5625 | 142.3372 | 6.6932 | 156.4089 | 102.1479 | 64.9254 | 4.9179 | 0
|  | 113 | 1381.9192 | 197.2393 | 215.2708 | 224.5488 | 6.6932 | 25.624 | 187.1075 | 277.6183 | 7.0575 | 0 |  | 113 | 1099.2556 | 158.4343 | 151.9635 | 85.3569 | 6.6932 | 324.8686 | 125.4653 | 104.2043 | 5.8192 | 0 |  | 113 | 961.3047 | 131.4496 | 155.4351 | 154.4083 | 6.6932 | 105.4082 | 101.7698 | 184.5281 | 5.2768 | 0 |  | 113 | 966.2177 | 119.6533 | 129.1934 | 142.1502 | 6.6932 | 156.3072 | 102.0319 | 64.5526 | 4.9179 | 0
|  | 114 | 1374.6928 | 196.4559 | 214.6699 | 224.2533 | 6.6932 | 25.6103 | 186.859 | 276.496 | 7.0575 | 0 |  | 114 | 1093.5051 | 157.846 | 151.6102 | 85.4138 | 6.6932 | 324.2266 | 125.319 | 103.5765 | 5.8192 | 0 |  | 114 | 956.1902 | 130.9134 | 155.1118 | 154.2254 | 6.6932 | 105.3236 | 101.6469 | 183.5144 | 5.2768 | 0 |  | 114 | 961.2943 | 119.0996 | 128.771 | 141.9633 | 6.6932 | 156.2022 | 101.9197 | 64.1867 | 4.9179 | 0
|  | 115 | 1367.1755 | 195.9696 | 214.0628 | 223.9579 | 6.6932 | 25.5966 | 186.6185 | 275.3968 | 7.0575 | 0 |  | 115 | 1087.5629 | 157.3238 | 151.3823 | 85.4707 | 6.6932 | 323.5635 | 125.1774 | 102.9587 | 5.8192 | 0 |  | 115 | 950.9886 | 130.4561 | 154.7967 | 154.0425 | 6.6932 | 105.2371 | 101.5279 | 182.5185 | 5.2768 | 0 |  | 115 | 955.9629 | 118.7125 | 128.5898 | 141.7764 | 6.6932 | 156.094 | 101.811 | 63.8278 | 4.9179 | 0
|  | 116 | 1359.7898 | 195.1509 | 213.6566 | 223.6625 | 6.6932 | 25.5829 | 186.3857 | 274.3205 | 7.0575 | 0 |  | 116 | 1081.772 | 156.6882 | 151.1168 | 85.5275 | 6.6932 | 322.8799 | 125.0402 | 102.3506 | 5.8192 | 0 |  | 116 | 946.0345 | 129.7527 | 154.48 | 153.8596 | 6.6932 | 105.1487 | 101.4126 | 181.54 | 5.2768 | 0 |  | 116 | 950.7502 | 118.2678 | 128.3478 | 141.5895 | 6.6932 | 155.9828 | 101.7057 | 63.4757 | 4.9179 | 0
|  | 117 | 1353.1064 | 194.3111 | 212.569 | 223.367 | 6.6932 | 25.5692 | 186.1604 | 273.2666 | 7.0575 | 0 |  | 117 | 1076.0676 | 156.0346 | 150.7828 | 85.5844 | 6.6932 | 322.1762 | 124.9073 | 101.752 | 5.8192 | 0 |  | 117 | 940.7966 | 129.3552 | 154.1414 | 153.6766 | 6.6932 | 105.0585 | 101.301 | 180.5788 | 5.2768 | 0 |  | 117 | 945.4403 | 117.9187 | 128.1072 | 141.4025 | 6.6932 | 155.8685 | 101.6037 | 63.1303 | 4.9179 | 0
|  | 118 | 1346.2702 | 193.2427 | 211.863 | 223.0716 | 6.6932 | 25.5554 | 185.9423 | 272.2347 | 7.0575 | 0 |  | 118 | 1070.5468 | 155.4395 | 150.2065 | 85.6412 | 6.6932 | 321.453 | 124.7785 | 101.1629 | 5.8192 | 0 |  | 118 | 935.8288 | 128.8757 | 153.6146 | 153.4937 | 6.6932 | 104.9666 | 101.1929 | 179.6345 | 5.2768 | 0 |  | 118 | 940.5749 | 117.4189 | 127.5728 | 141.2156 | 6.6932 | 155.7513 | 101.5049 | 62.7914 | 4.9179 | 0
|  | 119 | 1339.2032 | 192.4513 | 211.1107 | 222.7762 | 6.6932 | 25.5417 | 185.7313 | 271.2245 | 7.0575 | 0 |  | 119 | 1064.766 | 154.8602 | 149.8746 | 85.6981 | 6.6932 | 320.7108 | 124.6538 | 100.5831 | 5.8192 | 0 |  | 119 | 930.893 | 128.3375 | 153.1145 | 153.3108 | 6.6932 | 104.8731 | 101.0882 | 178.707 | 5.2768 | 0 |  | 119 | 935.36 | 117.0746 | 127.2325 | 141.0287 | 6.6932 | 155.6313 | 101.4092 | 62.4589 | 4.9179 | 0
|  | 120 | 1332.0997 | 191.5049 | 210.5489 | 222.4817 | 6.6932 | 25.5279 | 185.5271 | 270.2357 | 7.0575 | 0 |  | 120 | 1059.2242 | 154.1896 | 149.3949 | 85.755 | 6.6932 | 319.95 | 124.5328 | 100.0123 | 5.8192 | 0 |  | 120 | 925.7506 | 127.8949 | 152.7255 | 153.1279 | 6.6932 | 104.7781 | 100.9867 | 177.796 | 5.2768 | 0 |  | 120 | 930.2886 | 116.6804 | 126.7986 | 140.8417 | 6.6932 | 155.5085 | 101.3163 | 62.1328 | 4.9179 | 0
|  | 121 | 1325.032 | 190.7022 | 209.804 | 222.1909 | 6.6932 | 25.5142 | 185.3296 | 269.2678 | 7.0575 | 0 |  | 121 | 1054.0318 | 153.3087 | 148.7741 | 85.8139 | 6.6932 | 319.1712 | 124.4156 | 99.4505 | 5.8192 | 0 |  | 121 | 921.1265 | 127.1376 | 152.129 | 152.9489 | 6.6932 | 104.6816 | 100.8884 | 176.9014 | 5.2768 | 0 |  | 121 | 925.3633 | 116.0171 | 126.4845 | 140.658 | 6.6932 | 155.3831 | 101.2263 | 61.8128 | 4.9179 | 0
|  | 122 | 1317.9735 | 189.9404 | 209.0301 | 221.879 | 6.6932 | 25.5004 | 185.1384 | 268.3205 | 7.0575 | 0 |  | 122 | 1048.5148 | 152.5287 | 148.3903 | 85.8595 | 6.6932 | 318.3749 | 124.3019 | 98.8974 | 5.8192 | 0 |  | 122 | 916.1217 | 126.5686 | 151.7304 | 152.7642 | 6.6932 | 104.5836 | 100.7931 | 176.0227 | 5.2768 | 0 |  | 122 | 920.4973 | 115.4617 | 126.0172 | 140.4602 | 6.6932 | 155.2551 | 101.139 | 61.499 | 4.9179 | 0
|  | 123 | 1310.6773 | 189.4027 | 208.2463 | 221.5907 | 6.6932 | 25.4866 | 184.9533 | 267.3935 | 7.0575 | 0 |  | 123 | 1043.3455 | 151.9348 | 147.4814 | 85.8963 | 6.6932 | 317.5616 | 124.1916 | 98.353 | 5.8192 | 0 |  | 123 | 911.4827 | 125.9728 | 151.0441 | 152.5285 | 6.6932 | 104.4844 | 100.7007 | 175.1599 | 5.2768 | 0 |  | 123 | 916.0516 | 114.6823 | 125.3759 | 140.2402 | 6.6932 | 155.1245 | 101.0542 | 61.191 | 4.9179 | 0
|  | 124 | 1303.6314 | 188.5305 | 207.5466 | 221.3023 | 6.6932 | 25.4728 | 184.7742 | 266.4863 | 7.0575 | 0 |  | 124 | 1037.7158 | 151.4883 | 146.8605 | 85.9583 | 6.6932 | 316.7318 | 124.0846 | 97.8171 | 5.8192 | 0 |  | 124 | 906.7316 | 125.5365 | 150.2541 | 152.3489 | 6.6932 | 104.3839 | 100.611 | 174.3127 | 5.2768 | 0 |  | 124 | 911.1528 | 114.2019 | 124.8532 | 140.0556 | 6.6932 | 154.9916 | 100.9718 | 60.8889 | 4.9179 | 0
|  | 125 | 1296.353 | 187.892 | 206.8457 | 221.0139 | 6.6932 | 25.4589 | 184.6008 | 265.5986 | 7.0575 | 0 |  | 125 | 1032.0844 | 150.9412 | 146.3416 | 86.0203 | 6.6932 | 315.8859 | 123.9806 | 97.2894 | 5.8192 | 0 |  | 125 | 901.7395 | 125.1151 | 149.6902 | 152.1693 | 6.6932 | 104.2822 | 100.524 | 173.4808 | 5.2768 | 0 |  | 125 | 906.3107 | 113.6393 | 124.356 | 139.8711 | 6.6932 | 154.8563 | 100.8918 | 60.5925 | 4.9179 | 0
|  | 126 | 1288.6791 | 187.3513 | 206.4425 | 220.7256 | 6.6932 | 25.4451 | 184.4328 | 264.7301 | 7.0575 | 0 |  | 126 | 1026.5437 | 150.2048 | 145.9215 | 86.0823 | 6.6932 | 315.0246 | 123.8796 | 96.7699 | 5.8192 | 0 |  | 126 | 896.8198 | 124.577 | 149.1706 | 151.9897 | 6.6932 | 104.1794 | 100.4395 | 172.664 | 5.2768 | 0 |  | 126 | 901.2323 | 113.247 | 123.9248 | 139.6865 | 6.6932 | 154.7187 | 100.8139 | 60.3017 | 4.9179 | 0
|  | 127 | 1281.4148 | 186.7723 | 205.668 | 220.4372 | 6.6932 | 25.4312 | 184.2702 | 263.8803 | 7.0575 | 0 |  | 127 | 1020.6356 | 149.8138 | 145.5233 | 86.1443 | 6.6932 | 314.1483 | 123.7813 | 96.2584 | 5.8192 | 0 |  | 127 | 891.6088 | 124.2583 | 148.723 | 151.8101 | 6.6932 | 104.0756 | 100.3574 | 171.8621 | 5.2768 | 0 |  | 127 | 896.1194 | 112.821 | 123.5618 | 139.502 | 6.6932 | 154.579 | 100.7381 | 60.0164 | 4.9179 | 0
|  | 128 | 1274.1085 | 186.0835 | 205.0454 | 220.1489 | 6.6932 | 25.4173 | 184.1125 | 263.0489 | 7.0575 | 0 |  | 128 | 1014.8064 | 149.433 | 145.0361 | 86.2064 | 6.6932 | 313.2575 | 123.6857 | 95.7548 | 5.8192 | 0 |  | 128 | 886.5625 | 123.8 | 148.2502 | 151.6305 | 6.6932 | 103.9708 | 100.2776 | 171.0749 | 5.2768 | 0 |  | 128 | 890.9646 | 112.4023 | 123.2333 | 139.3174 | 6.6932 | 154.4372 | 100.6642 | 59.7364 | 4.9179 | 0
|  | 129 | 1266.8425 | 185.5602 | 204.217 | 219.8605 | 6.6932 | 25.4035 | 183.9597 | 262.2355 | 7.0575 | 0 |  | 129 | 1009.4541 | 148.7237 | 144.4005 | 86.2684 | 6.6932 | 312.3528 | 123.5925 | 95.2588 | 5.8192 | 0 |  | 129 | 881.6757 | 123.3041 | 147.6555 | 151.4509 | 6.6932 | 103.8652 | 100.1999 | 170.3021 | 5.2768 | 0 |  | 129 | 886.1234 | 111.9237 | 122.6512 | 139.1328 | 6.6932 | 154.2934 | 100.5921 | 59.4616 | 4.9179 | 0
|  | 130 | 1259.5908 | 184.9238 | 203.4873 | 219.5722 | 6.6932 | 25.3895 | 183.8114 | 261.4399 | 7.0575 | 0 |  | 130 | 1003.8092 | 148.1447 | 143.9271 | 86.3304 | 6.6932 | 311.4345 | 123.5017 | 94.7703 | 5.8192 | 0 |  | 130 | 876.7987 | 122.8179 | 147.0414 | 151.2713 | 6.6932 | 103.7587 | 100.1243 | 169.5434 | 5.2768 | 0 |  | 130 | 881.3199 | 111.2866 | 122.1899 | 138.9483 | 6.6932 | 154.1476 | 100.5217 | 59.192 | 4.9179 | 0
|  | 131 | 1252.5532 | 184.1186 | 202.7124 | 219.2838 | 6.6932 | 25.3756 | 183.6675 | 260.6615 | 7.0575 | 0 |  | 131 | 998.04 | 147.6668 | 143.477 | 86.3924 | 6.6932 | 310.5033 | 123.4131 | 94.2892 | 5.8192 | 0 |  | 131 | 871.6027 | 122.4269 | 146.651 | 151.0917 | 6.6932 | 103.6515 | 100.0505 | 168.7987 | 5.2768 | 0 |  | 131 | 876.3171 | 110.6945 | 121.8829 | 138.7637 | 6.6932 | 154 | 100.4529 | 58.9273 | 4.9179 | 0
|  | 132 | 1245.6853 | 183.3145 | 201.7667 | 218.9955 | 6.6932 | 25.3617 | 183.5277 | 259.9 | 7.0575 | 0 |  | 132 | 992.7538 | 146.799 | 142.9337 | 86.4545 | 6.6932 | 309.5597 | 123.3265 | 93.8153 | 5.8192 | 0 |  | 132 | 866.8094 | 121.7595 | 146.1343 | 150.9121 | 6.6932 | 103.5436 | 99.9786 | 168.0677 | 5.2768 | 0 |  | 132 | 871.4158 | 110.1052 | 121.4716 | 138.5792 | 6.6932 | 153.8507 | 100.3855 | 58.6675 | 4.9179 | 0
|  | 133 | 1238.7649 | 182.4116 | 200.9722 | 218.7071 | 6.6932 | 25.3477 | 183.3919 | 259.1552 | 7.0575 | 0 |  | 133 | 986.9069 | 146.3073 | 142.5752 | 86.5165 | 6.6932 | 308.604 | 123.2417 | 93.3484 | 5.8192 | 0 |  | 133 | 861.5625 | 121.4423 | 145.721 | 150.7326 | 6.6932 | 103.4352 | 99.9083 | 167.3502 | 5.2768 | 0 |  | 133 | 866.3784 | 109.5531 | 121.1591 | 138.3946 | 6.6932 | 153.6997 | 100.3194 | 58.4124 | 4.9179 | 0
|  | 134 | 1231.6096 | 181.8213 | 200.1 | 218.4188 | 6.6932 | 25.3337 | 183.2597 | 258.4265 | 7.0575 | 0 |  | 134 | 981.4007 | 145.8069 | 141.8844 | 86.5785 | 6.6932 | 307.637 | 123.1587 | 92.8884 | 5.8192 | 0 |  | 134 | 856.4529 | 121.0787 | 145.2168 | 150.553 | 6.6932 | 103.3262 | 99.8395 | 166.646 | 5.2768 | 0 |  | 134 | 861.3977 | 109.1645 | 120.6266 | 138.2101 | 6.6932 | 153.5471 | 100.2546 | 58.162 | 4.9179 | 0
|  | 135 | 1224.394 | 181.0235 | 199.4957 | 218.1304 | 6.6932 | 25.3197 | 183.131 | 257.7137 | 7.0575 | 0 |  | 135 | 975.8542 | 145.2067 | 141.3339 | 86.6405 | 6.6932 | 306.659 | 123.0772 | 92.4352 | 5.8192 | 0 |  | 135 | 851.617 | 120.503 | 144.6511 | 150.3734 | 6.6932 | 103.2168 | 99.7721 | 165.9547 | 5.2768 | 0 |  | 135 | 856.5517 | 108.6392 | 120.0959 | 138.0255 | 6.6932 | 153.393 | 100.1907 | 57.9161 | 4.9179 | 0
|  | 136 | 1216.4991 | 180.5982 | 199.1981 | 217.842 | 6.6932 | 25.3057 | 183.0055 | 257.0163 | 7.0575 | 0 |  | 136 | 970.1043 | 144.7411 | 140.8521 | 86.7025 | 6.6932 | 305.6706 | 122.9972 | 91.9885 | 5.8192 | 0 |  | 136 | 846.6248 | 120.026 | 144.143 | 150.1938 | 6.6932 | 103.107 | 99.706 | 165.2763 | 5.2768 | 0 |  | 136 | 851.4502 | 108.1395 | 119.7953 | 137.841 | 6.6932 | 153.2374 | 100.1279 | 57.6745 | 4.9179 | 0
|  | 137 | 1209.4477 | 179.6903 | 198.5397 | 217.5537 | 6.6932 | 25.2917 | 182.8831 | 256.334 | 7.0575 | 0 |  | 137 | 964.3757 | 144.1079 | 140.5166 | 86.7646 | 6.6932 | 304.6722 | 122.9185 | 91.5482 | 5.8192 | 0 |  | 137 | 841.563 | 119.6038 | 143.6495 | 150.0142 | 6.6932 | 102.997 | 99.641 | 164.6103 | 5.2768 | 0 |  | 137 | 846.2355 | 107.6638 | 119.5837 | 137.6564 | 6.6932 | 153.0805 | 100.0658 | 57.4373 | 4.9179 | 0
|  | 138 | 1201.9689 | 179.0114 | 198.0796 | 217.2653 | 6.6932 | 25.2776 | 182.7634 | 255.6665 | 7.0575 | 0 |  | 138 | 958.4031 | 143.657 | 140.2271 | 86.8424 | 6.6932 | 303.6644 | 122.8408 | 91.1142 | 5.8192 | 0 |  | 138 | 836.0641 | 119.373 | 143.4018 | 149.8346 | 6.6932 | 102.8867 | 99.5771 | 163.9567 | 5.2768 | 0 |  | 138 | 841.1375 | 107.1421 | 119.3015 | 137.4719 | 6.6932 | 152.9224 | 100.0044 | 57.2041 | 4.9179 | 0
|  | 139 | 1194.5972 | 178.2809 | 197.564 | 216.977 | 6.6932 | 25.2635 | 182.6463 | 255.0134 | 7.0575 | 0 |  | 139 | 952.5015 | 143.1737 | 139.8617 | 86.9576 | 6.6932 | 302.6477 | 122.7641 | 90.6863 | 5.8192 | 0 |  | 139 | 831.0137 | 118.7752 | 143.0727 | 149.655 | 6.6932 | 102.7763 | 99.5141 | 163.3151 | 5.2768 | 0 |  | 139 | 835.8436 | 106.8232 | 119.0125 | 137.2873 | 6.6932 | 152.7631 | 99.9436 | 56.9751 | 4.9179 | 0
|  | 140 | 1187.3067 | 177.6362 | 196.8995 | 216.6706 | 6.6932 | 25.2494 | 182.5316 | 254.3742 | 7.0575 | 0 |  | 140 | 946.8397 | 142.3932 | 139.5557 | 87.0706 | 6.6932 | 301.6226 | 122.6883 | 90.2643 | 5.8192 | 0 |  | 140 | 825.9494 | 118.2262 | 142.7085 | 149.4754 | 6.6932 | 102.6658 | 99.4519 | 162.6854 | 5.2768 | 0 |  | 140 | 830.6335 | 106.4694 | 118.6793 | 137.0978 | 6.6932 | 152.6027 | 99.8833 | 56.7499 | 4.9179 | 0
|  | 141 | 1179.3897 | 177.393 | 196.4334 | 216.3908 | 6.6932 | 25.2353 | 182.4189 | 253.7487 | 7.0575 | 0 |  | 141 | 940.7633 | 141.9619 | 139.3114 | 87.1873 | 6.6932 | 300.5895 | 122.6131 | 89.8481 | 5.8192 | 0 |  | 141 | 820.5665 | 117.9492 | 142.3976 | 149.2894 | 6.6932 | 102.5553 | 99.3904 | 162.0673 | 5.2768 | 0 |  | 141 | 825.4608 | 106.018 | 118.3951 | 136.9197 | 6.6932 | 152.4413 | 99.8232 | 56.5284 | 4.9179 | 0
|  | 142 | 1171.2442 | 177.1564 | 196.1594 | 216.1408 | 6.6932 | 25.2212 | 182.3082 | 253.1365 | 7.0575 | 0 |  | 142 | 935.0436 | 141.4021 | 138.8385 | 87.3046 | 6.6932 | 299.5491 | 122.5384 | 89.4375 | 5.8192 | 0 |  | 142 | 815.4087 | 117.5345 | 141.9839 | 149.1186 | 6.6932 | 102.4449 | 99.3293 | 161.4606 | 5.2768 | 0 |  | 142 | 820.3848 | 105.574 | 117.9936 | 136.7547 | 6.6932 | 152.2789 | 99.7634 | 56.3107 | 4.9179 | 0
|  | 143 | 1164.0285 | 176.4038 | 195.4753 | 215.8871 | 6.6932 | 25.207 | 182.1991 | 252.5372 | 7.0575 | 0 |  | 143 | 929.249 | 140.7844 | 138.5371 | 87.383 | 6.6932 | 298.5018 | 122.4641 | 89.0323 | 5.8192 | 0 |  | 143 | 810.2512 | 117.1068 | 141.587 | 148.9437 | 6.6932 | 102.3347 | 99.2687 | 160.865 | 5.2768 | 0 |  | 143 | 815.1747 | 105.258 | 117.6092 | 136.5789 | 6.6932 | 152.1157 | 99.7036 | 56.0965 | 4.9179 | 0
|  | 144 | 1156.7785 | 175.6305 | 194.8723 | 215.6073 | 6.6932 | 25.1928 | 182.0915 | 251.9504 | 7.0575 | 0 |  | 144 | 923.4474 | 140.3652 | 138.0445 | 87.4611 | 6.6932 | 297.4481 | 122.39 | 88.6325 | 5.8192 | 0 |  | 144 | 805.2262 | 116.5903 | 141.151 | 148.7642 | 6.6932 | 102.2246 | 99.2084 | 160.2803 | 5.2768 | 0 |  | 144 | 809.8444 | 104.8948 | 117.3985 | 136.3965 | 6.6932 | 151.9518 | 99.6438 | 55.8857 | 4.9179 | 0
|  | 145 | 1149.2144 | 174.9975 | 194.4177 | 215.3529 | 6.6932 | 25.1786 | 181.9851 | 251.3758 | 7.0575 | 0 |  | 145 | 917.7687 | 139.7735 | 137.6236 | 87.5173 | 6.6932 | 296.3885 | 122.3159 | 88.2378 | 5.8192 | 0 |  | 145 | 800.1827 | 116.0901 | 140.7322 | 148.5697 | 6.6932 | 102.1149 | 99.1483 | 159.7063 | 5.2768 | 0 |  | 145 | 804.88 | 104.2609 | 117.1256 | 136.1813 | 6.6932 | 151.7872 | 99.5838 | 55.6782 | 4.9179 | 0
|  | 146 | 1141.7303 | 174.2604 | 193.9756 | 215.1101 | 6.6932 | 25.1644 | 181.8797 | 250.813 | 7.0575 | 0 |  | 146 | 912.0604 | 139.1804 | 137.2212 | 87.5859 | 6.6932 | 295.3235 | 122.2417 | 87.8481 | 5.8192 | 0 |  | 146 | 795.161 | 115.6021 | 140.2928 | 148.3619 | 6.6932 | 102.0056 | 99.0882 | 159.1427 | 5.2768 | 0 |  | 146 | 799.9473 | 103.7134 | 116.7144 | 135.9861 | 6.6932 | 151.622 | 99.5235 | 55.474 | 4.9179 | 0
|  | 147 | 1134.3513 | 173.5169 | 193.4294 | 214.8726 | 6.6932 | 25.1501 | 181.775 | 250.2617 | 7.0575 | 0 |  | 147 | 906.167 | 138.7334 | 136.8484 | 87.6639 | 6.6932 | 294.2537 | 122.1673 | 87.4632 | 5.8192 | 0 |  | 147 | 790.1078 | 114.9914 | 139.9796 | 148.182 | 6.6932 | 101.8967 | 99.028 | 158.5893 | 5.2768 | 0 |  | 147 | 794.9172 | 103.225 | 116.328 | 135.8047 | 6.6932 | 151.4562 | 99.4628 | 55.2727 | 4.9179 | 0
|  | 148 | 1126.8677 | 173.0065 | 192.7807 | 214.6349 | 6.6932 | 25.1359 | 181.6709 | 249.7214 | 7.0575 | 0 |  | 148 | 900.2414 | 138.2318 | 136.5586 | 87.7456 | 6.6932 | 293.1795 | 122.0925 | 87.083 | 5.8192 | 0 |  | 148 | 784.5754 | 114.7951 | 139.7265 | 148.0069 | 6.6932 | 101.7884 | 98.9676 | 158.0458 | 5.2768 | 0 |  | 148 | 789.7662 | 102.541 | 116.2564 | 135.6247 | 6.6932 | 151.2901 | 99.4015 | 55.0744 | 4.9179 | 0
|  | 149 | 1120.1283 | 172.0575 | 191.8362 | 214.4068 | 6.6932 | 25.1216 | 181.5672 | 249.1919 | 7.0575 | 0 |  | 149 | 894.5295 | 137.6844 | 136.067 | 87.8274 | 6.6932 | 292.1014 | 122.0172 | 86.7073 | 5.8192 | 0 |  | 149 | 779.2815 | 114.4875 | 139.3464 | 147.8316 | 6.6932 | 101.6806 | 98.9069 | 157.5121 | 5.2768 | 0 |  | 149 | 784.7802 | 101.9556 | 115.8897 | 135.4467 | 6.6932 | 151.1236 | 99.3395 | 54.879 | 4.9179 | 0
|  | 150 | 1112.9647 | 171.275 | 191.1569 | 214.1713 | 6.6932 | 25.1072 | 181.4635 | 248.6727 | 7.0575 | 0 |  | 150 | 888.4765 | 137.1665 | 135.8212 | 87.9225 | 6.6932 | 291.02 | 121.9411 | 86.336 | 5.8192 | 0 |  | 150 | 773.8633 | 114.1833 | 138.9877 | 147.6705 | 6.6932 | 101.5735 | 98.8458 | 156.9879 | 5.2768 | 0 |  | 150 | 779.7365 | 101.2551 | 115.596 | 135.2833 | 6.6932 | 150.9568 | 99.2768 | 54.6862 | 4.9179 | 0
|  | 151 | 1105.546 | 170.5971 | 190.6281 | 213.9357 | 6.6932 | 25.0929 | 181.3597 | 248.1634 | 7.0575 | 0 |  | 151 | 882.7705 | 136.4492 | 135.4405 | 88.0051 | 6.6932 | 289.9357 | 121.8642 | 85.9689 | 5.8192 | 0 |  | 151 | 769.102 | 113.4028 | 138.4491 | 147.5029 | 6.6932 | 101.4672 | 98.784 | 156.473 | 5.2768 | 0 |  | 151 | 774.5634 | 100.7935 | 115.2118 | 135.1009 | 6.6932 | 150.7899 | 99.2131 | 54.496 | 4.9179 | 0
|  | 152 | 1098.1392 | 169.7341 | 190.2725 | 213.7002 | 6.6932 | 25.0785 | 181.2556 | 247.6638 | 7.0575 | 0 |  | 152 | 876.8233 | 135.9742 | 135.0587 | 88.0878 | 6.6932 | 288.8491 | 121.7863 | 85.6058 | 5.8192 | 0 |  | 152 | 763.6833 | 113.0358 | 138.1641 | 147.3255 | 6.6932 | 101.3616 | 98.7216 | 155.9671 | 5.2768 | 0 |  | 152 | 769.3948 | 100.2445 | 114.9105 | 134.9184 | 6.6932 | 150.6229 | 99.1484 | 54.3083 | 4.9179 | 0
|  | 153 | 1090.7229 | 168.907 | 189.8876 | 213.4675 | 6.6932 | 25.0641 | 181.1509 | 247.1735 | 7.0575 | 0 |  | 153 | 871.4253 | 135.1014 | 134.5254 | 88.1704 | 6.6932 | 287.7607 | 121.7073 | 85.2465 | 5.8192 | 0 |  | 153 | 758.4712 | 112.4254 | 137.9159 | 147.1481 | 6.6932 | 101.257 | 98.6583 | 155.47 | 5.2768 | 0 |  | 153 | 764.4612 | 99.6021 | 114.4677 | 134.736 | 6.6932 | 150.4558 | 99.0825 | 54.1229 | 4.9179 | 0
|  | 154 | 1083.2072 | 168.1968 | 189.4803 | 213.2398 | 6.6932 | 25.0497 | 181.0454 | 246.692 | 7.0575 | 0 |  | 154 | 865.6674 | 134.3808 | 134.1928 | 88.26 | 6.6932 | 286.6709 | 121.6269 | 84.891 | 5.8192 | 0 |  | 154 | 753.8591 | 111.7078 | 137.1726 | 146.9732 | 6.6932 | 101.1534 | 98.5941 | 154.9814 | 5.2768 | 0 |  | 154 | 759.2784 | 99.1657 | 114.0591 | 134.5624 | 6.6932 | 150.2889 | 99.0153 | 53.9398 | 4.9179 | 0
|  | 155 | 1076.5068 | 167.0098 | 188.7372 | 213.0094 | 6.6932 | 25.0353 | 180.9389 | 246.219 | 7.0575 | 0 |  | 155 | 859.782 | 133.8681 | 133.7746 | 88.3549 | 6.6932 | 285.5803 | 121.5451 | 84.5391 | 5.8192 | 0 |  | 155 | 748.637 | 111.2984 | 136.7169 | 146.8123 | 6.6932 | 101.0508 | 98.5288 | 154.5012 | 5.2768 | 0 |  | 155 | 754.4539 | 98.3624 | 113.6552 | 134.3928 | 6.6932 | 150.1221 | 98.9467 | 53.7587 | 4.9179 | 0
|  | 156 | 1069.1953 | 166.4488 | 187.9792 | 212.779 | 6.6932 | 25.0208 | 180.8312 | 245.7542 | 7.0575 | 0 |  | 156 | 854.0516 | 133.2996 | 133.264 | 88.4431 | 6.6932 | 284.4894 | 121.4616 | 84.1906 | 5.8192 | 0 |  | 156 | 743.3107 | 110.9529 | 136.3131 | 146.6398 | 6.6932 | 100.9493 | 98.4624 | 154.0291 | 5.2768 | 0 |  | 156 | 749.2931 | 97.7741 | 113.3824 | 134.2134 | 6.6932 | 149.9555 | 98.8766 | 53.5796 | 4.9179 | 0
|  | 157 | 1061.9811 | 165.6384 | 187.3733 | 212.5486 | 6.6932 | 25.0063 | 180.722 | 245.2971 | 7.0575 | 0 |  | 157 | 848.6927 | 132.5379 | 132.5749 | 88.5313 | 6.6932 | 283.3986 | 121.3765 | 83.8453 | 5.8192 | 0 |  | 157 | 738.242 | 110.3891 | 135.8716 | 146.4658 | 6.6932 | 100.849 | 98.3946 | 153.5648 | 5.2768 | 0 |  | 157 | 744.5284 | 97.068 | 112.8314 | 134.0339 | 6.6932 | 149.7892 | 98.8048 | 53.4024 | 4.9179 | 0
|  | 158 | 1054.7406 | 164.7655 | 186.8561 | 212.3182 | 6.6932 | 24.9918 | 180.611 | 244.8475 | 7.0575 | 0 |  | 158 | 843.5576 | 131.1957 | 132.2425 | 88.6195 | 6.6932 | 282.3086 | 121.2894 | 83.5031 | 5.8192 | 0 |  | 158 | 733.6438 | 109.4388 | 135.3461 | 146.2918 | 6.6932 | 100.7499 | 98.3253 | 153.1082 | 5.2768 | 0 |  | 158 | 739.0739 | 96.7242 | 112.6078 | 133.8544 | 6.6932 | 149.6234 | 98.7312 | 53.227 | 4.9179 | 0
|  | 159 | 1046.9461 | 164.2739 | 186.4913 | 212.1081 | 6.6932 | 24.9772 | 180.4982 | 244.4049 | 7.0575 | 0 |  | 159 | 837.7189 | 130.7018 | 131.7655 | 88.7077 | 6.6932 | 281.2197 | 121.2002 | 83.1638 | 5.8192 | 0 |  | 159 | 728.4474 | 108.9375 | 134.9698 | 146.1178 | 6.6932 | 100.6523 | 98.2545 | 152.6589 | 5.2768 | 0 |  | 159 | 734.0363 | 96.1358 | 112.2119 | 133.675 | 6.6932 | 149.458 | 98.6557 | 53.0531 | 4.9179 | 0
|  | 160 | 1040.294 | 162.96 | 185.7854 | 211.919 | 6.6932 | 24.9626 | 180.3833 | 243.969 | 7.0575 | 0 |  | 160 | 831.7322 | 130.2076 | 131.4035 | 88.829 | 6.6932 | 280.1326 | 121.1088 | 82.8273 | 5.8192 | 0 |  | 160 | 723.5304 | 108.3074 | 134.4153 | 145.9713 | 6.6932 | 100.556 | 98.1821 | 152.2168 | 5.2768 | 0 |  | 160 | 728.7861 | 95.6908 | 111.8545 | 133.5262 | 6.6932 | 149.2932 | 98.5781 | 52.8807 | 4.9179 | 0
|  | 161 | 1033.0534 | 162.279 | 185.0774 | 211.6877 | 6.6932 | 24.948 | 180.2659 | 243.5394 | 7.0575 | 0 |  | 161 | 826.0558 | 129.3886 | 131.0749 | 88.9317 | 6.6932 | 279.0477 | 121.0151 | 82.4934 | 5.8192 | 0 |  | 161 | 718.5352 | 107.538 | 134.0647 | 145.8385 | 6.6932 | 100.4612 | 98.1078 | 151.7816 | 5.2768 | 0 |  | 161 | 723.733 | 94.9766 | 111.5722 | 133.3747 | 6.6932 | 149.1291 | 98.4984 | 52.7098 | 4.9179 | 0
|  | 162 | 1025.5817 | 161.6123 | 184.5862 | 211.4564 | 6.6932 | 24.9334 | 180.146 | 243.1158 | 7.0575 | 0 |  | 162 | 820.6498 | 128.4989 | 130.5581 | 89.0228 | 6.6932 | 277.9655 | 120.9188 | 82.162 | 5.8192 | 0 |  | 162 | 713.5082 | 106.9363 | 133.6118 | 145.6722 | 6.6932 | 100.368 | 98.0315 | 151.3532 | 5.2768 | 0 |  | 162 | 718.7699 | 94.4136 | 111.0735 | 133.198 | 6.6932 | 148.9657 | 98.4164 | 52.54 | 4.9179 | 0
|  | 163 | 1018.5327 | 160.6584 | 183.9582 | 211.2263 | 6.6932 | 24.9187 | 180.0233 | 242.6978 | 7.0575 | 0 |  | 163 | 814.7155 | 127.9189 | 130.2598 | 89.1139 | 6.6932 | 276.8865 | 120.8199 | 81.8329 | 5.8192 | 0 |  | 163 | 708.3051 | 106.3672 | 133.3083 | 145.4998 | 6.6932 | 100.2764 | 97.9532 | 150.9311 | 5.2768 | 0 |  | 163 | 713.8311 | 93.5572 | 110.844 | 133.0214 | 6.6932 | 148.8031 | 98.332 | 52.3715 | 4.9179 | 0
|  | 164 | 1011.056 | 160.0701 | 183.3908 | 210.9977 | 6.6932 | 24.904 | 179.8975 | 242.2849 | 7.0575 | 0 |  | 164 | 808.9555 | 127.1456 | 129.9759 | 89.2097 | 6.6932 | 275.8112 | 120.7181 | 81.5059 | 5.8192 | 0 |  | 164 | 703.3899 | 105.7348 | 132.7761 | 145.3315 | 6.6932 | 100.1865 | 97.8727 | 150.5153 | 5.2768 | 0 |  | 164 | 708.7406 | 92.8975 | 110.5642 | 132.8501 | 6.6932 | 148.6414 | 98.245 | 52.2039 | 4.9179 | 0
|  | 165 | 1004.5896 | 158.4727 | 182.8222 | 210.7692 | 6.6932 | 24.8893 | 179.7685 | 241.877 | 7.0575 | 0 |  | 165 | 803.2023 | 126.5242 | 129.5362 | 89.3027 | 6.6932 | 274.7402 | 120.6134 | 81.1809 | 5.8192 | 0 |  | 165 | 698.1975 | 105.1953 | 132.4269 | 145.1646 | 6.6932 | 100.0984 | 97.7899 | 150.1055 | 5.2768 | 0 |  | 165 | 703.7735 | 92.3283 | 110.072 | 132.6774 | 6.6932 | 148.4807 | 98.1554 | 52.0372 | 4.9179 | 0
|  | 166 | 997.455 | 157.4594 | 182.3377 | 210.5406 | 6.6932 | 24.8746 | 179.636 | 241.4735 | 7.0575 | 0 |  | 166 | 797.8355 | 125.4906 | 129.1222 | 89.3957 | 6.6932 | 273.6739 | 120.5055 | 80.8577 | 5.8192 | 0 |  | 166 | 693.1105 | 104.5807 | 132.0519 | 144.9931 | 6.6932 | 100.0122 | 97.7047 | 149.7014 | 5.2768 | 0 |  | 166 | 698.4686 | 91.838 | 109.8417 | 132.5015 | 6.6932 | 148.3211 | 98.063 | 51.8713 | 4.9179 | 0
|  | 167 | 989.8517 | 156.8671 | 181.9009 | 210.3121 | 6.6932 | 24.8598 | 179.4998 | 241.0741 | 7.0575 | 0 |  | 167 | 792.0801 | 124.8222 | 128.7316 | 89.4886 | 6.6932 | 272.6128 | 120.3944 | 80.5362 | 5.8192 | 0 |  | 167 | 687.711 | 104.1463 | 131.8093 | 144.8216 | 6.6932 | 99.9279 | 97.6169 | 149.3029 | 5.2768 | 0 |  | 167 | 693.2791 | 91.385 | 109.4588 | 132.3256 | 6.6932 | 148.1626 | 97.9677 | 51.7061 | 4.9179 | 0
|  | 168 | 982.2597 | 156.1288 | 181.5988 | 210.0835 | 6.6932 | 24.845 | 179.3597 | 240.6785 | 7.0575 | 0 |  | 168 | 786.4981 | 123.9836 | 128.3377 | 89.5816 | 6.6932 | 271.5575 | 120.2799 | 80.2162 | 5.8192 | 0 |  | 168 | 682.7069 | 103.4349 | 131.4483 | 144.6501 | 6.6932 | 99.8456 | 97.5264 | 148.9096 | 5.2768 | 0 |  | 168 | 688.1503 | 90.7767 | 109.1704 | 132.1497 | 6.6932 | 148.0054 | 97.8694 | 51.5414 | 4.9179 | 0
|  | 169 | 975.1881 | 155.1186 | 181.0483 | 209.855 | 6.6932 | 24.8301 | 179.2154 | 240.2863 | 7.0575 | 0 |  | 169 | 780.241 | 123.6247 | 128.1393 | 89.6746 | 6.6932 | 270.5085 | 120.1617 | 79.8975 | 5.8192 | 0 |  | 169 | 677.5713 | 102.848 | 131.0944 | 144.4785 | 6.6932 | 99.7654 | 97.4332 | 148.5214 | 5.2768 | 0 |  | 169 | 682.7045 | 90.4084 | 108.9591 | 131.9739 | 6.6932 | 147.8495 | 97.7679 | 51.3771 | 4.9179 | 0
|  | 170 | 968.3231 | 154.3193 | 180.1231 | 209.5834 | 6.6932 | 24.8153 | 179.0667 | 239.8971 | 7.0575 | 0 |  | 170 | 774.2127 | 123.1178 | 127.8637 | 89.764 | 6.6932 | 269.4662 | 120.0399 | 79.58 | 5.8192 | 0 |  | 170 | 672.1508 | 102.6109 | 130.6754 | 144.307 | 6.6932 | 99.6873 | 97.337 | 148.1379 | 5.2768 | 0 |  | 170 | 677.2183 | 90.0472 | 108.7889 | 131.7901 | 6.6932 | 147.695 | 97.6631 | 51.2132 | 4.9179 | 0
|  | 171 | 960.7536 | 153.8085 | 179.5723 | 209.3536 | 6.6932 | 24.8004 | 178.9134 | 239.5105 | 7.0575 | 0 |  | 171 | 768.4971 | 122.5571 | 127.3715 | 89.811 | 6.6932 | 268.4312 | 119.9141 | 79.2636 | 5.8192 | 0 |  | 171 | 666.9999 | 101.9752 | 130.4197 | 144.1014 | 6.6932 | 99.6115 | 97.2377 | 147.7591 | 5.2768 | 0 |  | 171 | 672.0853 | 89.5069 | 108.4753 | 131.5756 | 6.6932 | 147.5419 | 97.5549 | 51.0493 | 4.9179 | 0
|  | 172 | 952.8253 | 153.5079 | 179.1636 | 209.1303 | 6.6932 | 24.7854 | 178.7553 | 239.1263 | 7.0575 | 0 |  | 172 | 763.0894 | 121.5956 | 126.9231 | 89.9071 | 6.6932 | 267.404 | 119.7844 | 78.948 | 5.8192 | 0 |  | 172 | 662.2306 | 101.1934 | 129.9254 | 143.8987 | 6.6932 | 99.538 | 97.1353 | 147.3846 | 5.2768 | 0 |  | 172 | 667.1285 | 88.9872 | 107.9217 | 131.4044 | 6.6932 | 147.3905 | 97.4432 | 50.8856 | 4.9179 | 0
|  | 173 | 945.2308 | 153.0052 | 178.6231 | 208.907 | 6.6932 | 24.7705 | 178.5921 | 238.7439 | 7.0575 | 0 |  | 173 | 757.2014 | 121.1887 | 126.3979 | 90.0059 | 6.6932 | 266.385 | 119.6504 | 78.6332 | 5.8192 | 0 |  | 173 | 656.8145 | 100.8251 | 129.6268 | 143.7336 | 6.6932 | 99.4668 | 97.0296 | 147.0143 | 5.2768 | 0 |  | 173 | 662.0258 | 88.4338 | 107.5461 | 131.2348 | 6.6932 | 147.2407 | 97.3279 | 50.7218 | 4.9179 | 0
|  | 174 | 937.8974 | 152.0759 | 178.248 | 208.6838 | 6.6932 | 24.7555 | 178.4237 | 238.3632 | 7.0575 | 0 |  | 174 | 751.4063 | 120.46 | 126.1014 | 90.1047 | 6.6932 | 265.3749 | 119.5121 | 78.3189 | 5.8192 | 0 |  | 174 | 651.8999 | 100.1508 | 129.1328 | 143.5685 | 6.6932 | 99.3982 | 96.9204 | 146.6478 | 5.2768 | 0 |  | 174 | 656.7872 | 87.9175 | 107.2693 | 131.0652 | 6.6932 | 147.0926 | 97.2087 | 50.5578 | 4.9179 | 0
|  | 175 | 930.3894 | 151.4061 | 177.7882 | 208.4605 | 6.6932 | 24.7405 | 178.2497 | 237.9836 | 7.0575 | 0 |  | 175 | 745.7556 | 119.8841 | 125.5078 | 90.2035 | 6.6932 | 264.374 | 119.3694 | 78.005 | 5.8192 | 0 |  | 175 | 646.915 | 99.6303 | 128.5553 | 143.4034 | 6.6932 | 99.332 | 96.8077 | 146.2849 | 5.2768 | 0 |  | 175 | 651.8048 | 87.3899 | 106.7475 | 130.8956 | 6.6932 | 146.9463 | 97.0857 | 50.3935 | 4.9179 | 0
|  | 176 | 923.3967 | 150.532 | 177.0174 | 208.2372 | 6.6932 | 24.7254 | 178.0701 | 237.6048 | 7.0575 | 0 |  | 176 | 740.2798 | 119.0138 | 125.0337 | 90.3023 | 6.6932 | 263.3829 | 119.222 | 77.6913 | 5.8192 | 0 |  | 176 | 641.9428 | 99.0332 | 128.0416 | 143.2383 | 6.6932 | 99.2684 | 96.6914 | 145.9255 | 5.2768 | 0 |  | 176 | 646.6385 | 86.9539 | 106.3181 | 130.7261 | 6.6932 | 146.802 | 96.9586 | 50.2288 | 4.9179 | 0
|  | 177 | 916.5835 | 149.2645 | 176.4603 | 208.0139 | 6.6932 | 24.7103 | 177.8845 | 237.2265 | 7.0575 | 0 |  | 177 | 734.5377 | 118.296 | 124.6732 | 90.4011 | 6.6932 | 262.4021 | 119.0698 | 77.3778 | 5.8192 | 0 |  | 177 | 636.9295 | 98.3966 | 127.6086 | 143.0732 | 6.6932 | 99.2076 | 96.5712 | 145.5692 | 5.2768 | 0 |  | 177 | 641.5049 | 86.265 | 106.1089 | 130.5565 | 6.6932 | 146.6596 | 96.8274 | 50.0635 | 4.9179 | 0
|  | 178 | 909.2112 | 148.5165 | 175.943 | 207.7907 | 6.6932 | 24.6952 | 177.6927 | 236.8483 | 7.0575 | 0 |  | 178 | 728.803 | 117.6463 | 124.2374 | 90.5 | 6.6932 | 261.4322 | 118.9126 | 77.0641 | 5.8192 | 0 |  | 178 | 631.5449 | 97.9782 | 127.3287 | 142.9081 | 6.6932 | 99.1494 | 96.4471 | 145.2159 | 5.2768 | 0 |  | 178 | 636.4249 | 85.7044 | 105.7177 | 130.3869 | 6.6932 | 146.5193 | 96.6919 | 49.8975 | 4.9179 | 0
|  | 179 | 901.7595 | 147.6628 | 175.6108 | 207.5674 | 6.6932 | 24.68 | 177.4945 | 236.4699 | 7.0575 | 0 |  | 179 | 723.1276 | 116.8669 | 123.872 | 90.5988 | 6.6932 | 260.4735 | 118.7504 | 76.7503 | 5.8192 | 0 |  | 179 | 626.5443 | 97.4496 | 126.7749 | 142.743 | 6.6932 | 99.0941 | 96.319 | 144.8653 | 5.2768 | 0 |  | 179 | 631.5005 | 85.0476 | 105.2672 | 130.2174 | 6.6932 | 146.3811 | 96.552 | 49.7308 | 4.9179 | 0
|  | 180 | 894.9788 | 146.6572 | 174.7594 | 207.3441 | 6.6932 | 24.6648 | 177.2897 | 236.0907 | 7.0575 | 0 |  | 180 | 717.5254 | 116.1376 | 123.3832 | 90.6976 | 6.6932 | 259.5267 | 118.5829 | 76.436 | 5.8192 | 0 |  | 180 | 621.5864 | 96.6848 | 126.4147 | 142.5779 | 6.6932 | 99.0417 | 96.1867 | 144.5172 | 5.2768 | 0 |  | 180 | 626.5197 | 84.3245 | 104.9393 | 130.0478 | 6.6932 | 146.2452 | 96.4076 | 49.5632 | 4.9179 | 0
|  | 181 | 887.7328 | 145.6987 | 174.3462 | 207.1008 | 6.6932 | 24.6496 | 177.0781 | 235.7106 | 7.0575 | 0 |  | 181 | 711.3456 | 115.749 | 123.1314 | 90.7964 | 6.6932 | 258.5922 | 118.41 | 76.1212 | 5.8192 | 0 |  | 181 | 616.1133 | 96.3993 | 126.0904 | 142.4128 | 6.6932 | 98.9922 | 96.0502 | 144.1713 | 5.2768 | 0 |  | 181 | 621.1431 | 83.8682 | 104.7404 | 129.8782 | 6.6932 | 146.1116 | 96.2585 | 49.3945 | 4.9179 | 0
|  | 182 | 881.1166 | 144.5598 | 173.526 | 206.8152 | 6.6932 | 24.6343 | 176.8594 | 235.3291 | 7.0575 | 0 |  | 182 | 705.4264 | 115.2102 | 122.8291 | 90.8352 | 6.6932 | 257.6705 | 118.2316 | 75.8056 | 5.8192 | 0 |  | 182 | 610.8705 | 95.8804 | 125.787 | 142.2299 | 6.6932 | 98.9458 | 95.9092 | 143.8274 | 5.2768 | 0 |  | 182 | 615.7493 | 83.536 | 104.4565 | 129.6868 | 6.6932 | 145.9803 | 96.1047 | 49.2247 | 4.9179 | 0
|  | 183 | 874.2167 | 143.5067 | 172.8211 | 206.6121 | 6.6932 | 24.619 | 176.6334 | 234.9459 | 7.0575 | 0 |  | 183 | 699.7441 | 114.4076 | 122.5032 | 90.9246 | 6.6932 | 256.7622 | 118.0475 | 75.4892 | 5.8192 | 0 |  | 183 | 605.856 | 95.1609 | 125.4403 | 142.0624 | 6.6932 | 98.9026 | 95.7636 | 143.4853 | 5.2768 | 0 |  | 183 | 610.472 | 83.0376 | 104.1985 | 129.5192 | 6.6932 | 145.8516 | 95.946 | 49.0536 | 4.9179 | 0
|  | 184 | 867.2009 | 142.5816 | 172.1042 | 206.409 | 6.6932 | 24.6037 | 176.3999 | 234.5607 | 7.0575 | 0 |  | 184 | 694.2675 | 113.3952 | 122.1812 | 91.0141 | 6.6932 | 255.8676 | 117.8576 | 75.1719 | 5.8192 | 0 |  | 184 | 601.0763 | 94.2383 | 125.0621 | 141.895 | 6.6932 | 98.8625 | 95.6135 | 143.1448 | 5.2768 | 0 |  | 184 | 605.2429 | 82.5565 | 103.875 | 129.3516 | 6.6932 | 145.7254 | 95.7823 | 48.8812 | 4.9179 | 0
|  | 185 | 859.9306 | 141.6351 | 171.6557 | 206.2133 | 6.6932 | 24.5883 | 176.1592 | 234.1736 | 7.0575 | 0 |  | 185 | 688.8343 | 112.5646 | 121.6343 | 91.1035 | 6.6932 | 254.9869 | 117.662 | 74.8537 | 5.8192 | 0 |  | 185 | 596.2698 | 93.5164 | 124.5099 | 141.7275 | 6.6932 | 98.8255 | 95.4588 | 142.806 | 5.2768 | 0 |  | 185 | 600.1704 | 82.0144 | 103.4559 | 129.184 | 6.6932 | 145.6018 | 95.6137 | 48.7075 | 4.9179 | 0
|  | 186 | 852.4861 | 141.0159 | 171.064 | 206.0078 | 6.6932 | 24.5729 | 175.9113 | 233.7851 | 7.0575 | 0 |  | 186 | 683.0963 | 111.9401 | 121.2029 | 91.1759 | 6.6932 | 254.1201 | 117.4609 | 74.5348 | 5.8192 | 0 |  | 186 | 591.0692 | 93.1135 | 124.0565 | 141.5364 | 6.6932 | 98.7917 | 95.2997 | 142.4691 | 5.2768 | 0 |  | 186 | 595.2446 | 81.437 | 102.9474 | 128.9944 | 6.6932 | 145.4807 | 95.4404 | 48.5326 | 4.9179 | 0
|  | 187 | 845.5919 | 140.1068 | 170.2136 | 205.8005 | 6.6932 | 24.5575 | 175.6566 | 233.3954 | 7.0575 | 0 |  | 187 | 677.6164 | 111.1428 | 120.6715 | 91.2632 | 6.6932 | 253.267 | 117.2544 | 74.2155 | 5.8192 | 0 |  | 187 | 586.4752 | 92.5144 | 123.1702 | 141.3678 | 6.6932 | 98.7609 | 95.1363 | 142.1343 | 5.2768 | 0 |  | 187 | 590.2026 | 80.9555 | 102.4241 | 128.8398 | 6.6932 | 145.3621 | 95.2625 | 48.3567 | 4.9179 | 0
|  | 188 | 838.6558 | 138.9943 | 169.607 | 205.5948 | 6.6932 | 24.5421 | 175.3952 | 233.0048 | 7.0575 | 0 |  | 188 | 672.1403 | 110.5177 | 119.98 | 91.3344 | 6.6932 | 252.4279 | 117.0428 | 73.8958 | 5.8192 | 0 |  | 188 | 581.5758 | 91.941 | 122.5876 | 141.1752 | 6.6932 | 98.7331 | 94.9688 | 141.8018 | 5.2768 | 0 |  | 188 | 585.1842 | 80.3696 | 101.9811 | 128.6858 | 6.6932 | 145.2461 | 95.0801 | 48.1798 | 4.9179 | 0
|  | 189 | 831.2463 | 138.2451 | 169.1378 | 205.3618 | 6.6932 | 24.5267 | 175.1273 | 232.6136 | 7.0575 | 0 |  | 189 | 666.6389 | 109.8079 | 119.4002 | 91.4039 | 6.6932 | 251.6026 | 116.8261 | 73.576 | 5.8192 | 0 |  | 189 | 576.6221 | 91.2732 | 122.1352 | 141.001 | 6.6932 | 98.7084 | 94.7973 | 141.4718 | 5.2768 | 0 |  | 189 | 580.1264 | 79.792 | 101.585 | 128.516 | 6.6932 | 145.1325 | 94.8934 | 48.002 | 4.9179 | 0
|  | 190 | 824.3602 | 137.1818 | 168.4807 | 205.1072 | 6.6932 | 24.5113 | 174.8531 | 232.2221 | 7.0575 | 0 |  | 190 | 661.2609 | 109.0227 | 118.7797 | 91.4663 | 6.6932 | 250.7911 | 116.6045 | 73.2563 | 5.8192 | 0 |  | 190 | 571.5292 | 90.8088 | 121.6421 | 140.8035 | 6.6932 | 98.6866 | 94.6218 | 141.1444 | 5.2768 | 0 |  | 190 | 575.2954 | 79.0799 | 101.0972 | 128.3456 | 6.6932 | 145.0214 | 94.7025 | 47.8235 | 4.9179 | 0
|  | 191 | 817.4599 | 136.4555 | 168.137 | 204.7978 | 6.6932 | 24.4958 | 174.5729 | 231.8306 | 7.0575 | 0 |  | 191 | 655.3852 | 108.3814 | 118.5409 | 91.5191 | 6.6932 | 249.9935 | 116.3783 | 72.9369 | 5.8192 | 0 |  | 191 | 566.494 | 90.1592 | 121.2799 | 140.6024 | 6.6932 | 98.6677 | 94.4426 | 140.8199 | 5.2768 | 0 |  | 191 | 570.5668 | 78.3451 | 100.6704 | 128.1338 | 6.6932 | 144.9127 | 94.5075 | 47.6444 | 4.9179 | 0
|  | 192 | 810.9702 | 135.6749 | 167.8255 | 204.5369 | 6.6932 | 24.4804 | 174.2869 | 231.4395 | 7.0575 | 0 |  | 192 | 650.0505 | 108.0258 | 118.1525 | 91.5667 | 6.6932 | 249.2098 | 116.1475 | 72.6178 | 5.8192 | 0 |  | 192 | 561.6128 | 89.6165 | 120.985 | 140.3626 | 6.6932 | 98.6517 | 94.2597 | 140.4984 | 5.2768 | 0 |  | 192 | 566.021 | 77.8142 | 100.3506 | 127.9551 | 6.6932 | 144.8065 | 94.3087 | 47.4647 | 4.9179 | 0
|  | 193 | 804.4964 | 134.9961 | 167.3115 | 204.3607 | 6.6932 | 24.465 | 173.9952 | 231.0489 | 7.0575 | 0 |  | 193 | 645.5289 | 106.9793 | 117.5737 | 91.6827 | 6.6932 | 248.44 | 115.9123 | 72.2994 | 5.8192 | 0 |  | 193 | 557.3523 | 88.8641 | 120.5651 | 140.1858 | 6.6932 | 98.6385 | 94.0732 | 140.1801 | 5.2768 | 0 |  | 193 | 561.7134 | 77.0753 | 99.9594 | 127.8174 | 6.6932 | 144.7027 | 94.1061 | 47.2846 | 4.9179 | 0
|  | 194 | 798.5944 | 134.0913 | 166.4452 | 204.191 | 6.6932 | 24.4496 | 173.6982 | 230.6593 | 7.0575 | 0 |  | 194 | 640.7558 | 106.1013 | 117.0776 | 91.7986 | 6.6932 | 247.684 | 115.673 | 71.9817 | 5.8192 | 0 |  | 194 | 552.9177 | 88.1925 | 120.2015 | 140.0461 | 6.6932 | 98.628 | 93.8834 | 139.8652 | 5.2768 | 0 |  | 194 | 557.2162 | 76.541 | 99.5534 | 127.6797 | 6.6932 | 144.6014 | 93.8999 | 47.1042 | 4.9179 | 0
|  | 195 | 792.8422 | 132.8781 | 165.7516 | 204.0073 | 6.6932 | 24.4342 | 173.3959 | 230.271 | 7.0575 | 0 |  | 195 | 635.5136 | 105.3284 | 116.9468 | 91.9135 | 6.6932 | 246.9419 | 115.4296 | 71.665 | 5.8192 | 0 |  | 195 | 548.5127 | 87.4404 | 119.8888 | 139.9063 | 6.6932 | 98.6204 | 93.6903 | 139.554 | 5.2768 | 0 |  | 195 | 552.2818 | 76.2839 | 99.3208 | 127.5286 | 6.6932 | 144.5024 | 93.6902 | 46.9236 | 4.9179 | 0
|  | 196 | 787.0147 | 131.7156 | 165.1338 | 203.7723 | 6.6932 | 24.4189 | 173.0886 | 229.8841 | 7.0575 | 0 |  | 196 | 630.579 | 104.3971 | 116.7108 | 91.9843 | 6.6932 | 246.2137 | 115.1823 | 71.3495 | 5.8192 | 0 |  | 196 | 544.0771 | 86.7237 | 119.6009 | 139.7371 | 6.6932 | 98.6154 | 93.4941 | 139.2464 | 5.2768 | 0 |  | 196 | 547.3385 | 75.9838 | 99.1662 | 127.3513 | 6.6932 | 144.4058 | 93.4771 | 46.7429 | 4.9179 | 0
|  | 197 | 780.4442 | 131.1005 | 164.6403 | 203.6085 | 6.6932 | 24.4036 | 172.7765 | 229.4991 | 7.0575 | 0 |  | 197 | 625.3789 | 103.7928 | 116.4058 | 92.0627 | 6.6932 | 245.4994 | 114.9313 | 71.0353 | 5.8192 | 0 |  | 197 | 539.508 | 86.2458 | 119.2209 | 139.5545 | 6.6932 | 98.6131 | 93.2949 | 138.9429 | 5.2768 | 0 |  | 197 | 542.4823 | 75.7159 | 98.8739 | 127.1924 | 6.6932 | 144.3116 | 93.2609 | 46.5622 | 4.9179 | 1
|  | 198 | 774.0506 | 130.4232 | 164.0289 | 203.4481 | 6.6932 | 24.3884 | 172.4598 | 229.1163 | 7.0575 | 0 |  | 198 | 620.1101 | 103.2537 | 116.0574 | 92.1881 | 6.6932 | 244.799 | 114.6768 | 70.7225 | 5.8192 | 0 |  | 198 | 534.9233 | 85.6921 | 118.9008 | 139.4035 | 6.6932 | 98.6134 | 93.0927 | 138.6435 | 5.2768 | 0 |  | 198 | 537.5399 | 75.4239 | 98.6615 | 127.064 | 6.6932 | 144.2197 | 93.0415 | 46.3816 | 4.9179 | 2
|  | 199 | 767.4934 | 129.6097 | 163.7172 | 203.2876 | 6.6932 | 24.3732 | 172.1388 | 228.7358 | 7.0575 | 0 |  | 199 | 614.9826 | 102.6437 | 115.6384 | 92.3135 | 6.6932 | 244.1124 | 114.4189 | 70.4115 | 5.8192 | 0 |  | 199 | 530.5531 | 85.1849 | 118.301 | 139.2713 | 6.6932 | 98.6162 | 92.8878 | 138.3484 | 5.2768 | 0 |  | 199 | 532.7086 | 75.1344 | 98.3354 | 126.9356 | 6.6932 | 144.1302 | 92.8193 | 46.2012 | 4.9179 | 3
|  | 200 | 760.8216 | 128.8764 | 163.4399 | 203.1272 | 6.6932 | 24.358 | 171.8136 | 228.3582 | 7.0575 | 0 |  | 200 | 609.7062 | 102.2419 | 115.1601 | 92.4389 | 6.6932 | 243.4397 | 114.1577 | 70.1024 | 5.8192 | 0 |  | 200 | 525.9763 | 84.9251 | 117.6604 | 139.139 | 6.6932 | 98.6217 | 92.6802 | 138.0578 | 5.2768 | 0 |  | 200 | 528.3505 | 74.6626 | 97.7184 | 126.8072 | 6.6932 | 144.043 | 92.5942 | 46.0212 | 4.9179 | 4
|  | 201 | 754.8441 | 127.9087 | 162.7028 | 202.9668 | 6.6932 | 24.3429 | 171.4844 | 227.9835 | 7.0575 | 0 |  | 201 | 604.8338 | 101.4955 | 114.6224 | 92.5643 | 6.6932 | 242.781 | 113.8935 | 69.7953 | 5.8192 | 0 |  | 201 | 521.5521 | 84.328 | 117.2044 | 139.0068 | 6.6932 | 98.6296 | 92.4702 | 137.772 | 5.2768 | 0 |  | 201 | 523.6108 | 74.2559 | 97.418 | 126.6788 | 6.6932 | 143.958 | 92.3665 | 45.8416 | 4.9179 | 5
|  | 202 | 748.8162 | 126.8684 | 162.0886 | 202.8064 | 6.6932 | 24.3279 | 171.1515 | 227.6122 | 7.0575 | 0 |  | 202 | 600.2121 | 100.6608 | 113.9223 | 92.6897 | 6.6932 | 242.1361 | 113.6265 | 69.4904 | 5.8192 | 0 |  | 202 | 517.3979 | 83.7143 | 116.495 | 138.8745 | 6.6932 | 98.64 | 92.2577 | 137.491 | 5.2768 | 0 |  | 202 | 519.5244 | 73.5758 | 96.7377 | 126.5504 | 6.6932 | 143.8754 | 92.1363 | 45.6625 | 4.9179 | 6
|  | 203 | 742.433 | 126.2179 | 161.4399 | 202.646 | 6.6932 | 24.3129 | 170.8151 | 227.2446 | 7.0575 | 0 |  | 203 | 595.145 | 100.1281 | 113.3657 | 92.8152 | 6.6932 | 241.5051 | 113.3567 | 69.1879 | 5.8192 | 0 |  | 203 | 512.991 | 83.1602 | 115.9788 | 138.7423 | 6.6932 | 98.6527 | 92.043 | 137.2151 | 5.2768 | 0 |  | 203 | 515.2493 | 72.8379 | 96.3037 | 126.422 | 6.6932 | 143.7951 | 91.9037 | 45.4841 | 4.9179 | 7
|  | 204 | 735.8932 | 125.4898 | 161.0254 | 202.4855 | 6.6932 | 24.298 | 170.4753 | 226.881 | 7.0575 | 0 |  | 204 | 589.9828 | 99.5457 | 112.9539 | 92.9406 | 6.6932 | 240.8881 | 113.0843 | 68.8881 | 5.8192 | 0 |  | 204 | 508.6668 | 82.674 | 115.3119 | 138.61 | 6.6932 | 98.6679 | 91.8262 | 136.9445 | 5.2768 | 0 |  | 204 | 510.7408 | 72.3314 | 95.8719 | 126.2936 | 6.6932 | 143.717 | 91.6689 | 45.3064 | 4.9179 | 9
|  | 205 | 729.7683 | 124.5665 | 160.4135 | 202.3029 | 6.6932 | 24.2832 | 170.1324 | 226.5215 | 7.0575 | 0 |  | 205 | 585.047 | 98.8124 | 112.4846 | 93.0478 | 6.6932 | 240.2849 | 112.8096 | 68.591 | 5.8192 | 0 |  | 205 | 504.2111 | 82.1581 | 114.8163 | 138.4678 | 6.6932 | 98.6854 | 91.6073 | 136.6793 | 5.2768 | 0 |  | 205 | 506.3279 | 71.7967 | 95.4011 | 126.1366 | 6.6932 | 143.6412 | 91.432 | 45.1296 | 4.9179 | 10
|  | 206 | 723.0621 | 124.0734 | 160.0869 | 201.986 | 6.6932 | 24.2685 | 169.7867 | 226.1667 | 7.0575 | 0 |  | 206 | 580.0511 | 98.2983 | 111.955 | 93.0564 | 6.6932 | 239.6956 | 112.5326 | 68.2968 | 5.8192 | 2 |  | 206 | 499.6977 | 81.6736 | 114.4351 | 138.2373 | 6.6932 | 98.7052 | 91.3865 | 136.4198 | 5.2768 | 2 |  | 206 | 501.9283 | 71.3348 | 94.9285 | 125.8956 | 6.6932 | 143.5676 | 91.1931 | 44.9538 | 4.9179 | 11
|  | 207 | 716.045 | 123.7467 | 159.8515 | 201.7223 | 6.6932 | 24.2539 | 169.4382 | 225.8167 | 7.0575 | 0 |  | 207 | 574.9734 | 97.7472 | 111.5027 | 93.1065 | 6.6932 | 239.1203 | 112.2535 | 68.0058 | 5.8192 | 3 |  | 207 | 495.1354 | 81.2855 | 114.0229 | 137.9903 | 6.6932 | 98.7272 | 91.164 | 136.1661 | 5.2768 | 3 |  | 207 | 497.5301 | 70.7433 | 94.57 | 125.6685 | 6.6932 | 143.4962 | 90.9525 | 44.779 | 4.9179 | 12
|  | 208 | 709.5059 | 123.244 | 159.2058 | 201.5672 | 6.6932 | 24.2393 | 169.0872 | 225.4719 | 7.0575 | 0 |  | 208 | 569.8194 | 97.2692 | 110.976 | 93.2342 | 6.6932 | 238.5589 | 111.9726 | 67.7181 | 5.8192 | 4 |  | 208 | 490.6498 | 80.767 | 113.6118 | 137.796 | 6.6932 | 98.7515 | 90.9399 | 135.9184 | 5.2768 | 4 |  | 208 | 493.1109 | 70.0482 | 94.2359 | 125.5416 | 6.6932 | 143.427 | 90.7101 | 44.6055 | 4.9179 | 13
|  | 209 | 703.2294 | 122.4754 | 158.5631 | 201.412 | 6.6932 | 24.2249 | 168.734 | 225.1326 | 7.0575 | 0 |  | 209 | 564.7211 | 96.6098 | 110.575 | 93.3618 | 6.6932 | 238.0114 | 111.6899 | 67.4339 | 5.8192 | 6 |  | 209 | 486.1828 | 80.2766 | 113.0899 | 137.6658 | 6.6932 | 98.7779 | 90.7143 | 135.6769 | 5.2768 | 6 |  | 209 | 488.3332 | 69.6805 | 93.9328 | 125.4148 | 6.6932 | 143.36 | 90.4662 | 44.4332 | 4.9179 | 14
|  | 210 | 697.0641 | 121.5146 | 158.0016 | 201.2569 | 6.6932 | 24.2106 | 168.3787 | 224.799 | 7.0575 | 0 |  | 210 | 559.3821 | 96.0472 | 110.3178 | 93.4895 | 6.6932 | 237.4778 | 111.4056 | 67.1534 | 5.8192 | 7 |  | 210 | 481.484 | 79.828 | 112.7582 | 137.5355 | 6.6932 | 98.8064 | 90.4872 | 135.4418 | 5.2768 | 7 |  | 210 | 483.4486 | 69.3938 | 93.6558 | 125.2879 | 6.6932 | 143.2951 | 90.221 | 44.2623 | 4.9179 | 15
|  | 211 | 690.7156 | 120.7138 | 157.4633 | 201.1017 | 6.6932 | 24.1964 | 168.0215 | 224.4715 | 7.0575 | 0 |  | 211 | 553.8443 | 95.7097 | 110.0344 | 93.6171 | 6.6932 | 236.9581 | 111.1199 | 66.8768 | 5.8192 | 8 |  | 211 | 476.6587 | 79.4899 | 112.4423 | 137.4053 | 6.6932 | 98.8371 | 90.259 | 135.2133 | 5.2768 | 8 |  | 211 | 478.6474 | 68.9971 | 93.4053 | 125.161 | 6.6932 | 143.2324 | 89.9744 | 44.093 | 4.9179 | 17
|  | 212 | 684.0378 | 120.2123 | 156.955 | 200.9466 | 6.6932 | 24.1823 | 167.6627 | 224.1504 | 7.0575 | 0 |  | 212 | 548.4967 | 95.119 | 109.8141 | 93.7447 | 6.6932 | 236.4523 | 110.833 | 66.6041 | 5.8192 | 9 |  | 212 | 471.8893 | 79.1437 | 112.0786 | 137.2751 | 6.6932 | 98.8698 | 90.0296 | 134.9915 | 5.2768 | 9 |  | 212 | 473.941 | 68.5641 | 93.0962 | 125.0341 | 6.6932 | 143.1719 | 89.7268 | 43.9252 | 4.9179 | 18
|  | 213 | 678.0938 | 119.2756 | 156.148 | 200.7914 | 6.6932 | 24.1683 | 167.3025 | 223.836 | 7.0575 | 0 |  | 213 | 543.4885 | 94.45 | 109.3326 | 93.8724 | 6.6932 | 235.9605 | 110.545 | 66.3357 | 5.8192 | 11 |  | 213 | 467.4969 | 78.528 | 111.6074 | 137.1448 | 6.6932 | 98.9044 | 89.7992 | 134.7767 | 5.2768 | 11 |  | 213 | 469.4586 | 67.9885 | 92.7059 | 124.9073 | 6.6932 | 143.1134 | 89.4781 | 43.7592 | 4.9179 | 19
|  | 214 | 671.6716 | 118.5568 | 155.6014 | 200.6363 | 6.6932 | 24.1545 | 166.941 | 223.5285 | 7.0575 | 0 |  | 214 | 538.4143 | 93.9406 | 108.7575 | 94 | 6.6932 | 235.4826 | 110.2561 | 66.0717 | 5.8192 | 12 |  | 214 | 462.9867 | 78.067 | 111.0994 | 137.0146 | 6.6932 | 98.9411 | 89.5679 | 134.569 | 5.2768 | 12 |  | 214 | 464.8836 | 67.5729 | 92.2482 | 124.7804 | 6.6932 | 143.0571 | 89.2287 | 43.595 | 4.9179 | 20
|  | 215 | 665.3123 | 117.7423 | 155.0875 | 200.4811 | 6.6932 | 24.1408 | 166.5785 | 223.2284 | 7.0575 | 0 |  | 215 | 533.3248 | 93.3766 | 108.2523 | 94.1277 | 6.6932 | 235.0187 | 109.9664 | 65.8123 | 5.8192 | 13 |  | 215 | 458.5636 | 77.5957 | 110.5145 | 136.8843 | 6.6932 | 98.9797 | 89.3359 | 134.3686 | 5.2768 | 13 |  | 215 | 460.2897 | 67.1402 | 91.8263 | 124.6535 | 6.6932 | 143.0029 | 88.9785 | 43.4328 | 4.9179 | 21
|  | 216 | 658.7887 | 117.0456 | 154.6203 | 200.326 | 6.6932 | 24.1272 | 166.2152 | 222.9358 | 7.0575 | 0 |  | 216 | 528.2574 | 92.5401 | 107.9975 | 94.2553 | 6.6932 | 234.5687 | 109.6762 | 65.5577 | 5.8192 | 14 |  | 216 | 454.0462 | 76.9469 | 110.2014 | 136.7541 | 6.6932 | 99.0201 | 89.1033 | 134.1757 | 5.2768 | 14 |  | 216 | 455.4607 | 66.7668 | 91.5803 | 124.5266 | 6.6932 | 142.9507 | 88.7278 | 43.2725 | 4.9179 | 22
|  | 217 | 651.966 | 116.4279 | 154.373 | 200.1708 | 6.6932 | 24.1138 | 165.8513 | 222.6512 | 7.0575 | 0 |  | 217 | 522.9545 | 92.0282 | 107.6537 | 94.383 | 6.6932 | 234.1326 | 109.3855 | 65.308 | 5.8192 | 16 |  | 217 | 449.4207 | 76.4484 | 109.8461 | 136.6239 | 6.6932 | 99.0624 | 88.8701 | 133.9905 | 5.2768 | 16 |  | 217 | 450.6186 | 66.4444 | 91.2965 | 124.3998 | 6.6932 | 142.9006 | 88.4766 | 43.1145 | 4.9179 | 23
|  | 218 | 645.5749 | 115.6449 | 153.8595 | 200.0157 | 6.6932 | 24.1005 | 165.487 | 222.3747 | 7.0575 | 0 |  | 218 | 517.6582 | 91.5123 | 107.3071 | 94.5106 | 6.6932 | 233.7105 | 109.0946 | 65.0634 | 5.8192 | 17 |  | 218 | 445.1104 | 75.8847 | 109.2408 | 136.4936 | 6.6932 | 99.1065 | 88.6366 | 133.8131 | 5.2768 | 17 |  | 218 | 445.9789 | 66.1432 | 90.789 | 124.2729 | 6.6932 | 142.8526 | 88.2252 | 42.9587 | 4.9179 | 24
|  | 219 | 638.9154 | 115.176 | 153.3002 | 199.8605 | 6.6932 | 24.0874 | 165.1226 | 222.1067 | 7.0575 | 0 |  | 219 | 512.6334 | 90.8802 | 106.8053 | 94.6383 | 6.6932 | 233.3023 | 108.8035 | 64.8241 | 5.8192 | 18 |  | 219 | 440.5312 | 75.4401 | 108.7853 | 136.3634 | 6.6932 | 99.1524 | 88.4029 | 133.6439 | 5.2768 | 18 |  | 219 | 441.3343 | 65.6982 | 90.4302 | 124.146 | 6.6932 | 142.8066 | 87.9737 | 42.8052 | 4.9179 | 25
|  | 220 | 632.5425 | 114.5924 | 152.5691 | 199.7054 | 6.6932 | 24.0745 | 164.7581 | 221.8476 | 7.0575 | 0 |  | 220 | 507.1412 | 90.5239 | 106.4952 | 94.7659 | 6.6932 | 232.9081 | 108.5126 | 64.5903 | 5.8192 | 19 |  | 220 | 435.7866 | 75.0742 | 108.4167 | 136.2331 | 6.6932 | 99.2 | 88.169 | 133.4829 | 5.2768 | 19 |  | 220 | 436.5571 | 65.316 | 90.1412 | 124.0191 | 6.6932 | 142.7626 | 87.7221 | 42.6543 | 4.9179 | 26
|  | 221 | 626.2061 | 113.7448 | 152.0655 | 199.5502 | 6.6932 | 24.0617 | 164.3939 | 221.5976 | 7.0575 | 0 |  | 221 | 501.9821 | 89.9885 | 106.0309 | 94.8935 | 6.6932 | 232.5278 | 108.2219 | 64.3622 | 5.8192 | 21 |  | 221 | 430.9249 | 74.7785 | 108.0948 | 136.1029 | 6.6932 | 99.2492 | 87.9352 | 133.3303 | 5.2768 | 21 |  | 221 | 431.8319 | 64.9701 | 89.7638 | 123.8923 | 6.6932 | 142.7206 | 87.4707 | 42.5059 | 4.9179 | 28
|  | 222 | 619.9474 | 112.8854 | 151.4709 | 199.42 | 6.6932 | 24.0491 | 164.0302 | 221.3569 | 7.0575 | 0 |  | 222 | 497.3734 | 89.1625 | 105.2876 | 95.0405 | 6.6932 | 232.1615 | 107.9315 | 64.1399 | 5.8192 | 22 |  | 222 | 426.2313 | 74.2671 | 107.8205 | 135.9727 | 6.6932 | 99.3001 | 87.7015 | 133.1863 | 5.2768 | 22 |  | 222 | 427.6142 | 64.323 | 89.2303 | 123.7153 | 6.6932 | 142.6806 | 87.2195 | 42.3602 | 4.9179 | 29
|  | 223 | 613.2209 | 112.3497 | 151.1221 | 199.1882 | 6.6932 | 24.0367 | 163.6671 | 221.126 | 7.0575 | 0 |  | 223 | 492.4061 | 88.6836 | 104.6558 | 95.0876 | 6.6932 | 231.8091 | 107.6418 | 63.9236 | 5.8192 | 23 |  | 223 | 422.1309 | 73.9653 | 106.8303 | 135.7556 | 6.6932 | 99.3526 | 87.468 | 133.0512 | 5.2768 | 23 |  | 223 | 423.1889 | 64.0784 | 88.5615 | 123.4788 | 6.6932 | 142.6425 | 86.9688 | 42.2173 | 4.9179 | 30
|  | 224 | 607.2897 | 111.3636 | 150.4925 | 198.8923 | 6.6932 | 24.0244 | 163.3049 | 220.9051 | 7.0575 | 0 |  | 224 | 487.5038 | 87.9859 | 104.2158 | 95.0965 | 6.6932 | 231.4707 | 107.3527 | 63.7136 | 5.8192 | 24 |  | 224 | 418.048 | 73.2336 | 106.2746 | 135.5163 | 6.6932 | 99.4066 | 87.235 | 132.925 | 5.2768 | 24 |  | 224 | 418.7328 | 63.5959 | 88.1613 | 123.2424 | 6.6932 | 142.6064 | 86.7186 | 42.0772 | 4.9179 | 31
|  | 225 | 600.4339 | 110.8572 | 150.1463 | 198.7579 | 6.6932 | 24.0124 | 162.9437 | 220.6945 | 7.0575 | 0 |  | 225 | 482.6268 | 87.3356 | 103.6451 | 95.1634 | 6.6932 | 231.1463 | 107.0646 | 63.51 | 5.8192 | 26 |  | 225 | 413.9903 | 72.4965 | 105.6992 | 135.277 | 6.6932 | 99.4622 | 87.0024 | 132.808 | 5.2768 | 26 |  | 225 | 414.3465 | 63.0545 | 87.6387 | 123.1173 | 6.6932 | 142.5723 | 86.4691 | 41.9402 | 4.9179 | 32
|  | 226 | 593.8199 | 110.3639 | 149.5453 | 198.6234 | 6.6932 | 24.0005 | 162.5838 | 220.4946 | 7.0575 | 0 |  | 226 | 477.2337 | 86.9159 | 103.2882 | 95.3021 | 6.6932 | 230.8358 | 106.7775 | 63.3129 | 5.8192 | 27 |  | 226 | 409.1669 | 72.191 | 105.3879 | 135.1076 | 6.6932 | 99.5192 | 86.7706 | 132.7004 | 5.2768 | 27 |  | 226 | 409.663 | 62.5263 | 87.3931 | 122.9994 | 6.6932 | 142.54 | 86.2205 | 41.8064 | 4.9179 | 33
|  | 227 | 587.9881 | 109.2291 | 148.9019 | 198.3907 | 6.6932 | 23.9888 | 162.2255 | 220.3055 | 7.0575 | 0 |  | 227 | 472.2143 | 85.9216 | 103.0191 | 95.5539 | 6.6932 | 230.5393 | 106.4917 | 63.1225 | 5.8192 | 28 |  | 227 | 404.6887 | 71.4319 | 105.1049 | 135.0185 | 6.6932 | 99.5777 | 86.5394 | 132.6023 | 5.2768 | 28 |  | 227 | 404.9334 | 62.0612 | 87.1368 | 122.8752 | 6.6932 | 142.5097 | 85.9728 | 41.6757 | 4.9179 | 34
|  | 228 | 582.6569 | 107.7658 | 148.332 | 197.9122 | 6.6932 | 23.9774 | 161.8688 | 220.1277 | 7.0575 | 0 |  | 228 | 467.1018 | 85.0052 | 102.6036 | 95.9672 | 6.6932 | 230.2567 | 106.2072 | 62.9391 | 5.8192 | 29 |  | 228 | 400.4481 | 70.7867 | 104.4923 | 134.9074 | 6.6932 | 99.6375 | 86.3092 | 132.514 | 5.2768 | 29 |  | 228 | 400.9948 | 60.9888 | 86.6842 | 122.7635 | 6.6932 | 142.4813 | 85.7262 | 41.5484 | 4.9179 | 35
|  | 229 | 576.7935 | 106.6894 | 147.9074 | 197.4338 | 6.6932 | 23.9662 | 161.5141 | 219.9615 | 7.0575 | 0 |  | 229 | 462.2551 | 83.8246 | 102.1866 | 96.3805 | 6.6932 | 229.9882 | 105.9243 | 62.7629 | 5.8192 | 30 |  | 229 | 396.2891 | 69.8826 | 104.057 | 134.7963 | 6.6932 | 99.6987 | 86.08 | 132.4356 | 5.2768 | 30 |  | 229 | 396.6064 | 60.2132 | 86.3845 | 122.6519 | 6.6932 | 142.4547 | 85.4809 | 41.4245 | 4.9179 | 36
|  | 230 | 570.2715 | 106.1525 | 147.3825 | 197.1748 | 6.6932 | 23.9551 | 161.1615 | 219.807 | 7.0575 | 0 |  | 230 | 457.7162 | 82.8191 | 101.5325 | 96.5478 | 6.6932 | 229.7336 | 105.6431 | 62.5939 | 5.8192 | 32 |  | 230 | 392.4427 | 68.8336 | 103.4541 | 134.6851 | 6.6932 | 99.7612 | 85.8519 | 132.3673 | 5.2768 | 32 |  | 230 | 392.4668 | 59.3922 | 85.9809 | 122.4409 | 6.6932 | 142.4301 | 85.237 | 41.3041 | 4.9179 | 37
|  | 231 | 563.6026 | 105.7918 | 146.9476 | 196.7965 | 6.6932 | 23.9444 | 160.8112 | 219.6647 | 7.0575 | 0 |  | 231 | 452.2465 | 82.3944 | 101.3877 | 96.5561 | 6.6932 | 229.493 | 105.3638 | 62.4324 | 5.8192 | 33 |  | 231 | 387.667 | 68.5083 | 103.2099 | 134.4208 | 6.6932 | 99.825 | 85.6251 | 132.3093 | 5.2768 | 33 |  | 231 | 387.7836 | 58.9507 | 85.727 | 122.2441 | 6.6932 | 142.4072 | 84.9946 | 41.1874 | 4.9179 | 38
|  | 232 | 556.8953 | 105.2584 | 146.5033 | 196.6387 | 6.6932 | 23.9338 | 160.4635 | 219.5349 | 7.0575 | 0 |  | 232 | 446.8192 | 81.8272 | 101.2251 | 96.6821 | 6.6932 | 229.2664 | 105.0865 | 62.2785 | 5.8192 | 34 |  | 232 | 382.8382 | 68.0493 | 103.0657 | 134.2432 | 6.6932 | 99.89 | 85.3997 | 132.2618 | 5.2768 | 34 |  | 232 | 382.636 | 58.7271 | 85.6313 | 122.1359 | 6.6932 | 142.3862 | 84.7539 | 41.0745 | 4.9179 | 39
|  | 233 | 550.5994 | 104.5608 | 145.8119 | 196.4809 | 6.6932 | 23.9235 | 160.1185 | 219.4178 | 7.0575 | 0 |  | 233 | 441.2769 | 81.4652 | 100.9724 | 96.8081 | 6.6932 | 229.0538 | 104.8114 | 62.1325 | 5.8192 | 35 |  | 233 | 377.6591 | 67.8621 | 102.9324 | 134.1334 | 6.6932 | 99.9562 | 85.1759 | 132.225 | 5.2768 | 35 |  | 233 | 377.7646 | 58.2483 | 85.4608 | 122.0812 | 6.6932 | 142.367 | 84.515 | 40.9654 | 4.9179 | 40
|  | 234 | 543.8088 | 104.0676 | 145.3306 | 196.4031 | 6.6932 | 23.9134 | 159.7765 | 219.3137 | 7.0575 | 0 |  | 234 | 436.5388 | 80.618 | 100.3436 | 96.991 | 6.6932 | 228.8551 | 104.5387 | 61.9945 | 5.8192 | 36 |  | 234 | 373.1273 | 67.353 | 102.4385 | 134.0587 | 6.6932 | 100.0235 | 84.9536 | 132.199 | 5.2768 | 36 |  | 234 | 373.437 | 57.5502 | 84.9924 | 122.0002 | 6.6932 | 142.3496 | 84.278 | 40.8603 | 4.9179 | 41
|  | 235 | 537.4063 | 103.3427 | 144.7559 | 196.2625 | 6.6932 | 23.9035 | 159.4376 | 219.223 | 7.0575 | 0 |  | 235 | 431.4841 | 79.8819 | 99.965 | 97.1295 | 6.6932 | 228.6705 | 104.2686 | 61.8647 | 5.8192 | 37 |  | 235 | 368.7862 | 66.7263 | 101.8949 | 133.9605 | 6.6932 | 100.092 | 84.7332 | 132.1841 | 5.2768 | 37 |  | 235 | 369.3001 | 56.5891 | 84.6673 | 121.848 | 6.6932 | 142.334 | 84.0432 | 40.7593 | 4.9179 | 42
|  | 236 | 530.7056 | 102.6905 | 144.4178 | 196.1106 | 6.6932 | 23.8939 | 159.1022 | 219.1459 | 7.0575 | 0 |  | 236 | 426.3657 | 79.2907 | 99.6196 | 97.1535 | 6.6932 | 228.4998 | 104.0011 | 61.7433 | 5.8192 | 38 |  | 236 | 364.1632 | 66.2604 | 101.4868 | 133.8481 | 6.6932 | 100.1615 | 84.5147 | 132.1804 | 5.2768 | 38 |  | 236 | 365.6228 | 55.4017 | 84.3207 | 121.484 | 6.6932 | 142.3202 | 83.8105 | 40.6625 | 4.9179 | 43
|  | 237 | 524.194 | 102.1523 | 143.997 | 195.7386 | 6.6932 | 23.8846 | 158.7703 | 219.0828 | 7.0575 | 0 |  | 237 | 421.4364 | 78.8003 | 99.1892 | 96.9724 | 6.6932 | 228.3432 | 103.7365 | 61.6304 | 5.8192 | 40 |  | 237 | 359.8091 | 65.7972 | 101.0445 | 133.4982 | 6.6932 | 100.232 | 84.2982 | 132.1881 | 5.2768 | 40 |  | 237 | 361.5709 | 54.7273 | 83.8985 | 121.0573 | 6.6932 | 142.3081 | 83.5803 | 40.57 | 4.9179 | 44
|  | 238 | 518.2762 | 101.2321 | 143.5102 | 195.2205 | 6.6932 | 23.8755 | 158.4422 | 219.034 | 7.0575 | 0 |  | 238 | 416.6818 | 78.0661 | 98.7599 | 96.8595 | 6.6932 | 228.2005 | 103.475 | 61.5263 | 5.8192 | 41 |  | 238 | 355.7575 | 65.1632 | 100.5238 | 133.0949 | 6.6932 | 100.3035 | 84.0838 | 132.2074 | 5.2768 | 41 |  | 238 | 357.8368 | 54.21 | 83.5534 | 120.7564 | 6.6932 | 142.2978 | 83.3525 | 40.4818 | 4.9179 | 45
|  | 239 | 512.4067 | 100.3466 | 142.9153 | 194.7276 | 6.6932 | 23.8667 | 158.1182 | 218.9997 | 7.0575 | 0 |  | 239 | 413.0596 | 77.6681 | 98.6162 | 96.776 | 6.6932 | 228.0719 | 103.2166 | 61.4311 | 5.8192 | 42 |  | 239 | 351.7389 | 64.6316 | 100.1935 | 132.6424 | 6.6932 | 100.3759 | 83.8718 | 132.2385 | 5.2768 | 42 |  | 239 | 355.0916 | 53.8723 | 83.4055 | 120.4549 | 6.6932 | 142.2892 | 83.1274 | 40.3982 | 4.9179 | 46
|  | 240 | 508.2678 | 99.9766 | 142.7418 | 194.3092 | 6.6932 | 23.8582 | 157.7983 | 218.9803 | 7.0575 | 0 |  | 240 | 409.466 | 77.5637 | 98.5712 | 96.6926 | 6.6932 | 227.9573 | 102.9616 | 61.345 | 5.8192 | 43 |  | 240 | 348.5956 | 64.5157 | 100.1835 | 132.3398 | 6.6932 | 100.4493 | 83.6621 | 132.2816 | 5.2768 | 43 |  | 240 | 352.0619 | 53.7087 | 83.355 | 120.1662 | 6.6932 | 142.2823 | 82.9051 | 40.3192 | 4.9179 | 47
|  | 241 | 504.4001 | 99.5217 | 142.4059 | 193.8908 | 6.6932 | 23.8499 | 157.4829 | 218.9761 | 7.0575 | 0 |  | 241 | 405.9457 | 77.3605 | 98.4773 | 96.6835 | 6.6932 | 227.8566 | 102.7101 | 61.2682 | 5.8192 | 44 |  | 241 | 345.4681 | 64.4324 | 100.1252 | 132.0371 | 6.6932 | 100.5235 | 83.455 | 132.3369 | 5.2768 | 44 |  | 241 | 348.8146 | 53.5971 | 83.2965 | 120.0512 | 6.6932 | 142.2771 | 82.6856 | 40.2449 | 4.9179 | 48
|  | 242 | 500.5779 | 98.7888 | 142.0545 | 193.7208 | 6.6932 | 23.8419 | 157.1722 | 218.9873 | 7.0575 | 0 |  | 242 | 402.2486 | 77.2166 | 98.454 | 96.7214 | 6.6932 | 227.77 | 102.4623 | 61.2008 | 5.8192 | 45 |  | 242 | 342.3299 | 64.2739 | 100.0564 | 131.8308 | 6.6932 | 100.5985 | 83.2506 | 132.4045 | 5.2768 | 45 |  | 242 | 345.6564 | 53.4499 | 83.2605 | 119.8601 | 6.6932 | 142.2736 | 82.4693 | 40.1755 | 4.9179 | 49
|  | 243 | 496.5745 | 98.2783 | 141.7365 | 193.476 | 6.6932 | 23.8342 | 156.8663 | 219.0143 | 7.0575 | 0 |  | 243 | 398.8687 | 76.8905 | 98.3439 | 96.711 | 6.6932 | 227.6974 | 102.2184 | 61.1431 | 5.8192 | 46 |  | 243 | 339.1496 | 64.1166 | 100.0562 | 131.5967 | 6.6932 | 100.6743 | 83.0489 | 132.4846 | 5.2768 | 46 |  | 243 | 342.628 | 53.1727 | 83.2247 | 119.6691 | 6.6932 | 142.2717 | 82.2562 | 40.111 | 4.9179 | 50
|  | 244 | 492.9305 | 97.4908 | 141.4098 | 193.1575 | 6.6932 | 23.8268 | 156.5654 | 219.0574 | 7.0575 | 0 |  | 244 | 395.7064 | 76.3748 | 98.2058 | 96.7006 | 6.6932 | 227.6389 | 101.9785 | 61.0952 | 5.8192 | 47 |  | 244 | 336.3965 | 63.7273 | 99.8609 | 131.3627 | 6.6932 | 100.7508 | 82.8501 | 132.5775 | 5.2768 | 47 |  | 244 | 339.5867 | 52.9839 | 83.1582 | 119.4333 | 6.6932 | 142.2715 | 82.0464 | 40.0515 | 4.9179 | 51
|  | 245 | 488.8442 | 97.0305 | 141.1983 | 192.8389 | 6.6932 | 23.8197 | 156.2699 | 219.1169 | 7.0575 | 0 |  | 245 | 392.5412 | 75.8845 | 98.0853 | 96.6503 | 6.6932 | 227.5943 | 101.7427 | 61.0574 | 5.8192 | 49 |  | 245 | 333.6276 | 63.3139 | 99.7054 | 131.1286 | 6.6932 | 100.828 | 82.6544 | 132.6832 | 5.2768 | 49 |  | 245 | 336.7317 | 52.6712 | 82.9913 | 119.2354 | 6.6932 | 142.2729 | 81.8401 | 39.9972 | 4.9179 | 52
|  | 246 | 484.4263 | 96.7572 | 141.1029 | 192.5489 | 6.6932 | 23.813 | 155.9798 | 219.193 | 7.0575 | 1 |  | 246 | 389.4201 | 75.3766 | 97.8972 | 96.6409 | 6.6932 | 227.5638 | 101.5113 | 61.0297 | 5.8192 | 50 |  | 246 | 330.9165 | 62.9445 | 99.4809 | 130.8618 | 6.6932 | 100.9059 | 82.4619 | 132.8021 | 5.2768 | 50 |  | 246 | 333.7721 | 52.4198 | 82.8101 | 119.0951 | 6.6932 | 142.2759 | 81.6374 | 39.9482 | 4.9179 | 53
|  | 247 | 480.3851 | 96.2818 | 140.7866 | 192.305 | 6.6932 | 23.8065 | 155.6954 | 219.2881 | 7.0575 | 3 |  | 247 | 386.1594 | 75.0201 | 97.6452 | 96.6838 | 6.6932 | 227.5473 | 101.2845 | 61.0124 | 5.8192 | 51 |  | 247 | 328.1244 | 62.5628 | 99.2658 | 130.679 | 6.6932 | 100.9844 | 82.2727 | 132.9342 | 5.2768 | 51 |  | 247 | 330.7987 | 52.2207 | 82.5904 | 118.9548 | 6.6932 | 142.2806 | 81.4384 | 39.9045 | 4.9179 | 54
|  | 248 | 476.314 | 95.8236 | 140.4831 | 192.0612 | 6.6932 | 23.8003 | 155.4169 | 219.401 | 7.0575 | 5 |  | 248 | 382.9813 | 74.6065 | 97.3287 | 96.7655 | 6.6932 | 227.5448 | 101.0622 | 61.0057 | 5.8192 | 52 |  | 248 | 325.4672 | 62.0647 | 99.0232 | 130.5049 | 6.6932 | 101.0634 | 82.0868 | 133.0798 | 5.2768 | 52 |  | 248 | 327.9303 | 51.8924 | 82.395 | 118.8146 | 6.6932 | 142.2868 | 81.2434 | 39.8663 | 4.9179 | 55
|  | 249 | 471.8957 | 95.5355 | 140.3567 | 191.8174 | 6.6932 | 23.7945 | 155.1445 | 219.5315 | 7.0575 | 7 |  | 249 | 379.7741 | 74.1076 | 97.125 | 96.8488 | 6.6932 | 227.5564 | 100.8449 | 61.0097 | 5.8192 | 53 |  | 249 | 322.7145 | 61.6603 | 98.7536 | 130.3599 | 6.6932 | 101.143 | 81.9046 | 133.2391 | 5.2768 | 53 |  | 249 | 325.009 | 51.6549 | 82.1615 | 118.6743 | 6.6932 | 142.2946 | 81.0524 | 39.8336 | 4.9179 | 56
|  | 250 | 467.661 | 95.1347 | 140.1594 | 191.5735 | 6.6932 | 23.789 | 154.8784 | 219.6798 | 7.0575 | 9 |  | 250 | 376.6428 | 73.5517 | 96.9025 | 96.9322 | 6.6932 | 227.582 | 100.6325 | 61.0246 | 5.8192 | 54 |  | 250 | 319.9464 | 61.2376 | 98.5174 | 130.2149 | 6.6932 | 101.2231 | 81.7259 | 133.4122 | 5.2768 | 54 |  | 250 | 322.1538 | 51.2798 | 81.9997 | 118.534 | 6.6932 | 142.304 | 80.8656 | 39.8067 | 4.9179 | 57
|  | 251 | 463.2373 | 94.913 | 139.9718 | 191.3297 | 6.6932 | 23.7838 | 154.6188 | 219.8462 | 7.0575 | 11 |  | 251 | 373.4286 | 73.0573 | 96.7013 | 97.0155 | 6.6932 | 227.6216 | 100.4253 | 61.0506 | 5.8192 | 55 |  | 251 | 317.2105 | 60.7979 | 98.2663 | 130.0699 | 6.6932 | 101.3036 | 81.5511 | 133.5993 | 5.2768 | 55 |  | 251 | 319.2268 | 50.9602 | 81.8542 | 118.3937 | 6.6932 | 142.3149 | 80.6831 | 39.7856 | 4.9179 | 58
|  | 252 | 459.1239 | 94.4243 | 139.7376 | 191.0893 | 6.6932 | 23.779 | 154.366 | 220.0311 | 7.0575 | 14 |  | 252 | 370.077 | 72.6581 | 96.5424 | 97.0988 | 6.6932 | 227.6753 | 100.2235 | 61.0879 | 5.8192 | 56 |  | 252 | 314.247 | 60.5208 | 98.0802 | 129.9249 | 6.6932 | 101.3846 | 81.3803 | 133.8006 | 5.2768 | 56 |  | 252 | 316.3004 | 50.63 | 81.7186 | 118.2535 | 6.6932 | 142.3273 | 80.5051 | 39.7703 | 4.9179 | 58
|  | 253 | 454.9583 | 93.9519 | 139.5148 | 190.8736 | 6.6932 | 23.7745 | 154.1201 | 220.2346 | 7.0575 | 16 |  | 253 | 366.8278 | 72.2918 | 96.2481 | 97.1822 | 6.6932 | 227.743 | 100.0271 | 61.1367 | 5.8192 | 57 |  | 253 | 311.5236 | 60.0809 | 97.8166 | 129.7799 | 6.6932 | 101.4659 | 81.2134 | 134.0164 | 5.2768 | 57 |  | 253 | 313.402 | 50.3584 | 81.4964 | 118.1132 | 6.6932 | 142.3413 | 80.3317 | 39.7611 | 4.9179 | 59
|  | 254 | 450.4595 | 93.6849 | 139.4197 | 190.6579 | 6.6932 | 23.7703 | 153.8814 | 220.4572 | 7.0575 | 18 |  | 254 | 363.5484 | 71.8147 | 96.1157 | 97.2446 | 6.6932 | 227.8248 | 99.8364 | 61.1971 | 5.8192 | 58 |  | 254 | 308.4659 | 59.8153 | 97.7132 | 129.6349 | 6.6932 | 101.5475 | 81.0508 | 134.2467 | 5.2768 | 58 |  | 254 | 310.5908 | 50.071 | 81.2743 | 117.9014 | 6.6932 | 142.3567 | 80.163 | 39.758 | 4.9179 | 60
|  | 255 | 446.6454 | 93.0053 | 139.0581 | 190.4363 | 6.6932 | 23.7665 | 153.6501 | 220.6991 | 7.0575 | 20 |  | 255 | 360.4401 | 71.3106 | 95.9013 | 97.2449 | 6.6932 | 227.9207 | 99.6515 | 61.2692 | 5.8192 | 59 |  | 255 | 305.6844 | 59.4685 | 97.4817 | 129.4228 | 6.6932 | 101.6294 | 80.8924 | 134.4918 | 5.2768 | 59 |  | 255 | 307.6752 | 49.8147 | 81.1311 | 117.6841 | 6.6932 | 142.3736 | 79.9991 | 39.7611 | 4.9179 | 61
|  | 256 | 442.7156 | 92.4613 | 138.7749 | 190.1166 | 6.6932 | 23.7631 | 153.4263 | 220.9607 | 7.0575 | 22 |  | 256 | 357.0979 | 70.9284 | 95.7989 | 97.2453 | 6.6932 | 228.0305 | 99.4727 | 61.3534 | 5.8192 | 60 |  | 256 | 302.6654 | 59.2321 | 97.3866 | 129.2015 | 6.6932 | 101.7116 | 80.7385 | 134.7518 | 5.2768 | 60 |  | 256 | 304.5867 | 49.6642 | 81.055 | 117.4668 | 6.6932 | 142.392 | 79.8403 | 39.7706 | 4.9179 | 62
|  | 257 | 438.9285 | 91.8594 | 138.4069 | 189.797 | 6.6932 | 23.76 | 153.2103 | 221.2422 | 7.0575 | 24 |  | 257 | 353.6703 | 70.6704 | 95.6234 | 97.2799 | 6.6932 | 228.1545 | 99.2999 | 61.4498 | 5.8192 | 61 |  | 257 | 299.687 | 59.0417 | 97.2048 | 128.9803 | 6.6932 | 101.7939 | 80.5891 | 135.027 | 5.2768 | 61 |  | 257 | 301.5333 | 49.5188 | 80.8796 | 117.3085 | 6.6932 | 142.4118 | 79.6867 | 39.7865 | 4.9179 | 63
|  | 258 | 434.6979 | 91.4877 | 138.222 | 189.5075 | 6.6932 | 23.7574 | 153.0023 | 221.5439 | 7.0575 | 26 |  | 258 | 350.387 | 70.2858 | 95.3905 | 97.3544 | 6.6932 | 228.2925 | 99.1335 | 61.5585 | 5.8192 | 62 |  | 258 | 296.6917 | 58.836 | 97.0262 | 128.7881 | 6.6932 | 101.8764 | 80.4445 | 135.3176 | 5.2768 | 62 |  | 258 | 298.58 | 49.2694 | 80.6977 | 117.1607 | 6.6932 | 142.4331 | 79.5383 | 39.8089 | 4.9179 | 64
|  | 259 | 430.3989 | 91.1901 | 137.9689 | 189.2805 | 6.6932 | 23.755 | 152.8025 | 221.8661 | 7.0575 | 28 |  | 259 | 347.0404 | 69.9445 | 95.2198 | 97.3865 | 6.6932 | 228.4445 | 98.9736 | 61.6803 | 5.8192 | 63 |  | 259 | 293.912 | 58.44 | 96.8137 | 128.6045 | 6.6932 | 101.9591 | 80.3046 | 135.6236 | 5.2768 | 63 |  | 259 | 295.6661 | 49.0142 | 80.5504 | 116.9447 | 6.6932 | 142.4558 | 79.3954 | 39.838 | 4.9179 | 65
|  | 260 | 426.2701 | 90.6989 | 137.7509 | 189.0419 | 6.6932 | 23.7531 | 152.6111 | 222.2092 | 7.0575 | 30 |  | 260 | 343.6838 | 69.6584 | 95.0801 | 97.3425 | 6.6932 | 228.6107 | 98.8203 | 61.8178 | 5.8192 | 64 |  | 260 | 291.1024 | 58.1758 | 96.5785 | 128.3417 | 6.6932 | 102.0418 | 80.1696 | 135.9453 | 5.2768 | 64 |  | 260 | 292.905 | 48.6974 | 80.3531 | 116.6874 | 6.6932 | 142.4799 | 79.2581 | 39.8738 | 4.9179 | 65
|  | 261 | 422.3672 | 90.209 | 137.4398 | 188.6692 | 6.6932 | 23.7516 | 152.4284 | 222.5734 | 7.0575 | 32 |  | 261 | 340.5303 | 69.2808 | 94.8287 | 97.2986 | 6.6932 | 228.7909 | 98.6739 | 61.968 | 5.8192 | 65 |  | 261 | 288.3489 | 57.9047 | 96.2941 | 128.0789 | 6.6932 | 102.1245 | 80.0398 | 136.283 | 5.2768 | 65 |  | 261 | 290.3685 | 48.1958 | 80.1161 | 116.43 | 6.6932 | 142.5054 | 79.1264 | 39.9166 | 4.9179 | 66
|  | 262 | 418.3183 | 89.8618 | 137.1319 | 188.2965 | 6.6932 | 23.7504 | 152.2545 | 222.9591 | 7.0575 | 34 |  | 262 | 337.2418 | 68.9026 | 94.616 | 97.3516 | 6.6932 | 228.9851 | 98.5344 | 62.1311 | 5.8192 | 66 |  | 262 | 285.6458 | 57.5398 | 96.0476 | 127.8216 | 6.6932 | 102.2073 | 79.9151 | 136.6367 | 5.2768 | 66 |  | 262 | 287.5223 | 47.9234 | 79.8795 | 116.2528 | 6.6932 | 142.5322 | 79.0007 | 39.9663 | 4.9179 | 67
|  | 263 | 414.5376 | 89.2789 | 136.7138 | 188.0015 | 6.6932 | 23.7497 | 152.0896 | 223.3665 | 7.0575 | 36 |  | 263 | 333.9988 | 68.5278 | 94.3436 | 97.4154 | 6.6932 | 229.1935 | 98.4021 | 62.3073 | 5.8192 | 67 |  | 263 | 282.7497 | 57.2548 | 95.8211 | 127.6573 | 6.6932 | 102.29 | 79.7957 | 137.0067 | 5.2768 | 67 |  | 263 | 284.6452 | 47.6599 | 79.6468 | 116.0937 | 6.6932 | 142.5604 | 78.8809 | 40.023 | 4.9179 | 68
|  | 264 | 410.2676 | 88.9338 | 136.4884 | 187.7652 | 6.6932 | 23.7493 | 151.934 | 223.796 | 7.0575 | 38 |  | 264 | 330.9299 | 68.089 | 93.961 | 97.4791 | 6.6932 | 229.4159 | 98.277 | 62.4967 | 5.8192 | 68 |  | 264 | 279.8961 | 56.96 | 95.5619 | 127.4931 | 6.6932 | 102.3726 | 79.6818 | 137.3931 | 5.2768 | 68 |  | 264 | 281.7081 | 47.3605 | 79.5099 | 115.9346 | 6.6932 | 142.59 | 78.7672 | 40.087 | 4.9179 | 69
|  | 265 | 406.1096 | 88.5238 | 136.2161 | 187.5289 | 6.6932 | 23.7494 | 151.7878 | 224.2477 | 7.0575 | 40 |  | 265 | 327.6584 | 67.7833 | 93.6481 | 97.5429 | 6.6932 | 229.6524 | 98.1595 | 62.6996 | 5.8192 | 69 |  | 265 | 277.012 | 56.6917 | 95.3068 | 127.3289 | 6.6932 | 102.4551 | 79.5734 | 137.7962 | 5.2768 | 69 |  | 265 | 278.8586 | 47.0747 | 79.2719 | 115.7754 | 6.6932 | 142.6209 | 78.6598 | 40.1583 | 4.9179 | 70
|  | 266 | 401.8696 | 88.1599 | 135.9796 | 187.2926 | 6.6932 | 23.7499 | 151.6513 | 224.7222 | 7.0575 | 42 |  | 266 | 324.2787 | 67.5022 | 93.4186 | 97.6067 | 6.6932 | 229.903 | 98.0496 | 62.9161 | 5.8192 | 70 |  | 266 | 274.1397 | 56.4165 | 95.0467 | 127.1646 | 6.6932 | 102.5375 | 79.4707 | 138.2161 | 5.2768 | 70 |  | 266 | 276.2024 | 46.6166 | 79.0129 | 115.6163 | 6.6932 | 142.6531 | 78.5588 | 40.237 | 4.9179 | 70
|  | 267 | 397.8036 | 87.8116 | 135.5535 | 187.0563 | 6.6932 | 23.7508 | 151.5247 | 225.2196 | 7.0575 | 44 |  | 267 | 321.1219 | 67.0812 | 93.1063 | 97.6704 | 6.6932 | 230.1677 | 97.9474 | 63.1463 | 5.8192 | 71 |  | 267 | 271.4752 | 56.1025 | 94.6177 | 127.0004 | 6.6932 | 102.6196 | 79.3739 | 138.653 | 5.2768 | 71 |  | 267 | 273.4472 | 46.2809 | 78.7305 | 115.4572 | 6.6932 | 142.6866 | 78.4644 | 40.3231 | 4.9179 | 71
|  | 268 | 394.0011 | 87.0807 | 135.2464 | 186.8201 | 6.6932 | 23.7521 | 151.4082 | 225.7402 | 7.0575 | 46 |  | 268 | 317.8488 | 66.7412 | 92.8292 | 97.7342 | 6.6932 | 230.4464 | 97.8533 | 63.3905 | 5.8192 | 71 |  | 268 | 268.6331 | 55.8042 | 94.3504 | 126.8361 | 6.6932 | 102.7015 | 79.283 | 139.1071 | 5.2768 | 71 |  | 268 | 270.7033 | 45.896 | 78.4859 | 115.2981 | 6.6932 | 142.7214 | 78.3767 | 40.4169 | 4.9179 | 72
|  | 269 | 389.947 | 86.6827 | 134.8582 | 186.5838 | 6.6932 | 23.7539 | 151.302 | 226.2844 | 7.0575 | 48 |  | 269 | 314.6405 | 66.3949 | 92.4935 | 97.798 | 6.6932 | 230.7393 | 97.7672 | 63.6488 | 5.8192 | 72 |  | 269 | 265.7825 | 55.5837 | 94.014 | 126.6719 | 6.6932 | 102.7831 | 79.1981 | 139.5785 | 5.2768 | 72 |  | 269 | 267.9188 | 45.5426 | 78.2505 | 115.1389 | 6.6932 | 142.7574 | 78.2957 | 40.5185 | 4.9179 | 73
|  | 270 | 385.9824 | 86.152 | 134.5132 | 186.3475 | 6.6932 | 23.7561 | 151.2063 | 226.8524 | 7.0575 | 50 |  | 270 | 311.4467 | 65.9772 | 92.2149 | 97.8617 | 6.6932 | 231.0463 | 97.6895 | 63.9215 | 5.8192 | 73 |  | 270 | 263.0221 | 55.2828 | 93.6677 | 126.5077 | 6.6932 | 102.8643 | 79.1195 | 140.0676 | 5.2768 | 73 |  | 270 | 265.1046 | 45.2383 | 77.9957 | 114.9798 | 6.6932 | 142.7947 | 78.2218 | 40.6278 | 4.9179 | 74
|  | 271 | 381.8527 | 85.8078 | 134.1467 | 186.1112 | 6.6932 | 23.7587 | 151.1213 | 227.4446 | 7.0575 | 52 |  | 271 | 308.1867 | 65.5879 | 91.974 | 97.9255 | 6.6932 | 231.3673 | 97.6202 | 64.2086 | 5.8192 | 74 |  | 271 | 260.3056 | 54.8823 | 93.3772 | 126.3434 | 6.6932 | 102.9452 | 79.0472 | 140.5744 | 5.2768 | 74 |  | 271 | 262.1453 | 44.994 | 77.8259 | 114.8207 | 6.6932 | 142.8333 | 78.1549 | 40.7451 | 4.9179 | 74
|  | 272 | 377.5887 | 85.4832 | 133.8949 | 185.8749 | 6.6932 | 23.7618 | 151.0473 | 228.0612 | 7.0575 | 54 |  | 272 | 304.7955 | 65.3233 | 91.7396 | 97.9893 | 6.6932 | 231.7024 | 97.5596 | 64.5105 | 5.8192 | 75 |  | 272 | 257.3356 | 54.6288 | 93.1931 | 126.1792 | 6.6932 | 103.0257 | 78.9813 | 141.0991 | 5.2768 | 75 |  | 272 | 259.2299 | 44.7706 | 77.5914 | 114.6616 | 6.6932 | 142.873 | 78.0953 | 40.8705 | 4.9179 | 75
|  | 273 | 373.5871 | 85.1071 | 133.4322 | 185.6386 | 6.6932 | 23.7654 | 150.9843 | 228.7026 | 7.0575 | 56 |  | 273 | 301.4253 | 65.0674 | 91.4755 | 98.053 | 6.6932 | 232.0517 | 97.5077 | 64.8272 | 5.8192 | 76 |  | 273 | 254.5007 | 54.3852 | 92.864 | 126.0149 | 6.6932 | 103.1057 | 78.922 | 141.642 | 5.2768 | 76 |  | 273 | 256.4412 | 44.4777 | 77.2998 | 114.5024 | 6.6932 | 142.914 | 78.0431 | 41.004 | 4.9179 | 76
|  | 274 | 369.4442 | 84.7615 | 133.0803 | 185.4023 | 6.6932 | 23.7694 | 150.9328 | 229.3691 | 7.0575 | 58 |  | 274 | 298.2588 | 64.6922 | 91.127 | 98.1168 | 6.6932 | 232.4151 | 97.4648 | 65.1589 | 5.8192 | 77 |  | 274 | 251.6526 | 54.1626 | 92.5272 | 125.8507 | 6.6932 | 103.1852 | 78.8694 | 142.2032 | 5.2768 | 77 |  | 274 | 253.6582 | 44.1975 | 77.0287 | 114.3042 | 6.6932 | 142.9561 | 77.9984 | 41.146 | 4.9179 | 77
|  | 275 | 365.4299 | 84.3506 | 132.6832 | 185.148 | 6.6932 | 23.7738 | 150.8926 | 230.0605 | 7.0575 | 60 |  | 275 | 295.1015 | 64.3709 | 90.8106 | 98.0854 | 6.6932 | 232.7924 | 97.4309 | 65.5056 | 5.8192 | 78 |  | 275 | 248.894 | 53.8684 | 92.2213 | 125.6375 | 6.6932 | 103.2642 | 78.8236 | 142.7826 | 5.2768 | 78 |  | 275 | 250.9226 | 43.9165 | 76.7646 | 114.0526 | 6.6932 | 142.9995 | 77.9613 | 41.2967 | 4.9179 | 77
|  | 276 | 361.7008 | 83.8679 | 132.1867 | 184.7797 | 6.6932 | 23.7787 | 150.8634 | 230.7756 | 7.0575 | 61 |  | 276 | 292.0806 | 63.9162 | 90.4879 | 98.0571 | 6.6932 | 233.1832 | 97.4056 | 65.8668 | 5.8192 | 78 |  | 276 | 246.1802 | 53.5804 | 91.9096 | 125.3792 | 6.6932 | 103.3426 | 78.7843 | 143.3794 | 5.2768 | 78 |  | 276 | 248.2103 | 43.5566 | 76.4792 | 113.8776 | 6.6932 | 143.0439 | 77.9315 | 41.4568 | 4.9179 | 78
|  | 277 | 357.8825 | 83.3238 | 131.7339 | 184.518 | 6.6932 | 23.7841 | 150.8445 | 231.5127 | 7.0575 | 63 |  | 277 | 288.813 | 63.5699 | 90.2065 | 98.1261 | 6.6932 | 233.5866 | 97.3886 | 66.2415 | 5.8192 | 79 |  | 277 | 243.4358 | 53.2463 | 91.6258 | 125.1697 | 6.6932 | 103.4205 | 78.7511 | 143.9923 | 5.2768 | 79 |  | 277 | 245.385 | 43.2418 | 76.2414 | 113.7232 | 6.6932 | 143.0893 | 77.9087 | 41.6247 | 4.9179 | 79
|  | 278 | 353.9263 | 82.8969 | 131.2709 | 184.2875 | 6.6932 | 23.7898 | 150.8352 | 232.2699 | 7.0575 | 65 |  | 278 | 285.7224 | 63.054 | 89.9176 | 98.195 | 6.6932 | 234.002 | 97.3794 | 66.6291 | 5.8192 | 80 |  | 278 | 240.6955 | 52.9743 | 91.2277 | 125.0082 | 6.6932 | 103.4976 | 78.7237 | 144.6202 | 5.2768 | 80 |  | 278 | 242.6484 | 42.9479 | 75.91 | 113.5525 | 6.6932 | 143.1358 | 77.8925 | 41.7997 | 4.9179 | 79
|  | 279 | 349.9659 | 82.4686 | 130.8422 | 184.0282 | 6.6932 | 23.7959 | 150.8349 | 233.046 | 7.0575 | 67 |  | 279 | 282.598 | 62.7238 | 89.5233 | 98.2175 | 6.6932 | 234.4286 | 97.3775 | 67.0285 | 5.8192 | 81 |  | 279 | 238.0343 | 52.5599 | 90.9814 | 124.7583 | 6.6932 | 103.5741 | 78.7018 | 145.2619 | 5.2768 | 81 |  | 279 | 239.9027 | 42.5996 | 75.6754 | 113.3487 | 6.6932 | 143.1831 | 77.8826 | 41.9812 | 4.9179 | 80
|  | 280 | 346.064 | 82.0721 | 130.5479 | 183.5443 | 6.6932 | 23.8026 | 150.843 | 233.842 | 7.0575 | 69 |  | 280 | 279.5225 | 62.3069 | 89.2266 | 98.1802 | 6.6932 | 234.8658 | 97.3824 | 67.4391 | 5.8192 | 82 |  | 280 | 235.4222 | 52.1824 | 90.659 | 124.4986 | 6.6932 | 103.6499 | 78.6851 | 145.9162 | 5.2768 | 82 |  | 280 | 237.1645 | 42.3231 | 75.4271 | 113.0793 | 6.6932 | 143.2313 | 77.8786 | 42.1689 | 4.9179 | 81
|  | 281 | 342.3064 | 81.6766 | 130.1314 | 183.0373 | 6.6932 | 23.8099 | 150.8589 | 234.6528 | 7.0575 | 70 |  | 281 | 276.5674 | 61.8231 | 88.9252 | 98.094 | 6.6932 | 235.3128 | 97.3938 | 67.8601 | 5.8192 | 82 |  | 281 | 232.7758 | 51.8601 | 90.3491 | 124.2053 | 6.6932 | 103.725 | 78.6732 | 146.5819 | 5.2768 | 82 |  | 281 | 234.4771 | 41.9954 | 75.135 | 112.8541 | 6.6932 | 143.2802 | 77.8803 | 42.3623 | 4.9179 | 81
|  | 282 | 338.7619 | 81.1717 | 129.5308 | 182.6105 | 6.6932 | 23.8174 | 150.8819 | 235.4766 | 7.0575 | 72 |  | 282 | 273.5499 | 61.3916 | 88.5646 | 98.0772 | 6.6932 | 235.769 | 97.4112 | 68.2905 | 5.8192 | 83 |  | 282 | 230.1255 | 51.4619 | 90.0244 | 124.0067 | 6.6932 | 103.7992 | 78.6657 | 147.2623 | 5.2768 | 83 |  | 282 | 231.7358 | 41.5929 | 74.8924 | 112.7079 | 6.6932 | 143.3298 | 77.8871 | 42.5611 | 4.9179 | 82
|  | 283 | 334.7226 | 80.7988 | 129.0922 | 182.3847 | 6.6932 | 23.8251 | 150.9113 | 236.3118 | 7.0575 | 74 |  | 283 | 270.3817 | 60.9557 | 88.3249 | 98.0945 | 6.6932 | 236.2335 | 97.4342 | 68.7296 | 5.8192 | 84 |  | 283 | 227.4201 | 51.0502 | 89.7248 | 123.8517 | 6.6932 | 103.8726 | 78.6624 | 147.9525 | 5.2768 | 84 |  | 283 | 228.9894 | 41.2068 | 74.6387 | 112.5617 | 6.6932 | 143.38 | 77.8988 | 42.7648 | 4.9179 | 83
|  | 284 | 330.7075 | 80.346 | 128.7091 | 182.1589 | 6.6932 | 23.8331 | 150.9466 | 237.1565 | 7.0575 | 76 |  | 284 | 267.4122 | 60.4839 | 87.9225 | 98.1119 | 6.6932 | 236.7057 | 97.4622 | 69.1767 | 5.8192 | 85 |  | 284 | 224.6739 | 50.7002 | 89.4041 | 123.6966 | 6.6932 | 103.9452 | 78.6628 | 148.6503 | 5.2768 | 85 |  | 284 | 226.277 | 40.8589 | 74.3127 | 112.4155 | 6.6932 | 143.4308 | 77.9151 | 42.973 | 4.9179 | 83
|  | 285 | 326.7204 | 79.9205 | 128.2708 | 181.9332 | 6.6932 | 23.8413 | 150.9871 | 238.0092 | 7.0575 | 77 |  | 285 | 264.2759 | 60.0586 | 87.6403 | 98.1292 | 6.6932 | 237.1849 | 97.4949 | 69.6307 | 5.8192 | 85 |  | 285 | 221.9337 | 50.4082 | 89.0195 | 123.5416 | 6.6932 | 104.0169 | 78.6667 | 149.3545 | 5.2768 | 85 |  | 285 | 223.5139 | 40.5354 | 74.0131 | 112.2693 | 6.6932 | 143.4821 | 77.9356 | 43.1854 | 4.9179 | 84
|  | 286 | 322.6929 | 79.5196 | 127.8483 | 181.7074 | 6.6932 | 23.8497 | 151.0322 | 238.8681 | 7.0575 | 79 |  | 286 | 261.0658 | 59.6966 | 87.3687 | 98.1465 | 6.6932 | 237.6704 | 97.5317 | 70.0911 | 5.8192 | 86 |  | 286 | 219.1543 | 50.1304 | 88.6599 | 123.3866 | 6.6932 | 104.0877 | 78.6738 | 150.0646 | 5.2768 | 86 |  | 286 | 220.6466 | 40.3053 | 73.7242 | 112.1232 | 6.6932 | 143.5338 | 77.9599 | 43.4022 | 4.9179 | 85
|  | 287 | 318.6589 | 79.0897 | 127.4621 | 181.4808 | 6.6932 | 23.8582 | 151.0812 | 239.7314 | 7.0575 | 81 |  | 287 | 257.8995 | 59.3554 | 87.1053 | 98.0909 | 6.6932 | 238.1614 | 97.5724 | 70.5569 | 5.8192 | 87 |  | 287 | 216.4174 | 49.7925 | 88.3822 | 123.1673 | 6.6932 | 104.1575 | 78.6836 | 150.7856 | 5.2768 | 87 |  | 287 | 217.8611 | 39.9652 | 73.5486 | 111.8921 | 6.6932 | 143.5859 | 77.9878 | 43.631 | 4.9179 | 85
|  | 288 | 314.788 | 78.6192 | 127.0745 | 181.1331 | 6.6932 | 23.8669 | 151.1335 | 240.5974 | 7.0575 | 83 |  | 288 | 254.7733 | 58.9611 | 86.8187 | 98.0715 | 6.6932 | 238.6572 | 97.6163 | 71.0273 | 5.8192 | 88 |  | 288 | 213.6658 | 49.4254 | 88.1098 | 122.9866 | 6.6932 | 104.2263 | 78.6959 | 151.5091 | 5.2768 | 88 |  | 288 | 215.1215 | 39.761 | 73.3334 | 111.5185 | 6.6932 | 143.6382 | 78.0188 | 43.8664 | 4.9179 | 86
|  | 289 | 310.9972 | 78.0404 | 126.5904 | 180.9102 | 6.6932 | 23.8758 | 151.1885 | 241.4645 | 7.0575 | 84 |  | 289 | 251.9119 | 58.5362 | 86.5138 | 97.8365 | 6.6932 | 239.1572 | 97.6631 | 71.5015 | 5.8192 | 88 |  | 289 | 210.9496 | 49.1386 | 87.8478 | 122.6799 | 6.6932 | 104.2941 | 78.7103 | 152.2344 | 5.2768 | 88 |  | 289 | 212.6286 | 39.3477 | 73.1149 | 111.1107 | 6.6932 | 143.6907 | 78.0526 | 44.1043 | 4.9179 | 87
|  | 290 | 307.132 | 77.6664 | 126.2421 | 180.4211 | 6.6932 | 23.8847 | 151.2455 | 242.3309 | 7.0575 | 86 |  | 290 | 248.9579 | 58.1952 | 86.2491 | 97.5697 | 6.6932 | 239.6605 | 97.7123 | 71.9799 | 5.8192 | 89 |  | 290 | 208.337 | 48.8354 | 87.6102 | 122.2615 | 6.6932 | 104.3608 | 78.7264 | 152.9598 | 5.2768 | 89 |  | 290 | 209.9388 | 38.9911 | 72.8683 | 110.8714 | 6.6932 | 143.7434 | 78.0889 | 44.3435 | 4.9179 | 87
|  | 291 | 303.3927 | 77.1883 | 125.971 | 179.8328 | 6.6932 | 23.8937 | 151.3039 | 243.1948 | 7.0575 | 88 |  | 291 | 246.0243 | 57.7862 | 85.9777 | 97.4697 | 6.6932 | 240.1666 | 97.7635 | 72.4633 | 5.8192 | 90 |  | 291 | 205.6936 | 48.5135 | 87.4221 | 121.8431 | 6.6932 | 104.4264 | 78.744 | 153.6841 | 5.2768 | 90 |  | 291 | 207.9426 | 38.845 | 72.7576 | 110.698 | 6.6932 | 143.7961 | 78.1273 | 44.5836 | 4.9179 | 88
|  | 292 | 299.6346 | 76.7544 | 125.6096 | 179.3096 | 6.6932 | 23.9028 | 151.3631 | 244.0547 | 7.0575 | 89 |  | 292 | 243.9988 | 57.468 | 85.8038 | 97.3684 | 6.6932 | 240.6746 | 97.8162 | 72.9478 | 5.8192 | 90 |  | 292 | 203.384 | 48.3001 | 87.2002 | 121.5755 | 6.6932 | 104.4909 | 78.7627 | 154.4061 | 5.2768 | 90 |  | 292 | 206.1876 | 38.6124 | 72.5736 | 110.4643 | 6.6932 | 143.8488 | 78.1675 | 44.8242 | 4.9179 | 88
|  | 293 | 296.7188 | 76.4112 | 125.4288 | 178.9648 | 6.6932 | 23.9119 | 151.4224 | 244.9086 | 7.0575 | 91 |  | 293 | 241.7399 | 57.2963 | 85.6702 | 97.3137 | 6.6932 | 241.1839 | 97.87 | 73.4327 | 5.8192 | 91 |  | 293 | 201.4784 | 48.1643 | 87.0317 | 121.3367 | 6.6932 | 104.5542 | 78.7822 | 155.1248 | 5.2768 | 91 |  | 293 | 204.1849 | 38.493 | 72.4455 | 110.3094 | 6.6932 | 143.9015 | 78.2092 | 45.0649 | 4.9179 | 89
|  | 294 | 294.0427 | 76.0779 | 125.2454 | 178.6348 | 6.6932 | 23.921 | 151.4812 | 245.7551 | 7.0575 | 93 |  | 294 | 239.6153 | 57.0348 | 85.4764 | 97.2747 | 6.6932 | 241.6937 | 97.9244 | 73.9171 | 5.8192 | 92 |  | 294 | 199.6391 | 47.9317 | 86.8739 | 121.1177 | 6.6932 | 104.6163 | 78.8021 | 155.8389 | 5.2768 | 92 |  | 294 | 202.1603 | 38.3689 | 72.3052 | 110.1932 | 6.6932 | 143.954 | 78.2519 | 45.3053 | 4.9179 | 89
|  | 295 | 291.4223 | 75.7479 | 124.9856 | 178.3222 | 6.6932 | 23.9301 | 151.5389 | 246.5922 | 7.0575 | 94 |  | 295 | 237.3094 | 56.8116 | 85.3745 | 97.2867 | 6.6932 | 242.2033 | 97.9789 | 74.4002 | 5.8192 | 92 |  | 295 | 197.7642 | 47.7069 | 86.6961 | 120.9465 | 6.6932 | 104.6771 | 78.822 | 156.5473 | 5.2768 | 92 |  | 295 | 200.1431 | 38.2155 | 72.187 | 110.0769 | 6.6932 | 144.0063 | 78.2953 | 45.5451 | 4.9179 | 90
|  | 296 | 288.7965 | 75.3134 | 124.7547 | 178.0906 | 6.6932 | 23.9392 | 151.5948 | 247.4183 | 7.0575 | 96 |  | 296 | 235.2491 | 56.415 | 85.2005 | 97.2987 | 6.6932 | 242.7121 | 98.0332 | 74.8812 | 5.8192 | 93 |  | 296 | 196.0212 | 47.4133 | 86.4419 | 120.7886 | 6.6932 | 104.7367 | 78.8417 | 157.2488 | 5.2768 | 93 |  | 296 | 198.3234 | 37.9522 | 71.9811 | 109.9606 | 6.6932 | 144.0583 | 78.3392 | 45.7838 | 4.9179 | 91
|  | 297 | 286.1024 | 74.9908 | 124.4747 | 177.8646 | 6.6932 | 23.9483 | 151.6482 | 248.2317 | 7.0575 | 97 |  | 297 | 233.0266 | 56.2006 | 85.0065 | 97.3107 | 6.6932 | 243.2193 | 98.0868 | 75.3593 | 5.8192 | 93 |  | 297 | 194.1501 | 47.159 | 86.2765 | 120.6308 | 6.6932 | 104.795 | 78.8609 | 157.9423 | 5.2768 | 93 |  | 297 | 196.4027 | 37.6856 | 71.8794 | 109.8443 | 6.6932 | 144.11 | 78.383 | 46.0211 | 4.9179 | 91
|  | 298 | 283.2468 | 74.7472 | 124.2772 | 177.6386 | 6.6932 | 23.9572 | 151.6986 | 249.0306 | 7.0575 | 99 |  | 298 | 230.8767 | 55.9084 | 84.8177 | 97.3227 | 6.6932 | 243.7241 | 98.1393 | 75.8338 | 5.8192 | 94 |  | 298 | 192.2424 | 46.9677 | 86.0847 | 120.4729 | 6.6932 | 104.8519 | 78.8791 | 158.6266 | 5.2768 | 94 |  | 298 | 194.4852 | 37.457 | 71.747 | 109.7176 | 6.6932 | 144.1612 | 78.4266 | 46.2566 | 4.9179 | 92
|  | 299 | 280.3967 | 74.5007 | 124.0771 | 177.4126 | 6.6932 | 23.9661 | 151.7454 | 249.8134 | 7.0575 | 100 |  | 299 | 228.6489 | 55.6435 | 84.677 | 97.3371 | 6.6932 | 244.2259 | 98.1901 | 76.3057 | 5.8192 | 95 |  | 299 | 190.2244 | 46.8097 | 85.9699 | 120.315 | 6.6932 | 104.9074 | 78.896 | 159.3006 | 5.2768 | 95 |  | 299 | 192.4682 | 37.3323 | 71.6321 | 109.569 | 6.6932 | 144.212 | 78.4696 | 46.4898 | 4.9179 | 92
|  | 300 | 277.6176 | 74.1911 | 123.8662 | 177.1895 | 6.6932 | 23.9749 | 151.7878 | 250.5784 | 7.0575 | 102 |  | 300 | 226.4056 | 55.4375 | 84.4993 | 97.3452 | 6.6932 | 244.724 | 98.2388 | 76.7729 | 5.8192 | 95 |  | 300 | 188.1994 | 46.6463 | 85.8585 | 120.1661 | 6.6932 | 104.9615 | 78.9114 | 159.963 | 5.2768 | 95 |  | 300 | 190.48 | 37.1627 | 71.5333 | 109.4204 | 6.6932 | 144.2622 | 78.5115 | 46.7205 | 4.9179 | 93
|  | 301 | 274.8564 | 73.8407 | 123.6767 | 176.9678 | 6.6932 | 23.9835 | 151.8252 | 251.3237 | 7.0575 | 103 |  | 301 | 224.0142 | 55.3003 | 84.4031 | 97.351 | 6.6932 | 245.2177 | 98.2851 | 77.2341 | 5.8192 | 96 |  | 301 | 186.251 | 46.4525 | 85.7145 | 120.0036 | 6.6932 | 105.0141 | 78.9248 | 160.6129 | 5.2768 | 96 |  | 301 | 188.5108 | 37.0055 | 71.4032 | 109.2718 | 6.6932 | 144.3118 | 78.5521 | 46.9482 | 4.9179 | 93
|  | 302 | 272.0562 | 73.5097 | 123.5476 | 176.7054 | 6.6932 | 23.992 | 151.8571 | 252.0477 | 7.0575 | 105 |  | 302 | 221.8443 | 55.0511 | 84.1974 | 97.3569 | 6.6932 | 245.7062 | 98.3284 | 77.6883 | 5.8192 | 96 |  | 302 | 184.3915 | 46.1858 | 85.555 | 119.8405 | 6.6932 | 105.0653 | 78.936 | 161.2489 | 5.2768 | 96 |  | 302 | 186.7475 | 36.7123 | 71.2055 | 109.1209 | 6.6932 | 144.3607 | 78.591 | 47.1725 | 4.9179 | 94
|  | 303 | 269.2129 | 73.2415 | 123.3987 | 176.443 | 6.6932 | 24.0002 | 151.8827 | 252.7486 | 7.0575 | 106 |  | 303 | 219.5988 | 54.8485 | 84.0326 | 97.3509 | 6.6932 | 246.1888 | 98.3684 | 78.1347 | 5.8192 | 97 |  | 303 | 182.4267 | 46.0206 | 85.3994 | 119.6775 | 6.6932 | 105.1149 | 78.9445 | 161.8699 | 5.2768 | 97 |  | 303 | 184.7854 | 36.5551 | 71.1123 | 108.9282 | 6.6932 | 144.4088 | 78.6279 | 47.393 | 4.9179 | 94
|  | 304 | 266.4027 | 72.9864 | 123.2036 | 176.1806 | 6.6932 | 24.0083 | 151.9015 | 253.4249 | 7.0575 | 108 |  | 304 | 217.4417 | 54.5728 | 83.8884 | 97.3089 | 6.6932 | 246.6648 | 98.4044 | 78.5727 | 5.8192 | 98 |  | 304 | 180.4511 | 45.9045 | 85.2444 | 119.4755 | 6.6932 | 105.163 | 78.9501 | 162.4749 | 5.2768 | 98 |  | 304 | 182.9456 | 36.3337 | 70.9411 | 108.7554 | 6.6932 | 144.4561 | 78.6624 | 47.6094 | 4.9179 | 94
|  | 305 | 263.8408 | 72.5951 | 122.9335 | 175.8812 | 6.6932 | 24.0162 | 151.9128 | 254.0746 | 7.0575 | 109 |  | 305 | 215.2304 | 54.3764 | 83.682 | 97.3042 | 6.6932 | 247.1335 | 98.4362 | 79.0012 | 5.8192 | 98 |  | 305 | 178.6026 | 45.7303 | 85.0249 | 119.269 | 6.6932 | 105.2094 | 78.9524 | 163.0625 | 5.2768 | 98 |  | 305 | 181.0178 | 36.1724 | 70.7739 | 108.6066 | 6.6932 | 144.5024 | 78.6942 | 47.8213 | 4.9179 | 95
|  | 306 | 261.2872 | 72.1521 | 122.7244 | 175.5642 | 6.6932 | 24.0238 | 151.916 | 254.6962 | 7.0575 | 111 |  | 306 | 213.0615 | 54.0844 | 83.5193 | 97.3089 | 6.6932 | 247.5941 | 98.4633 | 79.4196 | 5.8192 | 99 |  | 306 | 176.7744 | 45.4493 | 84.8493 | 119.1051 | 6.6932 | 105.2543 | 78.9511 | 163.6317 | 5.2768 | 99 |  | 306 | 179.195 | 35.897 | 70.6157 | 108.4577 | 6.6932 | 144.5478 | 78.7229 | 48.0282 | 4.9179 | 95
|  | 307 | 258.5461 | 71.8801 | 122.48 | 175.299 | 6.6932 | 24.0311 | 151.9104 | 255.2878 | 7.0575 | 112 |  | 307 | 210.8523 | 53.808 | 83.3812 | 97.3136 | 6.6932 | 248.0461 | 98.4852 | 79.8269 | 5.8192 | 99 |  | 307 | 174.748 | 45.2924 | 84.7476 | 118.9413 | 6.6932 | 105.2974 | 78.9458 | 164.1813 | 5.2768 | 99 |  | 307 | 177.2133 | 35.7457 | 70.4925 | 108.3088 | 6.6932 | 144.5922 | 78.7481 | 48.2298 | 4.9179 | 96
|  | 308 | 256.1336 | 71.4052 | 122.1099 | 175.0338 | 6.6932 | 24.0381 | 151.8954 | 255.8478 | 7.0575 | 113 |  | 308 | 208.7796 | 53.3765 | 83.2619 | 97.3182 | 6.6932 | 248.4886 | 98.5014 | 80.2225 | 5.8192 | 100 |  | 308 | 172.9307 | 44.9824 | 84.5901 | 118.7775 | 6.6932 | 105.3389 | 78.9363 | 164.7101 | 5.2768 | 100 |  | 308 | 175.3489 | 35.4946 | 70.3517 | 108.1599 | 6.6932 | 144.6354 | 78.7697 | 48.4257 | 4.9179 | 96
|  | 309 | 253.531 | 71.1819 | 121.6783 | 174.7686 | 6.6932 | 24.0449 | 151.8704 | 256.3754 | 7.0575 | 115 |  | 309 | 206.538 | 53.1416 | 83.1147 | 97.3229 | 6.6932 | 248.9209 | 98.5116 | 80.6054 | 5.8192 | 100 |  | 309 | 170.9683 | 44.7808 | 84.4692 | 118.6136 | 6.6932 | 105.3786 | 78.9221 | 165.2171 | 5.2768 | 100 |  | 309 | 173.3869 | 35.3111 | 70.2409 | 108.0111 | 6.6932 | 144.6775 | 78.7871 | 48.6155 | 4.9179 | 97
|  | 310 | 250.88 | 70.9601 | 121.2936 | 174.5034 | 6.6932 | 24.0513 | 151.8347 | 256.8686 | 7.0575 | 116 |  | 310 | 204.3311 | 52.9143 | 82.9254 | 97.3275 | 6.6932 | 249.3424 | 98.5152 | 80.9748 | 5.8192 | 101 |  | 310 | 169.1037 | 44.5166 | 84.3132 | 118.4498 | 6.6932 | 105.4166 | 78.9029 | 165.7009 | 5.2768 | 101 |  | 310 | 171.408 | 35.1115 | 70.163 | 107.8622 | 6.6932 | 144.7183 | 78.8 | 48.7989 | 4.9179 | 97
|  | 311 | 248.1811 | 70.7336 | 120.9614 | 174.2382 | 6.6932 | 24.0573 | 151.7877 | 257.325 | 7.0575 | 117 |  | 311 | 202.1355 | 52.6907 | 82.721 | 97.3322 | 6.6932 | 249.7522 | 98.5119 | 81.33 | 5.8192 | 101 |  | 311 | 167.2481 | 44.3405 | 84.06 | 118.286 | 6.6932 | 105.4527 | 78.8785 | 166.1606 | 5.2768 | 101 |  | 311 | 169.5839 | 34.8942 | 69.958 | 107.7034 | 6.6932 | 144.7578 | 78.8082 | 48.9754 | 4.9179 | 97
|  | 312 | 245.5887 | 70.4404 | 120.5894 | 173.973 | 6.6932 | 24.0629 | 151.7287 | 257.7429 | 7.0575 | 119 |  | 312 | 200.1838 | 52.3977 | 82.4093 | 97.2697 | 6.6932 | 250.1498 | 98.5011 | 81.6701 | 5.8192 | 101 |  | 312 | 165.5144 | 44.1043 | 83.8063 | 118.061 | 6.6932 | 105.487 | 78.8484 | 166.5948 | 5.2768 | 101 |  | 312 | 167.7938 | 34.6644 | 69.7873 | 107.4888 | 6.6932 | 144.7959 | 78.8112 | 49.1446 | 4.9179 | 98
|  | 313 | 242.9612 | 70.2033 | 120.2338 | 173.6704 | 6.6932 | 24.0682 | 151.6572 | 258.1206 | 7.0575 | 120 |  | 313 | 198.2176 | 52.0842 | 82.08 | 97.2598 | 6.6932 | 250.5343 | 98.4825 | 81.9944 | 5.8192 | 102 |  | 313 | 163.7345 | 43.8968 | 83.5517 | 117.8542 | 6.6932 | 105.5194 | 78.8123 | 167.0026 | 5.2768 | 102 |  | 313 | 166.024 | 34.4401 | 69.5319 | 107.3332 | 6.6932 | 144.8326 | 78.8087 | 49.3062 | 4.9179 | 98
|  | 314 | 240.3904 | 70.0437 | 119.8034 | 173.3086 | 6.6932 | 24.073 | 151.5725 | 258.4563 | 7.0575 | 121 |  | 314 | 196.1594 | 51.8962 | 81.7094 | 97.2576 | 6.6932 | 250.9051 | 98.4556 | 82.3018 | 5.8192 | 102 |  | 314 | 162.0836 | 43.753 | 83.068 | 117.6839 | 6.6932 | 105.5499 | 78.7699 | 167.3826 | 5.2768 | 102 |  | 314 | 164.3229 | 34.2248 | 69.1987 | 107.1776 | 6.6932 | 144.8677 | 78.8003 | 49.4597 | 4.9179 | 99
|  | 315 | 237.6858 | 69.8102 | 119.5082 | 173.0191 | 6.6932 | 24.0774 | 151.4739 | 258.7483 | 7.0575 | 123 |  | 315 | 193.9724 | 51.7158 | 81.4599 | 97.2555 | 6.6932 | 251.2615 | 98.42 | 82.5918 | 5.8192 | 103 |  | 315 | 160.1923 | 43.5464 | 82.8875 | 117.5136 | 6.6932 | 105.5784 | 78.7209 | 167.7338 | 5.2768 | 103 |  | 315 | 162.5726 | 33.9008 | 69.0235 | 107.022 | 6.6932 | 144.9012 | 78.7858 | 49.6049 | 4.9179 | 99
|  | 316 | 234.9034 | 69.6082 | 119.2426 | 172.7463 | 6.6932 | 24.0813 | 151.3608 | 258.9949 | 7.0575 | 124 |  | 316 | 191.8244 | 51.4652 | 81.2418 | 97.2533 | 6.6932 | 251.6027 | 98.3751 | 82.8633 | 5.8192 | 103 |  | 316 | 158.322 | 43.4054 | 82.6205 | 117.3433 | 6.6932 | 105.6049 | 78.6648 | 168.0549 | 5.2768 | 103 |  | 316 | 160.7017 | 33.6918 | 68.8538 | 106.8663 | 6.6932 | 144.9331 | 78.7648 | 49.7412 | 4.9179 | 99
|  | 317 | 232.3413 | 69.433 | 118.73 | 172.4736 | 6.6932 | 24.0848 | 151.2327 | 259.1944 | 7.0575 | 125 |  | 317 | 189.6085 | 51.2856 | 81.0205 | 97.2512 | 6.6932 | 251.928 | 98.3206 | 83.1158 | 5.8192 | 104 |  | 317 | 156.383 | 43.2667 | 82.4198 | 117.1729 | 6.6932 | 105.6295 | 78.6014 | 168.3449 | 5.2768 | 104 |  | 317 | 158.8169 | 33.5174 | 68.6635 | 106.7107 | 6.6932 | 144.9632 | 78.7368 | 49.8683 | 4.9179 | 100
|  | 318 | 229.5768 | 69.1138 | 118.5636 | 172.2008 | 6.6932 | 24.0877 | 151.0888 | 259.345 | 7.0575 | 126 |  | 318 | 187.3365 | 51.1105 | 80.8508 | 97.2491 | 6.6932 | 252.2368 | 98.2559 | 83.3482 | 5.8192 | 104 |  | 318 | 154.5268 | 43.0799 | 82.1844 | 117.0026 | 6.6932 | 105.6519 | 78.5304 | 168.6026 | 5.2768 | 104 |  | 318 | 156.8432 | 33.388 | 68.517 | 106.5551 | 6.6932 | 144.9915 | 78.7016 | 49.9859 | 4.9179 | 100
|  | 319 | 227.0062 | 68.7638 | 118.2343 | 171.9281 | 6.6932 | 24.0901 | 150.9285 | 259.445 | 7.0575 | 128 |  | 319 | 184.9957 | 50.9776 | 80.7078 | 97.2469 | 6.6932 | 252.5282 | 98.1808 | 83.5598 | 5.8192 | 104 |  | 319 | 152.6022 | 42.9612 | 81.9494 | 116.8323 | 6.6932 | 105.6723 | 78.4514 | 168.8267 | 5.2768 | 104 |  | 319 | 155.0068 | 33.2069 | 68.285 | 106.3994 | 6.6932 | 145.018 | 78.6589 | 50.0935 | 4.9179 | 100
|  | 320 | 224.2685 | 68.5504 | 117.9354 | 171.6553 | 6.6932 | 24.0919 | 150.7511 | 259.4927 | 7.0575 | 129 |  | 320 | 182.797 | 50.8072 | 80.46 | 97.2448 | 6.6932 | 252.8017 | 98.0946 | 83.7498 | 5.8192 | 105 |  | 320 | 150.6325 | 42.8126 | 81.7893 | 116.662 | 6.6932 | 105.6906 | 78.364 | 169.0163 | 5.2768 | 105 |  | 320 | 153.0232 | 33.0686 | 68.1574 | 106.2438 | 6.6932 | 145.0425 | 78.6082 | 50.1907 | 4.9179 | 101
|  | 321 | 221.8568 | 68.1845 | 117.463 | 171.3825 | 6.6932 | 24.0932 | 150.5562 | 259.4864 | 7.0575 | 130 |  | 321 | 180.7498 | 50.5907 | 80.107 | 97.2427 | 6.6932 | 253.0564 | 97.997 | 83.9173 | 5.8192 | 105 |  | 321 | 148.9009 | 42.588 | 81.4671 | 116.4916 | 6.6932 | 105.7066 | 78.268 | 169.17 | 5.2768 | 105 |  | 321 | 151.1786 | 32.9023 | 67.9187 | 106.0882 | 6.6932 | 145.065 | 78.5493 | 50.2772 | 4.9179 | 101
|  | 322 | 219.1825 | 67.8941 | 117.1778 | 171.1098 | 6.6932 | 24.0939 | 150.3429 | 259.4244 | 7.0575 | 131 |  | 322 | 178.5914 | 50.3592 | 79.88 | 97.2405 | 6.6932 | 253.2916 | 97.8875 | 84.0616 | 5.8192 | 105 |  | 322 | 147.0127 | 42.4234 | 81.2415 | 116.3213 | 6.6932 | 105.7205 | 78.1629 | 169.2868 | 5.2768 | 105 |  | 322 | 149.3363 | 32.7141 | 67.6997 | 105.9325 | 6.6932 | 145.0854 | 78.4818 | 50.3525 | 4.9179 | 101
|  | 323 | 216.8257 | 67.6393 | 116.5394 | 170.837 | 6.6932 | 24.0939 | 150.1107 | 259.3048 | 7.0575 | 132 |  | 323 | 176.4372 | 50.1202 | 79.6565 | 97.2384 | 6.6932 | 253.5067 | 97.7657 | 84.1818 | 5.8192 | 106 |  | 323 | 145.0998 | 42.2662 | 81.0333 | 116.151 | 6.6932 | 105.7322 | 78.0485 | 169.3655 | 5.2768 | 106 |  | 323 | 147.5188 | 32.5052 | 67.4765 | 105.7769 | 6.6932 | 145.1037 | 78.4053 | 50.4166 | 4.9179 | 101
|  | 324 | 214.5391 | 67.3794 | 115.8358 | 170.5643 | 6.6932 | 24.0933 | 149.859 | 259.1261 | 7.0575 | 133 |  | 324 | 174.5435 | 49.8634 | 79.1901 | 97.2363 | 6.6932 | 253.701 | 97.6311 | 84.2771 | 5.8192 | 106 |  | 324 | 143.2709 | 42.149 | 80.701 | 115.9807 | 6.6932 | 105.7415 | 77.9244 | 169.4049 | 5.2768 | 106 |  | 324 | 145.6758 | 32.2638 | 67.3114 | 105.6213 | 6.6932 | 145.1197 | 78.3195 | 50.4691 | 4.9179 | 102
|  | 325 | 211.8499 | 67.0665 | 115.5881 | 170.2915 | 6.6932 | 24.092 | 149.587 | 258.8865 | 7.0575 | 134 |  | 325 | 172.5923 | 49.6513 | 78.7367 | 97.2341 | 6.6932 | 253.8736 | 97.4833 | 84.3467 | 5.8192 | 106 |  | 325 | 141.8287 | 41.9171 | 80.0966 | 115.8103 | 6.6932 | 105.7486 | 77.7903 | 169.4039 | 5.2768 | 106 |  | 325 | 144.0035 | 32.1686 | 66.8293 | 105.4657 | 6.6932 | 145.1335 | 78.224 | 50.5098 | 4.9179 | 102
|  | 326 | 209.4114 | 66.7792 | 115.0638 | 170.0188 | 6.6932 | 24.0901 | 149.2943 | 258.5843 | 7.0575 | 136 |  | 326 | 170.7051 | 49.371 | 78.2874 | 97.232 | 6.6932 | 254.024 | 97.3218 | 84.3898 | 5.8192 | 107 |  | 326 | 140.1741 | 41.7482 | 79.6418 | 115.64 | 6.6932 | 105.7533 | 77.6458 | 169.3613 | 5.2768 | 107 |  | 326 | 142.2491 | 32.0076 | 66.4952 | 105.31 | 6.6932 | 145.1449 | 78.1185 | 50.5377 | 4.9179 | 102
|  | 327 | 206.895 | 66.4448 | 114.6647 | 169.746 | 6.6932 | 24.0874 | 148.98 | 258.2177 | 7.0575 | 137 |  | 327 | 168.623 | 49.1733 | 77.9504 | 97.2299 | 6.6932 | 254.1513 | 97.1462 | 84.4056 | 5.8192 | 107 |  | 327 | 138.4383 | 41.6143 | 79.2332 | 115.4697 | 6.6932 | 105.7557 | 77.4906 | 169.2759 | 5.2768 | 107 |  | 327 | 140.4449 | 31.8739 | 66.1835 | 105.1544 | 6.6932 | 145.1538 | 78.0027 | 50.5526 | 4.9179 | 102
|  | 328 | 204.649 | 66.0464 | 114.059 | 169.4732 | 6.6932 | 24.0841 | 148.6437 | 257.7856 | 7.0575 | 138 |  | 328 | 166.6674 | 48.8297 | 77.6328 | 97.2277 | 6.6932 | 254.2549 | 96.956 | 84.3932 | 5.8192 | 107 |  | 328 | 136.7818 | 41.3399 | 78.8858 | 115.2994 | 6.6932 | 105.7556 | 77.3244 | 169.1467 | 5.2768 | 107 |  | 328 | 138.5272 | 31.714 | 66.0116 | 104.9988 | 6.6932 | 145.1603 | 77.8762 | 50.554 | 4.9179 | 103
|  | 329 | 202.0441 | 65.8305 | 113.6299 | 169.2005 | 6.6932 | 24.0799 | 148.2846 | 257.2865 | 7.0575 | 139 |  | 329 | 164.5103 | 48.6725 | 77.3302 | 97.2256 | 6.6932 | 254.3341 | 96.7508 | 84.3518 | 5.8192 | 107 |  | 329 | 134.9849 | 41.1095 | 78.6346 | 115.1291 | 6.6932 | 105.7531 | 77.1468 | 168.9724 | 5.2768 | 107 |  | 329 | 136.7937 | 31.5195 | 65.69 | 104.8431 | 6.6932 | 145.1642 | 77.7387 | 50.5414 | 4.9179 | 103
|  | 330 | 199.6088 | 65.3892 | 113.2565 | 168.9277 | 6.6932 | 24.075 | 147.9022 | 256.7179 | 7.0575 | 140 |  | 330 | 162.4758 | 48.4097 | 77.0108 | 97.2235 | 6.6932 | 254.3881 | 96.5302 | 84.2806 | 5.8192 | 108 |  | 330 | 133.2244 | 40.8948 | 78.3315 | 114.9587 | 6.6932 | 105.7481 | 76.9575 | 168.7519 | 5.2768 | 108 |  | 330 | 134.9791 | 31.3678 | 65.4068 | 104.6875 | 6.6932 | 145.1655 | 77.5898 | 50.5146 | 4.9179 | 103
|  | 331 | 197.1092 | 65.0385 | 112.8569 | 168.655 | 6.6932 | 24.0694 | 147.4957 | 256.0779 | 7.0575 | 141 |  | 331 | 160.6302 | 48.0818 | 76.5674 | 97.2213 | 6.6932 | 254.4163 | 96.2936 | 84.1788 | 5.8192 | 108 |  | 331 | 131.5811 | 40.6638 | 77.9273 | 114.7884 | 6.6932 | 105.7406 | 76.7562 | 168.484 | 5.2768 | 108 |  | 331 | 133.2081 | 31.2334 | 65.0626 | 104.5319 | 6.6932 | 145.1641 | 77.4292 | 50.4731 | 4.9179 | 103
|  | 332 | 194.9865 | 64.6152 | 112.1529 | 168.3822 | 6.6932 | 24.063 | 147.0646 | 255.365 | 7.0575 | 142 |  | 332 | 158.6344 | 47.7997 | 76.2287 | 97.2192 | 6.6932 | 254.4179 | 96.0407 | 84.0456 | 5.8192 | 108 |  | 332 | 129.9513 | 40.4767 | 77.4659 | 114.6181 | 6.6932 | 105.7305 | 76.5425 | 168.1679 | 5.2768 | 108 |  | 332 | 131.5601 | 31.0492 | 64.6452 | 104.3762 | 6.6932 | 145.1599 | 77.2564 | 50.4166 | 4.9179 | 103
|  | 333 | 192.4801 | 64.2752 | 111.7493 | 168.1095 | 6.6932 | 24.0558 | 146.6082 | 254.5773 | 7.0575 | 143 |  | 333 | 156.4843 | 47.5977 | 75.9639 | 97.2171 | 6.6932 | 254.3921 | 95.771 | 83.8801 | 5.8192 | 108 |  | 333 | 128.1669 | 40.2744 | 77.1743 | 114.4478 | 6.6932 | 105.7178 | 76.316 | 167.8038 | 5.2768 | 108 |  | 333 | 129.736 | 30.872 | 64.397 | 104.2206 | 6.6932 | 145.1528 | 77.0713 | 50.3446 | 4.9179 | 103
|  | 334 | 190.3309 | 63.9154 | 111.0083 | 167.8367 | 6.6932 | 24.0478 | 146.126 | 253.7131 | 7.0575 | 144 |  | 334 | 154.5558 | 47.2969 | 75.5765 | 97.2149 | 6.6932 | 254.3384 | 95.4841 | 83.6816 | 5.8192 | 109 |  | 334 | 126.4844 | 40.0005 | 76.8522 | 114.2774 | 6.6932 | 105.7025 | 76.0765 | 167.3887 | 5.2768 | 109 |  | 334 | 127.9268 | 30.7069 | 64.1218 | 104.065 | 6.6932 | 145.1429 | 76.8734 | 50.2567 | 4.9179 | 103
|  | 335 | 188.175 | 63.4977 | 110.3319 | 167.5639 | 6.6932 | 24.0388 | 145.6171 | 252.7707 | 7.0575 | 145 |  | 335 | 152.5594 | 47.0503 | 75.2026 | 97.2128 | 6.6932 | 254.256 | 95.1794 | 83.4492 | 5.8192 | 109 |  | 335 | 124.8019 | 39.8168 | 76.4401 | 114.1071 | 6.6932 | 105.6846 | 75.8236 | 166.9215 | 5.2768 | 109 |  | 335 | 126.0968 | 30.531 | 63.8752 | 103.9123 | 6.6932 | 145.1299 | 76.6624 | 50.1526 | 4.9179 | 104
|  | 336 | 185.9295 | 63.1426 | 109.6825 | 167.2912 | 6.6932 | 24.0289 | 145.0811 | 251.7483 | 7.0575 | 145 |  | 336 | 150.6473 | 46.7411 | 74.779 | 97.2388 | 6.6932 | 254.1441 | 94.8566 | 83.1821 | 5.8192 | 109 |  | 336 | 123.1065 | 39.5911 | 76.0806 | 113.939 | 6.6932 | 105.6639 | 75.557 | 166.4011 | 5.2768 | 109 |  | 336 | 124.3904 | 30.3625 | 63.4639 | 103.7933 | 6.6932 | 145.1139 | 76.4379 | 50.0319 | 4.9179 | 104
|  | 337 | 183.6468 | 62.8517 | 109.0062 | 167.0184 | 6.6932 | 24.0181 | 144.5173 | 250.6443 | 7.0575 | 146 |  | 337 | 148.9796 | 46.4483 | 74.0835 | 97.2759 | 6.6932 | 254.0021 | 94.5153 | 82.8795 | 5.8192 | 109 |  | 337 | 121.5595 | 39.3935 | 75.5108 | 113.8047 | 6.6932 | 105.6406 | 75.2763 | 165.8262 | 5.2768 | 109 |  | 337 | 122.723 | 30.2225 | 62.9957 | 103.6637 | 6.6932 | 145.0948 | 76.1996 | 49.8941 | 4.9179 | 104
|  | 338 | 181.5194 | 62.4355 | 108.2997 | 166.7457 | 6.6932 | 24.0063 | 143.9251 | 249.4569 | 7.0575 | 147 |  | 338 | 147.0092 | 46.1583 | 73.6879 | 97.3129 | 6.6932 | 253.8292 | 94.1549 | 82.5406 | 5.8192 | 109 |  | 338 | 120.1415 | 39.0504 | 74.9575 | 113.6704 | 6.6932 | 105.6144 | 74.9812 | 165.1958 | 5.2768 | 109 |  | 338 | 120.9032 | 30.0912 | 62.7101 | 103.4951 | 6.6932 | 145.0725 | 75.9471 | 49.739 | 4.9179 | 104
|  | 339 | 179.4505 | 61.9893 | 107.5308 | 166.5069 | 6.6932 | 23.9936 | 143.3037 | 248.1844 | 7.0575 | 148 |  | 339 | 145.2597 | 45.8545 | 73.1337 | 97.3015 | 6.6932 | 253.6247 | 93.775 | 82.1645 | 5.8192 | 109 |  | 339 | 118.5526 | 38.8034 | 74.4962 | 113.5188 | 6.6932 | 105.5855 | 74.6714 | 164.5086 | 5.2768 | 109 |  | 339 | 119.322 | 29.8929 | 62.2596 | 103.32 | 6.6932 | 145.047 | 75.6802 | 49.566 | 4.9179 | 104
|  | 340 | 177.1386 | 61.6721 | 106.8625 | 166.2817 | 6.6932 | 23.9798 | 142.6526 | 246.8251 | 7.0575 | 149 |  | 340 | 143.4448 | 45.5362 | 72.6637 | 97.2858 | 6.6932 | 253.3879 | 93.3752 | 81.7505 | 5.8192 | 109 |  | 340 | 117.1786 | 38.5234 | 73.884 | 113.3364 | 6.6932 | 105.5537 | 74.3465 | 163.7636 | 5.2768 | 109 |  | 340 | 117.6844 | 29.7362 | 61.8467 | 103.122 | 6.6932 | 145.0181 | 75.3984 | 49.3748 | 4.9179 | 104
|  | 341 | 174.9428 | 61.2336 | 106.1992 | 166.0566 | 6.6932 | 23.9651 | 141.9712 | 245.3772 | 7.0575 | 150 |  | 341 | 141.6754 | 45.1939 | 72.1915 | 97.2507 | 6.6932 | 253.1182 | 92.955 | 81.2977 | 5.8192 | 109 |  | 341 | 115.6218 | 38.2395 | 73.467 | 113.1454 | 6.6932 | 105.519 | 74.0061 | 162.9594 | 5.2768 | 109 |  | 341 | 116.1107 | 29.5678 | 61.3816 | 102.9241 | 6.6932 | 144.9858 | 75.1014 | 49.165 | 4.9179 | 104
|  | 342 | 172.6567 | 60.8551 | 105.5662 | 165.8314 | 6.6932 | 23.9492 | 141.2588 | 243.8389 | 7.0575 | 150 |  | 342 | 139.7918 | 44.8648 | 71.8316 | 97.2044 | 6.6932 | 252.8147 | 92.514 | 80.8053 | 5.8192 | 109 |  | 342 | 114.1092 | 37.9157 | 73.0653 | 112.9348 | 6.6932 | 105.4815 | 73.65 | 162.0958 | 5.2768 | 109 |  | 342 | 114.4999 | 29.3359 | 61.017 | 102.7261 | 6.6932 | 144.9501 | 74.7889 | 48.9362 | 4.9179 | 104
|  | 343 | 170.5179 | 60.417 | 104.8761 | 165.5756 | 6.6932 | 23.9323 | 140.5147 | 242.2087 | 7.0575 | 151 |  | 343 | 137.9332 | 44.5152 | 71.4671 | 97.1581 | 6.6932 | 252.4768 | 92.0517 | 80.2724 | 5.8192 | 109 |  | 343 | 112.5146 | 37.603 | 72.7345 | 112.7242 | 6.6932 | 105.4409 | 73.2779 | 161.1724 | 5.2768 | 109 |  | 343 | 112.8909 | 29.065 | 60.6897 | 102.5282 | 6.6932 | 144.9108 | 74.4605 | 48.6882 | 4.9179 | 104
|  | 344 | 168.2477 | 59.998 | 104.332 | 165.2862 | 6.6932 | 23.9144 | 139.7384 | 240.4847 | 7.0575 | 152 |  | 344 | 135.9683 | 44.2351 | 71.1395 | 97.1118 | 6.6932 | 252.1037 | 91.5677 | 79.6984 | 5.8192 | 109 |  | 344 | 110.8923 | 37.3673 | 72.3544 | 112.5136 | 6.6932 | 105.3975 | 72.8892 | 160.1863 | 5.2768 | 109 |  | 344 | 111.2587 | 28.8025 | 60.3772 | 102.3302 | 6.6932 | 144.868 | 74.1158 | 48.4234 | 4.9179 | 104
|  | 345 | 165.896 | 59.541 | 103.9074 | 164.9968 | 6.6932 | 23.8952 | 138.9292 | 238.6652 | 7.0575 | 153 |  | 345 | 134.212 | 43.8882 | 70.6708 | 97.0649 | 6.6932 | 251.6948 | 91.0615 | 79.0823 | 5.8192 | 109 |  | 345 | 109.4706 | 37.1296 | 71.7779 | 112.3008 | 6.6932 | 105.3509 | 72.4839 | 159.1363 | 5.2768 | 109 |  | 345 | 109.6743 | 28.5988 | 59.9608 | 102.1296 | 6.6932 | 144.8214 | 73.7546 | 48.1382 | 4.9179 | 104
|  | 346 | 163.7782 | 59.0769 | 103.2917 | 164.6717 | 6.6932 | 23.875 | 138.0865 | 236.7484 | 7.0575 | 153 |  | 346 | 132.6686 | 43.569 | 69.9651 | 97.0141 | 6.6932 | 251.2493 | 90.5328 | 78.4234 | 5.8192 | 109 |  | 346 | 107.9071 | 36.8789 | 71.3583 | 112.086 | 6.6932 | 105.3014 | 72.0614 | 158.0215 | 5.2768 | 109 |  | 346 | 108.1282 | 28.3844 | 59.5181 | 101.9275 | 6.6932 | 144.7712 | 73.3765 | 47.8338 | 4.9179 | 104
|  | 347 | 161.9046 | 58.653 | 102.3919 | 164.3463 | 6.6932 | 23.8536 | 137.2096 | 234.7328 | 7.0575 | 154 |  | 347 | 130.9225 | 43.2455 | 69.4666 | 96.9634 | 6.6932 | 250.7665 | 89.981 | 77.7207 | 5.8192 | 110 |  | 347 | 106.5768 | 36.6278 | 70.7058 | 111.8711 | 6.6932 | 105.2487 | 71.6215 | 156.8405 | 5.2768 | 110 |  | 347 | 106.8658 | 28.1153 | 58.8464 | 101.7255 | 6.6932 | 144.7171 | 72.9811 | 47.5086 | 4.9179 | 104
|  | 348 | 159.8075 | 58.3583 | 101.5864 | 164.0209 | 6.6932 | 23.831 | 136.2979 | 232.6165 | 7.0575 | 155 |  | 348 | 129.0805 | 42.9134 | 69.0725 | 96.9127 | 6.6932 | 250.2458 | 89.4056 | 76.9753 | 5.8192 | 110 |  | 348 | 105.2009 | 36.3491 | 70.1265 | 111.6563 | 6.6932 | 105.193 | 71.1638 | 155.5921 | 5.2768 | 110 |  | 348 | 105.4513 | 27.7358 | 58.4573 | 101.5035 | 6.6932 | 144.6591 | 72.568 | 47.1619 | 4.9179 | 104
|  | 349 | 157.494 | 57.98 | 101.0808 | 163.6954 | 6.6932 | 23.8072 | 135.3507 | 230.3977 | 7.0575 | 155 |  | 349 | 127.4089 | 42.4981 | 68.5912 | 96.8619 | 6.6932 | 249.6863 | 88.8064 | 76.1845 | 5.8192 | 110 |  | 349 | 103.6941 | 36.0185 | 69.7301 | 111.4415 | 6.6932 | 105.1341 | 70.688 | 154.2751 | 5.2768 | 110 |  | 349 | 104.2632 | 27.0342 | 58.1664 | 101.279 | 6.6932 | 144.5972 | 72.137 | 46.7931 | 4.9179 | 104
|  | 350 | 155.4679 | 57.5327 | 100.3618 | 163.365 | 6.6932 | 23.7822 | 134.3675 | 228.0749 | 7.0575 | 156 |  | 350 | 125.7205 | 42.2042 | 68.0149 | 96.8017 | 6.6932 | 249.0873 | 88.1827 | 75.3476 | 5.8192 | 110 |  | 350 | 102.3638 | 35.7476 | 69.1018 | 111.2223 | 6.6932 | 105.0719 | 70.1937 | 152.8884 | 5.2768 | 110 |  | 350 | 102.9188 | 26.5975 | 57.7618 | 101.0594 | 6.6932 | 144.5312 | 71.6877 | 46.402 | 4.9179 | 104
|  | 351 | 153.4449 | 57.0216 | 99.7041 | 163.0342 | 6.6932 | 23.7559 | 133.3476 | 225.6462 | 7.0575 | 157 |  | 351 | 124.1007 | 41.7723 | 67.5209 | 96.7284 | 6.6932 | 248.4483 | 87.5342 | 74.4637 | 5.8192 | 110 |  | 351 | 100.9286 | 35.3982 | 68.6729 | 110.9871 | 6.6932 | 105.0066 | 69.6807 | 151.4307 | 5.2768 | 110 |  | 351 | 101.6047 | 26.1247 | 57.3269 | 100.8761 | 6.6932 | 144.4612 | 71.2198 | 45.9881 | 4.9179 | 104
|  | 352 | 151.2563 | 56.6101 | 99.0658 | 162.7498 | 6.6932 | 23.7283 | 132.2903 | 223.1099 | 7.0575 | 157 |  | 352 | 122.4914 | 41.2243 | 67.1079 | 96.6797 | 6.6932 | 247.7683 | 86.8604 | 73.532 | 5.8192 | 110 |  | 352 | 99.4347 | 35.0531 | 68.2984 | 110.7519 | 6.6932 | 104.938 | 69.1485 | 149.9009 | 5.2768 | 110 |  | 352 | 100.1108 | 25.651 | 57.0727 | 100.6927 | 6.6932 | 144.387 | 70.7328 | 45.551 | 4.9179 | 104
|  | 353 | 149.4091 | 55.831 | 98.4419 | 162.4773 | 6.6932 | 23.6995 | 131.1951 | 220.4643 | 7.0575 | 158 |  | 353 | 120.7428 | 40.6846 | 66.8066 | 96.6503 | 6.6932 | 247.0468 | 86.1609 | 72.5516 | 5.8192 | 110 |  | 353 | 97.9305 | 34.6713 | 67.9709 | 110.5167 | 6.6932 | 104.8661 | 68.5969 | 148.2978 | 5.2768 | 110 |  | 353 | 98.7697 | 25.0384 | 56.8045 | 100.5093 | 6.6932 | 144.3086 | 70.2265 | 45.0902 | 4.9179 | 105
|  | 354 | 146.9736 | 55.2263 | 98.2318 | 162.2048 | 6.6932 | 23.6693 | 130.0612 | 217.7078 | 7.0575 | 158 |  | 354 | 118.9589 | 40.1449 | 66.5407 | 96.6209 | 6.6932 | 246.283 | 85.4351 | 71.5218 | 5.8192 | 110 |  | 354 | 96.4951 | 34.1157 | 67.7484 | 110.2815 | 6.6932 | 104.7909 | 68.0255 | 146.6203 | 5.2768 | 110 |  | 354 | 97.1517 | 24.7408 | 56.4984 | 100.3259 | 6.6932 | 144.2259 | 69.7005 | 44.6054 | 4.9179 | 105
|  | 355 | 144.7817 | 54.4732 | 97.9267 | 161.9322 | 6.6932 | 23.6378 | 128.8881 | 214.8415 | 7.0575 | 159 |  | 355 | 117.1327 | 39.6415 | 66.2801 | 96.5923 | 6.6932 | 245.4763 | 84.6828 | 70.4418 | 5.8192 | 110 |  | 355 | 94.98 | 33.6881 | 67.4775 | 110.0464 | 6.6932 | 104.7123 | 67.4339 | 144.8671 | 5.2768 | 110 |  | 355 | 95.5159 | 24.4304 | 56.2213 | 100.1441 | 6.6932 | 144.1388 | 69.1544 | 44.0962 | 4.9179 | 105
|  | 356 | 142.5041 | 53.8383 | 97.589 | 161.6597 | 6.6932 | 23.6049 | 127.6751 | 211.8608 | 7.0575 | 160 |  | 356 | 115.3859 | 39.1115 | 65.9638 | 96.5664 | 6.6932 | 244.6258 | 83.9034 | 69.3108 | 5.8192 | 110 |  | 356 | 93.5417 | 33.2231 | 67.1639 | 109.8145 | 6.6932 | 104.6302 | 66.8219 | 143.0371 | 5.2768 | 110 |  | 356 | 93.7839 | 24.1668 | 55.9917 | 99.964 | 6.6932 | 144.0472 | 68.588 | 43.5621 | 4.9179 | 105
|  | 357 | 140.478 | 52.8544 | 97.366 | 161.37 | 6.6932 | 23.5707 | 126.4216 | 208.7641 | 7.0575 | 160 |  | 357 | 113.5933 | 38.611 | 65.6639 | 96.5405 | 6.6932 | 243.7308 | 83.0964 | 68.1282 | 5.8192 | 110 |  | 357 | 92.1307 | 32.7915 | 66.7695 | 109.6029 | 6.6932 | 104.5448 | 66.189 | 141.1291 | 5.2768 | 110 |  | 357 | 92.1594 | 23.944 | 55.614 | 99.7838 | 6.6932 | 143.9512 | 68.0008 | 43.0039 | 4.9179 | 105
|  | 358 | 138.4347 | 52.0642 | 96.9709 | 161.0758 | 6.6932 | 23.535 | 125.127 | 205.5516 | 7.0575 | 161 |  | 358 | 112.1018 | 37.959 | 65.2145 | 96.5145 | 6.6932 | 242.7908 | 82.2615 | 66.9004 | 5.8192 | 110 |  | 358 | 90.8184 | 32.2818 | 66.3376 | 109.408 | 6.6932 | 104.4559 | 65.5351 | 139.142 | 5.2768 | 110 |  | 358 | 90.623 | 23.6633 | 55.2061 | 99.6037 | 6.6932 | 143.8506 | 67.3926 | 42.4209 | 4.9179 | 105
|  | 359 | 136.9606 | 51.7248 | 95.5548 | 160.7827 | 6.6932 | 23.498 | 123.7905 | 202.2264 | 7.0575 | 161 |  | 359 | 110.2657 | 37.6541 | 64.7624 | 96.4886 | 6.6932 | 241.8049 | 81.3982 | 65.6236 | 5.8192 | 110 |  | 359 | 89.1801 | 32.0347 | 65.9692 | 109.2131 | 6.6932 | 104.3634 | 64.8596 | 137.0745 | 5.2768 | 110 |  | 359 | 88.9762 | 23.3314 | 54.9597 | 99.4236 | 6.6932 | 143.7454 | 66.7629 | 41.8124 | 4.9179 | 105
|  | 360 | 134.6989 | 51.2556 | 95.0559 | 160.4897 | 6.6932 | 23.4597 | 122.4117 | 198.7868 | 7.0575 | 161 |  | 360 | 108.5008 | 37.2288 | 64.3597 | 96.4627 | 6.6932 | 240.7724 | 80.506 | 64.293 | 5.8192 | 110 |  | 360 | 87.6583 | 31.6848 | 65.5871 | 109.0183 | 6.6932 | 104.2674 | 64.1623 | 134.9285 | 5.2768 | 110 |  | 360 | 87.2837 | 23.1251 | 54.6533 | 99.2236 | 6.6932 | 143.6354 | 66.1115 | 41.1788 | 4.9179 | 105
|  | 361 | 132.1956 | 50.867 | 94.7181 | 160.1966 | 6.6932 | 23.42 | 120.9898 | 195.2388 | 7.0575 | 162 |  | 361 | 106.5686 | 36.8339 | 64.0938 | 96.4367 | 6.6932 | 239.6926 | 79.5845 | 62.9079 | 5.8192 | 110 |  | 361 | 86.0298 | 31.3519 | 65.2947 | 108.8234 | 6.6932 | 104.1679 | 63.4428 | 132.7002 | 5.2768 | 110 |  | 361 | 85.6003 | 22.892 | 54.3863 | 99.002 | 6.6932 | 143.5207 | 65.4379 | 40.5201 | 4.9179 | 105
|  | 362 | 129.8134 | 50.2974 | 94.4403 | 159.9036 | 6.6932 | 23.3788 | 119.5242 | 191.5687 | 7.0575 | 162 |  | 362 | 104.6257 | 36.4334 | 63.8441 | 96.4108 | 6.6932 | 238.5648 | 78.6332 | 61.4674 | 5.8192 | 110 |  | 362 | 84.4119 | 30.9918 | 65.019 | 108.6285 | 6.6932 | 104.0647 | 62.7009 | 130.3884 | 5.2768 | 110 |  | 362 | 83.8298 | 22.7222 | 54.1431 | 98.7803 | 6.6932 | 143.4011 | 64.7419 | 39.8355 | 4.9179 | 105
|  | 363 | 127.3433 | 49.8134 | 94.1647 | 159.6106 | 6.6932 | 23.3361 | 118.0142 | 187.7763 | 7.0575 | 163 |  | 363 | 102.6061 | 36.0718 | 63.6324 | 96.3849 | 6.6932 | 237.3884 | 77.6517 | 59.977 | 5.8192 | 110 |  | 363 | 82.7175 | 30.6888 | 64.7625 | 108.4336 | 6.6932 | 103.9579 | 61.9361 | 127.996 | 5.2768 | 110 |  | 363 | 82.0953 | 22.5155 | 53.9007 | 98.5586 | 6.6932 | 143.2766 | 64.023 | 39.1236 | 4.9179 | 105
|  | 364 | 124.8253 | 49.4114 | 93.8549 | 159.3175 | 6.6932 | 23.2919 | 116.4593 | 183.9148 | 7.0575 | 163 |  | 364 | 100.7202 | 35.6788 | 63.3182 | 96.3589 | 6.6932 | 236.1625 | 76.6396 | 58.4301 | 5.8192 | 110 |  | 364 | 81.1273 | 30.3578 | 64.4298 | 108.2387 | 6.6932 | 103.8473 | 61.1482 | 125.5203 | 5.2768 | 110 |  | 364 | 80.3995 | 22.2623 | 53.634 | 98.3693 | 6.6932 | 143.1471 | 63.2811 | 38.3838 | 4.9179 | 105
|  | 365 | 123.2769 | 47.9798 | 93.6053 | 159.0245 | 6.6932 | 23.2461 | 114.8588 | 179.9274 | 7.0575 | 163 |  | 365 | 99.4645 | 34.5554 | 63.0962 | 96.3412 | 6.6932 | 234.8864 | 75.5964 | 56.8257 | 5.8192 | 110 |  | 365 | 80.1822 | 29.3342 | 64.1447 | 108.0438 | 6.6932 | 103.7331 | 60.3367 | 122.9578 | 5.2768 | 110 |  | 365 | 78.7133 | 21.9964 | 53.3825 | 98.1676 | 6.6932 | 143.0125 | 62.5155 | 37.6159 | 4.9179 | 105

## Annual gas demand
Annual Gas Demand by sector and scenario
| Natural gas demand (bcm/year) | 2023 | 2034
|  |  | Electric Engagement | Hydrogen Evolution | Holistic Transition | Counterfactual
| Residential | 26.5732 | 19.3969 | 21.0072 | 19.5514 | 26.7927
| I&C | 17.7993 | 12.3954 | 12.2728 | 11.2329 | 16.6131
| Power | 15.8583 | 5.2992 | 3.4088 | 1.6317 | 8.508
| Transport | 0.051182 | 0.32674 | 0.5783 | 0.1427 | 0.63883
| SMR | 0 | 2.3309 | 6.5909 | 4.2309 | 0
| Scenario | Sector | Fuel | Technology | 2023 | 2034
| Electric Engagement | Hydrogen Production - Natural Gas Demand | gas | SMR | 0 | 25.64
| Electric Engagement | Total gas demand (gas NTS connected only) for electricity generation | gas | Power | 174.4409 | 58.2916
| Electric Engagement | Gas end-use demand for transport | gas | Transport | 0.563 | 3.5941
| Electric Engagement | Total end-use residential gas demand | gas | Residential | 292.3052 | 213.3658
| Electric Engagement | Total end-use industry and commerce | gas | I&C | 195.792 | 136.3495
| Holistic Transition | Hydrogen Production - Natural Gas Demand | gas | SMR | 0 | 46.54
| Holistic Transition | Total gas demand (gas NTS connected only) for electricity generation | gas | Power | 174.4409 | 17.9489
| Holistic Transition | Gas end-use demand for transport | gas | Transport | 0.563 | 1.5697
| Holistic Transition | Total end-use residential gas demand | gas | Residential | 292.3052 | 215.0653
| Holistic Transition | Total end-use industry and commerce | gas | I&C | 195.792 | 123.5615
1000
| Counterfactual | Hydrogen Production - Natural Gas Demand | gas | SMR | 0 | 0
| Counterfactual | Total gas demand (gas NTS connected only) for electricity generation | gas | Power | 174.4409 | 93.5875
| Counterfactual | Gas end-use demand for transport | gas | Transport | 0.563 | 7.0271
| Counterfactual | Total end-use residential gas demand | gas | Residential | 292.3052 | 294.7194
| Counterfactual | Total end-use industry and commerce | gas | I&C | 195.792 | 182.744
| Hydrogen Evolution | Hydrogen Production - Natural Gas Demand | gas | SMR | 0 | 72.5
| Hydrogen Evolution | Total gas demand (gas NTS connected only) for electricity generation | gas | Power | 174.4409 | 37.4971
| Hydrogen Evolution | Gas end-use demand for transport | gas | Transport | 0.563 | 6.3613
| Hydrogen Evolution | Total end-use residential gas demand | gas | Residential | 292.3052 | 231.0794
| Hydrogen Evolution | Total end-use industry and commerce | gas | I&C | 195.792 | 135.0005
Hydrogen Evolution
|  | 2010 | 2011 | 2012 | 2013 | 2014 | 2015 | 2016 | 2017 | 2018 | 2019 | 2020 | 2021 | 2022 | 2023 | 2024 | 2025 | 2026 | 2027 | 2028 | 2029 | 2030 | 2031 | 2032 | 2033 | 2034
| Gas residential | 358828.7763 | 343013.3201 | 343108.0077 | 337342.8597 | 324033.4804 | 336662.8889 | 354697.153 | 363385.8359 | 343801.9064 | 324401.7571 | 375621.817 | 351985.3767 | 307069.5863 | 292305.2041 | 305000.7985 | 320530.9136 | 315612.7371 | 310194.4142 | 304085.0998 | 296600.421 | 287511.3639 | 275195.3483 | 261495.9345 | 246618.0363 | 231079.4292
| Gas I&C | 242453.5685 | 218732.0006 | 232800.0022 | 235350.0432 | 209764.3616 | 212896.581 | 220814.7609 | 219394.0479 | 222574.6983 | 227477.5 | 193116.3252 | 209695.9682 | 207842.5342 | 195792 | 195343.9064 | 195077.5701 | 196082.3895 | 194109.8829 | 185982.3728 | 176836.6908 | 168161.8544 | 159596.3993 | 151010.13 | 142876.6502 | 135000.4913
| Gas demand from power | 314847.5321 | 248589.0227 | 168332.6928 | 163407.1331 | 181157.5694 | 173612.8349 | 257835.4805 | 232765.0855 | 230356.6039 | 233626.3999 | 196150 | 218156.3488 | 223681 | 174440.8566 | 100630.8347 | 103774.8454 | 94889.9391 | 101857.6306 | 101989.6984 | 84130.5089 | 76918.0639 | 53253.8833 | 50990.5083 | 56375.075 | 37497.0889
| Gas transport | 0 | 0 | 0 | 0 | 0 | 0 | 0 | 63.795 | 76.4042 | 95.4832 | 232.9948 | 313.0377 | 448.5881 | 563.414 | 795.7545 | 1020.1152 | 1288.4398 | 1610.5889 | 1998.1481 | 2465.8701 | 3031.4934 | 3716.0645 | 4525.2144 | 5397.5122 | 6361.3122
| Gas for SMR | 0 | 0 | 0 | 0 | 0 | 0 | 0 | 0 | 0 | 0 | 0 | 0 | 0 | 0 | 10 | 20 | 20 | 50 | 4050 | 21530 | 53470 | 55340 | 72660 | 72450 | 72500
Counterfactual
|  | 2010 | 2011 | 2012 | 2013 | 2014 | 2015 | 2016 | 2017 | 2018 | 2019 | 2020 | 2021 | 2022 | 2023 | 2024 | 2025 | 2026 | 2027 | 2028 | 2029 | 2030 | 2031 | 2032 | 2033 | 2034
| Gas residential | 358828.7763 | 343013.3201 | 343108.0077 | 337342.8597 | 324033.4804 | 336662.8889 | 354697.153 | 363385.8359 | 343801.9064 | 324401.7571 | 375621.817 | 351985.3767 | 307069.5863 | 292305.2041 | 305962.3859 | 322701.3745 | 319502.4076 | 316380.8131 | 313329.8269 | 310339.4896 | 307399.7011 | 304506.1867 | 301222.6585 | 297961.2684 | 294719.4458
| Gas I&C | 242453.5685 | 218732.0006 | 232800.0022 | 235350.0432 | 209764.3616 | 212896.581 | 220814.7609 | 219394.0479 | 222574.6983 | 227477.5 | 193116.3252 | 209695.9682 | 207842.5342 | 195792 | 195951.6192 | 196467.6967 | 198327.4742 | 199424.0411 | 197355.7573 | 195333.1204 | 193192.0133 | 191003.1639 | 188255.9716 | 185460.6773 | 182743.9746
| Gas demand from power | 314847.5321 | 248589.0227 | 168332.6928 | 163407.1331 | 181157.5694 | 173612.8349 | 257835.4805 | 232765.0855 | 230356.6039 | 233626.3999 | 196150 | 218156.3488 | 223681.2879 | 174440.8566 | 150879.4412 | 140641.6168 | 142874.3634 | 143314.8103 | 145158.9101 | 124767.0911 | 138638.7139 | 115470.1806 | 97724.45 | 100664.0583 | 93587.4611
| Gas transport | 0 | 0 | 0 | 0 | 0 | 0 | 0 | 63.795 | 76.4042 | 95.4832 | 232.9948 | 313.0377 | 448.5881 | 563.414 | 809.5337 | 1042.619 | 1321.0668 | 1655.43 | 2058.1317 | 2544.7661 | 3133.8923 | 3848.034 | 4715.0925 | 5764.033 | 7027.1416
| Gas for SMR | 0 | 0 | 0 | 0 | 0 | 0 | 0 | 0 | 0 | 0 | 0 | 0 | 0 | 0 | 0 | 0 | 10 | 10 | 10 | 10 | 20 | 20 | 20 | 20 | 20
Holistic Transition
|  | 2010 | 2011 | 2012 | 2013 | 2014 | 2015 | 2016 | 2017 | 2018 | 2019 | 2020 | 2021 | 2022 | 2023 | 2024 | 2025 | 2026 | 2027 | 2028 | 2029 | 2030 | 2031 | 2032 | 2033 | 2034
| Gas residential | 358828.7763 | 343013.3201 | 343108.0077 | 337342.8597 | 324033.4804 | 336662.8889 | 354697.153 | 363385.8359 | 343801.9064 | 324401.7571 | 375621.817 | 351985.3767 | 307069.5863 | 292305.2041 | 303411.9474 | 299678.8516 | 295042.1047 | 289624.2433 | 283406.7767 | 275351.913 | 266078.0976 | 255219.4215 | 243386.8347 | 229539.2088 | 215065.2823
| Gas I&C | 242453.5685 | 218732.0006 | 232800.0022 | 235350.0432 | 209764.3616 | 212896.581 | 220814.7609 | 219394.0479 | 222574.6983 | 227477.5 | 193116.3252 | 209695.9682 | 207842.5342 | 195792 | 195070.7596 | 193554.4238 | 192872.8977 | 188531.8571 | 180734.0802 | 171531.5636 | 162017.6318 | 152970.2856 | 143759.8267 | 134098.052 | 123561.4925
| Gas demand from power | 314847.5321 | 248589.0227 | 168332.6928 | 163407.1331 | 181157.5694 | 173612.8349 | 257835.4805 | 232765.0855 | 230356.6039 | 233626.3999 | 196150 | 218156.3488 | 223681.2879 | 174440.8566 | 97751.1085 | 95675.7371 | 95245.0167 | 100013.6205 | 92966.3555 | 73452.325 | 53130.8667 | 42285.6806 | 38864.9222 | 35694.2194 | 17948.8972
| Gas transport | 0 | 0 | 0 | 0 | 0 | 0 | 0 | 63.795 | 76.4042 | 95.4832 | 232.9948 | 313.0377 | 448.5881 | 563.414 | 565.9194 | 632.5996 | 705.3289 | 784.8081 | 871.631 | 966.3908 | 1069.6728 | 1182.1827 | 1304.0784 | 1432.3857 | 1569.6602
| Gas for SMR | 0 | 0 | 0 | 0 | 0 | 0 | 0 | 0 | 0 | 0 | 0 | 0 | 0 | 0 | 10 | 20 | 20 | 3960 | 20370 | 28490 | 33870 | 34520 | 34470 | 46540 | 46540
Electric Engagement
|  | 2010 | 2011 | 2012 | 2013 | 2014 | 2015 | 2016 | 2017 | 2018 | 2019 | 2020 | 2021 | 2022 | 2023 | 2024 | 2025 | 2026 | 2027 | 2028 | 2029 | 2030 | 2031 | 2032 | 2033 | 2034
| Gas residential | 358828.7763 | 343013.3201 | 343108.0077 | 337342.8597 | 324033.4804 | 336662.8889 | 354697.153 | 363385.8359 | 343801.9064 | 324401.7571 | 375621.817 | 351985.3767 | 307069.5863 | 292305.2041 | 303389.4669 | 299623.621 | 294987.3009 | 289821.0992 | 283599.5486 | 275451.4648 | 265624.7967 | 253883.6819 | 241208.9524 | 227714.9865 | 213365.842
| Gas I&C | 242453.5685 | 218732.0006 | 232800.0022 | 235350.0432 | 209764.3616 | 212896.581 | 220814.7609 | 219394.0479 | 222574.6983 | 227477.5 | 193116.3252 | 209695.9682 | 207842.5342 | 195792 | 195085.088 | 194284.0649 | 194485.299 | 192571.2495 | 186551.5929 | 179907.6797 | 172928.3024 | 165139.9716 | 156823.8786 | 147126.2928 | 136349.5191
| Gas demand from power | 314847.5321 | 248589.0227 | 168332.6928 | 163407.1331 | 181157.5694 | 173612.8349 | 257835.4805 | 232765.0855 | 230356.6039 | 233626.3999 | 196150 | 218156.3488 | 223681.2879 | 174440.8566 | 96059.4385 | 97607.3019 | 98366.2707 | 101271.6241 | 104678.933 | 88022.329 | 75642.2556 | 57698.6778 | 56994.5111 | 72891.4444 | 58291.6111
| Gas transport | 0 | 0 | 0 | 0 | 0 | 0 | 0 | 63.795 | 76.4042 | 95.4832 | 232.9948 | 313.0377 | 448.5881 | 563.414 | 649.1562 | 777.0335 | 928.225 | 1106.6036 | 1317.4058 | 1565.8976 | 1859.0799 | 2204.8554 | 2609.5766 | 3066.8519 | 3594.0991
| Gas for SMR | 0 | 0 | 0 | 0 | 0 | 0 | 0 | 0 | 0 | 0 | 0 | 0 | 0 | 0 | 20 | 20 | 20 | 20 | 20 | 4020 | 5630 | 9340 | 14730 | 17900 | 25640

## LDZ Annual Demand
LDZ annual Demand
Counterfactual: LDZ Annual demand
Source: National Grid
Calendar year
|  |  |  | 2024 | 2025 | 2026 | 2027 | 2028 | 2029 | 2030 | 2031 | 2032 | 2033 | 2034 | 2035 | 2036 | 2037 | 2038 | 2039 | 2040 | 2041 | 2042 | 2043 | 2044 | 2045 | 2046 | 2047 | 2048 | 2049 | 2050
|  |  | Scotland | 45.5773 | 46.8003 | 46.8109 | 46.6475 | 46.2459 | 45.8862 | 45.5004 | 45.0916 | 44.6169 | 44.1429 | 43.6889 | 43.2864 | 43.0115 | 42.6861 | 42.3079 | 41.7985 | 41.0846 | 40.2828 | 39.4288 | 38.5528 | 37.6606 | 36.6841 | 35.6692 | 34.6098 | 33.5131 | 32.3463 | 31.2753
|  |  | Northern | 30.3227 | 31.0879 | 31.0776 | 30.9643 | 30.7028 | 30.4569 | 30.197 | 29.9294 | 29.6123 | 29.2923 | 28.9858 | 28.7081 | 28.5147 | 28.2965 | 28.0352 | 27.6951 | 27.2435 | 26.7381 | 26.2017 | 25.6484 | 25.088 | 24.4722 | 23.833 | 23.1637 | 22.4753 | 21.736 | 21.0565
|  |  | North Western | 62.9936 | 64.6957 | 64.7634 | 64.5578 | 64.0639 | 63.5979 | 63.1 | 62.5799 | 61.9526 | 61.2916 | 60.6549 | 60.0689 | 59.6392 | 59.1543 | 58.5904 | 57.8482 | 56.8661 | 55.766 | 54.5998 | 53.3968 | 52.1726 | 50.8326 | 49.4376 | 48.0098 | 46.5282 | 44.9517 | 43.5077
|  |  | North Eastern | 33.8413 | 34.7336 | 34.7179 | 34.5879 | 34.2831 | 34.0013 | 33.6988 | 33.3888 | 33.0252 | 32.6567 | 32.3001 | 31.9778 | 31.7454 | 31.4817 | 31.1693 | 30.7635 | 30.215 | 29.6007 | 28.9482 | 28.2774 | 27.6032 | 26.864 | 26.1028 | 25.3095 | 24.4909 | 23.6201 | 22.8176
|  |  | East Midlands | 55.6259 | 56.7847 | 56.7061 | 56.5096 | 56.0237 | 55.5737 | 55.0981 | 54.6051 | 54.0198 | 53.4169 | 52.8813 | 52.4 | 52.0622 | 51.6671 | 51.2054 | 50.5817 | 49.7206 | 48.7491 | 47.7191 | 46.6616 | 45.5845 | 44.3999 | 43.1681 | 41.8979 | 40.5789 | 39.1814 | 37.9115
|  |  | West Midlands | 42.0653 | 43.297 | 43.2665 | 43.0802 | 42.7226 | 42.4001 | 42.0657 | 41.721 | 41.3163 | 40.9061 | 40.5162 | 40.1712 | 39.939 | 39.6596 | 39.3369 | 38.8824 | 38.2369 | 37.5095 | 36.7422 | 35.9562 | 35.1476 | 34.26 | 33.3248 | 32.3586 | 31.3559 | 30.2938 | 29.3328
|  |  | Wales North | 6.0423 | 6.1661 | 6.1729 | 6.1531 | 6.1008 | 6.0647 | 6.0293 | 5.9842 | 5.9242 | 5.8625 | 5.8055 | 5.7561 | 5.7154 | 5.6744 | 5.6316 | 5.5754 | 5.4949 | 5.4019 | 5.3016 | 5.1999 | 5.0943 | 4.9769 | 4.8522 | 4.7229 | 4.5902 | 4.4441 | 4.3089
|  |  | Wales South | 20.1871 | 21.4651 | 21.3456 | 21.1528 | 20.99 | 20.7894 | 20.5711 | 20.4353 | 20.2612 | 20.0641 | 19.8769 | 19.7077 | 19.554 | 19.3775 | 19.1756 | 18.8804 | 18.3436 | 17.8739 | 17.4616 | 17.0421 | 16.6121 | 16.148 | 15.6679 | 15.1757 | 14.6678 | 14.1319 | 13.6407
|  |  | Eastern | 39.713 | 40.9325 | 40.9603 | 40.8314 | 40.4982 | 40.1894 | 39.842 | 39.4889 | 39.0766 | 38.6492 | 38.2269 | 37.8404 | 37.5492 | 37.2017 | 36.8064 | 36.2761 | 35.5789 | 34.806 | 33.9902 | 33.149 | 32.3047 | 31.3935 | 30.457 | 29.4856 | 28.4884 | 27.4374 | 26.4833
|  |  | North Thames | 48.3871 | 49.8626 | 49.8357 | 49.6295 | 49.2223 | 48.848 | 48.4569 | 48.0568 | 47.5862 | 47.1094 | 46.6514 | 46.2428 | 45.9785 | 45.6459 | 45.2575 | 44.7102 | 43.9551 | 43.1104 | 42.2259 | 41.3218 | 40.3945 | 39.3901 | 38.3333 | 37.2489 | 36.1268 | 34.9494 | 33.8902
|  |  | South Eastern | 50.9997 | 52.405 | 52.2429 | 51.8586 | 50.9261 | 50.0503 | 49.4976 | 49.0664 | 48.5728 | 48.0678 | 47.5799 | 47.1344 | 46.8044 | 46.3791 | 45.8846 | 45.1584 | 43.9764 | 42.8885 | 41.8911 | 40.8772 | 39.8366 | 38.7245 | 37.5644 | 36.4178 | 35.2398 | 34.0074 | 32.9018
|  |  | Southern | 36.7748 | 38.2616 | 38.7205 | 39.0694 | 39.276 | 39.0319 | 38.7659 | 38.4878 | 38.1713 | 37.8513 | 37.5425 | 37.1252 | 36.792 | 36.4142 | 36.003 | 35.481 | 34.8302 | 34.1131 | 33.3797 | 32.6306 | 31.8655 | 31.0439 | 30.1904 | 29.3157 | 28.4152 | 27.474 | 26.629
|  |  | South Western | 27.7205 | 28.543 | 28.522 | 28.4099 | 28.1845 | 28.0011 | 27.8126 | 27.5946 | 27.3335 | 27.0637 | 26.809 | 26.5816 | 26.4079 | 26.2125 | 25.9966 | 25.6923 | 25.2662 | 24.7847 | 24.2801 | 23.761 | 23.2311 | 22.6488 | 22.0408 | 21.4086 | 20.7545 | 20.0642 | 19.44
|  |  | GB | 500.2505 | 515.0351 | 515.1422 | 513.452 | 509.2399 | 504.8908 | 500.6356 | 496.4295 | 491.4688 | 486.3747 | 481.5192 | 477.0006 | 473.7137 | 469.8505 | 465.4003 | 459.3432 | 450.8121 | 441.6247 | 432.17 | 422.4746 | 412.5954 | 401.8387 | 390.6416 | 379.1245 | 367.225 | 354.638 | 343.1952
Hydrogen Evolution: LDZ Annual demand
| Source: National Grid | Source: National Grid
Calendar year
|  |  |  | 2024 | 2025 | 2026 | 2027 | 2028 | 2029 | 2030 | 2031 | 2032 | 2033 | 2034 | 2035 | 2036 | 2037 | 2038 | 2039 | 2040 | 2041 | 2042 | 2043 | 2044 | 2045 | 2046 | 2047 | 2048 | 2049 | 2050
|  |  | Scotland | 45.4303 | 46.5511 | 46.3573 | 45.6918 | 44.2349 | 42.5742 | 40.9512 | 39.115 | 37.1613 | 35.1641 | 33.1328 | 30.8747 | 28.029 | 25.2895 | 22.6006 | 19.9449 | 17.3084 | 14.7852 | 12.4193 | 10.2568 | 8.2391 | 6.4088 | 4.902 | 3.5656 | 2.3616 | 1.2593 | 0.50336
|  |  | Northern | 30.23 | 30.8862 | 30.7141 | 30.2688 | 29.2702 | 28.1631 | 27.1007 | 25.9053 | 24.6443 | 23.3452 | 22.0366 | 20.5883 | 18.7612 | 17.0238 | 15.3182 | 13.6315 | 11.9554 | 10.346 | 8.829 | 7.4347 | 6.1267 | 4.9229 | 3.9131 | 2.9996 | 2.1521 | 1.3537 | 0.77706
|  |  | North Western | 63.0489 | 64.4797 | 64.1298 | 63.2391 | 62.9624 | 62.4488 | 60.2742 | 57.75 | 55.0669 | 52.2945 | 49.5223 | 46.47 | 42.4448 | 38.7749 | 35.1904 | 31.652 | 28.143 | 24.7802 | 21.5943 | 18.0876 | 14.9168 | 11.998 | 9.4967 | 7.2136 | 5.0872 | 3.0513 | 1.0443
|  |  | North Eastern | 33.7275 | 34.5159 | 34.3411 | 33.8543 | 32.8052 | 31.5462 | 30.3052 | 28.9062 | 27.4387 | 25.9276 | 24.4082 | 22.7254 | 20.5904 | 18.5775 | 16.6006 | 14.65 | 12.7169 | 10.8712 | 9.1415 | 7.5685 | 6.1077 | 4.7864 | 3.6942 | 2.7228 | 1.8416 | 1.0355 | 0.46417
|  |  | East Midlands | 55.418 | 56.3684 | 55.9645 | 55.1403 | 53.3648 | 51.3682 | 49.3992 | 47.166 | 44.7738 | 42.3064 | 39.8537 | 37.1392 | 33.5951 | 30.3375 | 27.1479 | 23.9978 | 20.862 | 17.8507 | 15.0158 | 12.4425 | 10.0531 | 7.8815 | 6.0918 | 4.4982 | 3.0471 | 1.7059 | 0.7763
|  |  | West Midlands | 41.9097 | 43.0071 | 42.7454 | 42.1183 | 40.9063 | 39.5261 | 38.15 | 36.5242 | 34.7613 | 32.9168 | 31.0324 | 28.9246 | 26.1712 | 23.5832 | 21.0537 | 18.5598 | 16.0826 | 13.7108 | 11.4844 | 9.4557 | 7.5755 | 5.8759 | 4.4934 | 3.2781 | 2.1689 | 1.1441 | 0.44318
|  |  | Wales North | 6.0249 | 6.1275 | 6.0967 | 6.0055 | 5.7818 | 5.558 | 5.3602 | 5.1332 | 4.8914 | 4.6424 | 4.3955 | 4.1168 | 3.7498 | 3.4066 | 3.0752 | 2.7468 | 2.4188 | 2.1028 | 1.806 | 1.5317 | 1.2724 | 1.0311 | 0.82516 | 0.63688 | 0.45896 | 0.28879 | 0.16835
|  |  | Wales South | 20.1103 | 21.1048 | 20.8107 | 20.3997 | 19.687 | 18.8138 | 17.9861 | 17.0446 | 16.0548 | 14.9955 | 13.915 | 12.9646 | 11.6918 | 10.5462 | 9.4405 | 8.3504 | 7.2669 | 6.2313 | 5.2569 | 4.3755 | 3.5604 | 2.8212 | 2.2184 | 1.6887 | 1.2033 | 0.75951 | 0.44774
|  |  | Eastern | 39.5735 | 40.6817 | 40.5068 | 39.8816 | 38.5592 | 37.1116 | 35.6268 | 33.9938 | 32.2284 | 30.4393 | 28.5956 | 26.5963 | 24.0719 | 21.6806 | 19.337 | 17.0204 | 14.721 | 12.5193 | 10.4423 | 8.5326 | 6.7591 | 5.1591 | 3.8495 | 2.6956 | 1.7131 | 0.84572 | 0.24611
|  |  | North Thames | 48.206 | 49.51 | 49.1935 | 48.46 | 47.0958 | 45.5463 | 43.9659 | 42.0807 | 40.0272 | 37.878 | 35.6724 | 33.2271 | 30.0581 | 27.0519 | 24.1006 | 21.1864 | 18.2967 | 15.5336 | 12.9421 | 10.5738 | 8.3812 | 6.4102 | 4.8184 | 3.4295 | 2.1853 | 1.0566 | 0.28268
|  |  | South Eastern | 50.336 | 51.2474 | 50.5606 | 49.4181 | 47.7689 | 45.9344 | 44.0283 | 41.7951 | 39.3888 | 36.7695 | 34.0602 | 31.7023 | 28.67 | 25.7969 | 22.9868 | 20.2106 | 17.4604 | 14.8358 | 12.3609 | 10.0869 | 7.9883 | 6.1128 | 4.607 | 3.2986 | 2.1329 | 1.0752 | 0.33404
|  |  | Southern | 36.6606 | 38.0454 | 38.3292 | 38.355 | 37.9826 | 37.0072 | 35.9896 | 34.7462 | 33.397 | 31.9546 | 30.1439 | 28.1543 | 25.6864 | 23.3051 | 20.9704 | 18.6609 | 16.3724 | 14.1692 | 12.0835 | 10.1387 | 8.3138 | 6.6398 | 5.2268 | 3.9508 | 2.7665 | 1.6476 | 0.78366
|  |  | South Western | 27.6204 | 28.3643 | 28.1989 | 27.796 | 27.0053 | 26.1282 | 25.2499 | 24.1914 | 23.0343 | 21.8243 | 20.5809 | 19.1911 | 17.3493 | 15.6254 | 13.9486 | 12.2919 | 10.6456 | 9.0714 | 7.5906 | 6.2384 | 4.9829 | 3.8497 | 2.9275 | 2.1172 | 1.3833 | 0.70942 | 0.24454
|  |  | GB | 498.2961 | 510.8896 | 507.9486 | 500.6285 | 487.4245 | 471.7261 | 454.3874 | 434.3517 | 412.8681 | 390.4584 | 367.3494 | 342.6748 | 310.869 | 280.999 | 251.7706 | 222.9034 | 194.25 | 166.8077 | 140.9668 | 116.7234 | 94.277 | 73.8975 | 57.0641 | 42.0951 | 28.5019 | 15.9327 | 6.5155
Electric Engagement: LDZ Annual demand
Source: National Grid
Calendar year
|  |  |  | 2024 | 2025 | 2026 | 2027 | 2028 | 2029 | 2030 | 2031 | 2032 | 2033 | 2034 | 2035 | 2036 | 2037 | 2038 | 2039 | 2040 | 2041 | 2042 | 2043 | 2044 | 2045 | 2046 | 2047 | 2048 | 2049 | 2050
|  |  | Scotland | 44.9934 | 44.6687 | 44.3508 | 43.7619 | 42.6266 | 41.2611 | 39.7915 | 38.146 | 36.2993 | 34.2389 | 31.9659 | 29.4464 | 26.2847 | 23.2579 | 20.3518 | 17.5918 | 15.011 | 12.6313 | 10.4891 | 8.6165 | 7.0004 | 5.6452 | 4.5102 | 3.5309 | 2.5057 | 1.5727 | 0.80254
|  |  | Northern | 29.9654 | 29.7435 | 29.4881 | 29.1039 | 28.3157 | 27.4144 | 26.4612 | 25.3725 | 24.1345 | 22.7203 | 21.1584 | 19.4137 | 17.2478 | 15.2049 | 13.262 | 11.4464 | 9.7704 | 8.2413 | 6.8783 | 5.6963 | 4.68 | 3.8247 | 3.1073 | 2.498 | 1.8675 | 1.2988 | 0.82914
|  |  | North Western | 62.4677 | 61.9973 | 61.4855 | 60.6801 | 60.3772 | 59.4916 | 57.7518 | 55.4668 | 52.9047 | 50.0328 | 46.8838 | 43.4614 | 38.9974 | 34.9337 | 31.0494 | 27.3723 | 23.9325 | 20.7516 | 17.8912 | 15.4028 | 12.6966 | 10.2057 | 7.6893 | 4.9461 | 3.562 | 2.3546 | 1.3546
|  |  | North Eastern | 33.4139 | 33.1813 | 32.9124 | 32.4678 | 31.6272 | 30.5869 | 29.4669 | 28.2132 | 26.8329 | 25.2861 | 23.5828 | 21.7023 | 19.321 | 17.0794 | 14.9236 | 12.8863 | 10.9831 | 9.2329 | 7.6615 | 6.3003 | 5.1303 | 4.148 | 3.324 | 2.6126 | 1.8765 | 1.2098 | 0.65952
|  |  | East Midlands | 54.8732 | 54.0763 | 53.5343 | 52.8062 | 51.3861 | 49.7056 | 47.8887 | 45.8574 | 43.569 | 41.0069 | 38.2341 | 35.1984 | 31.2742 | 27.6732 | 24.2273 | 20.9555 | 17.886 | 15.0466 | 12.4832 | 10.2584 | 8.35 | 6.744 | 5.4021 | 4.2462 | 3.0407 | 1.9453 | 1.0443
|  |  | West Midlands | 41.4711 | 41.133 | 40.7576 | 40.1494 | 39.1064 | 37.8502 | 36.4865 | 34.9726 | 33.2865 | 31.4273 | 29.4074 | 27.2035 | 24.3353 | 21.6528 | 19.0626 | 16.5671 | 14.1921 | 11.9717 | 9.947 | 8.1693 | 6.6304 | 5.3329 | 4.2449 | 3.3041 | 2.3306 | 1.4391 | 0.70648
|  |  | Wales North | 5.9753 | 5.9212 | 5.8749 | 5.8007 | 5.6312 | 5.4587 | 5.2874 | 5.0816 | 4.8389 | 4.5533 | 4.2377 | 3.8816 | 3.4298 | 3.0087 | 2.6153 | 2.2504 | 1.9193 | 1.6193 | 1.3542 | 1.1272 | 0.9295 | 0.76455 | 0.62746 | 0.51326 | 0.38902 | 0.2754 | 0.17999
|  |  | Wales South | 19.9315 | 20.3248 | 19.9236 | 19.3314 | 18.5095 | 17.5991 | 16.5216 | 15.833 | 15.0714 | 14.1989 | 13.2727 | 12.2648 | 10.9086 | 9.6927 | 8.5341 | 7.4248 | 6.3735 | 5.3953 | 4.502 | 3.7236 | 3.052 | 2.4827 | 2.0045 | 1.6031 | 1.1925 | 0.81894 | 0.5111
|  |  | Eastern | 39.1744 | 38.9283 | 38.6572 | 38.1612 | 37.2233 | 36.1154 | 34.8638 | 33.4356 | 31.805 | 29.9621 | 27.9115 | 25.6398 | 22.7758 | 20.0774 | 17.5072 | 15.0784 | 12.8087 | 10.7236 | 8.8391 | 7.1927 | 5.7771 | 4.5885 | 3.5947 | 2.7352 | 1.8635 | 1.0816 | 0.44577
|  |  | North Thames | 47.7093 | 47.3033 | 46.8507 | 46.1233 | 44.9356 | 43.5021 | 41.9267 | 40.1672 | 38.2124 | 36.0717 | 33.7564 | 31.2415 | 27.9878 | 24.9118 | 21.9321 | 19.046 | 16.2832 | 13.6932 | 11.3249 | 9.2411 | 7.4363 | 5.9171 | 4.6381 | 3.528 | 2.4034 | 1.3811 | 0.5501
|  |  | South Eastern | 50.2171 | 49.2041 | 48.1933 | 46.9511 | 45.321 | 43.4541 | 41.3887 | 38.4168 | 36.3735 | 34.2167 | 31.968 | 29.6118 | 26.5489 | 23.6616 | 20.8666 | 18.1477 | 15.5351 | 13.0749 | 10.809 | 8.7995 | 7.056 | 5.5802 | 4.3404 | 3.2606 | 2.1976 | 1.2357 | 0.45995
|  |  | Southern | 36.3077 | 36.5185 | 36.7241 | 36.7172 | 35.952 | 34.9911 | 33.9529 | 32.7615 | 30.9838 | 29.0734 | 27.064 | 24.922 | 22.2943 | 19.7644 | 17.296 | 14.879 | 12.5377 | 10.3042 | 8.2092 | 6.3161 | 5.0766 | 4.0462 | 3.1755 | 2.4186 | 1.6573 | 0.96406 | 0.40234
|  |  | South Western | 27.3282 | 27.119 | 26.8816 | 26.493 | 25.8233 | 25.0335 | 24.1742 | 23.1917 | 22.0849 | 20.8632 | 19.5303 | 18.0643 | 16.1293 | 14.3265 | 12.6002 | 10.9355 | 9.3533 | 7.874 | 6.5276 | 5.3453 | 4.3207 | 3.4581 | 2.7332 | 2.1075 | 1.4647 | 0.87979 | 0.40004
|  |  | GB | 493.8283 | 490.1194 | 485.634 | 478.5471 | 466.8352 | 452.4639 | 435.9619 | 416.9159 | 396.3966 | 373.6516 | 348.973 | 322.0516 | 287.535 | 255.2452 | 224.2282 | 194.5812 | 166.5859 | 140.5599 | 116.9163 | 96.1891 | 78.1359 | 62.7377 | 49.3917 | 37.3042 | 26.351 | 16.4568 | 8.3459
Holistic Transition: LDZ Annual demand
Source: National Grid
Calendar year
|  |  |  | 2024 | 2025 | 2026 | 2027 | 2028 | 2029 | 2030 | 2031 | 2032 | 2033 | 2034 | 2035 | 2036 | 2037 | 2038 | 2039 | 2040 | 2041 | 2042 | 2043 | 2044 | 2045 | 2046 | 2047 | 2048 | 2049 | 2050
|  |  | Scotland | 45.1022 | 44.6761 | 44.2237 | 43.3222 | 41.8175 | 40.0597 | 38.2768 | 36.4795 | 34.5743 | 32.4447 | 30.1725 | 27.7926 | 24.9051 | 22.1365 | 19.4921 | 16.9585 | 14.5946 | 12.3715 | 10.3426 | 8.5132 | 6.8801 | 5.4503 | 4.2003 | 3.0782 | 2.1478 | 1.3132 | 0.75309
|  |  | Northern | 29.2414 | 28.9165 | 28.5843 | 27.9962 | 27.0623 | 25.9799 | 24.8446 | 23.6873 | 22.433 | 21.0041 | 19.4238 | 17.7471 | 15.8199 | 14.0007 | 12.2871 | 10.6812 | 9.2044 | 7.8328 | 6.5955 | 5.4806 | 4.4889 | 3.6208 | 2.8623 | 2.1904 | 1.6366 | 1.1408 | 0.78921
|  |  | North Western | 61.5013 | 60.9271 | 60.2589 | 59.1658 | 58.8504 | 58.2335 | 55.8188 | 53.4304 | 50.8574 | 47.9728 | 44.7685 | 41.4456 | 37.693 | 34.108 | 30.6742 | 27.3896 | 24.3202 | 21.4357 | 18.7498 | 15.7525 | 13.1009 | 10.7168 | 8.5595 | 6.5622 | 4.8055 | 3.1289 | 1.4159
|  |  | North Eastern | 33.0574 | 32.7264 | 32.3524 | 31.6642 | 30.5735 | 29.2695 | 27.8764 | 26.5002 | 25.0373 | 23.4 | 21.6267 | 19.79 | 17.6759 | 15.6696 | 13.7652 | 11.9617 | 10.288 | 8.7242 | 7.3041 | 6.0232 | 4.8826 | 3.8852 | 3.0143 | 2.2316 | 1.5831 | 1.0054 | 0.60865
|  |  | East Midlands | 54.9236 | 54.0324 | 53.3302 | 52.2343 | 50.412 | 48.306 | 46.0036 | 43.812 | 41.4591 | 38.8104 | 35.9303 | 32.9464 | 29.5183 | 26.2358 | 23.101 | 20.1058 | 17.305 | 14.68 | 12.2817 | 10.118 | 8.1917 | 6.5012 | 5.0274 | 3.7102 | 2.6222 | 1.6482 | 0.98836
|  |  | West Midlands | 41.8662 | 41.4672 | 40.9725 | 40.1449 | 38.8548 | 37.3488 | 35.755 | 34.156 | 32.4411 | 30.5056 | 28.4251 | 26.2603 | 23.6167 | 21.0717 | 18.6148 | 16.2346 | 13.9921 | 11.8765 | 9.9335 | 8.177 | 6.6081 | 5.2343 | 4.0342 | 2.961 | 2.0675 | 1.2639 | 0.69902
|  |  | Wales North | 5.9785 | 5.909 | 5.8448 | 5.723 | 5.5141 | 5.292 | 5.0779 | 4.8527 | 4.6026 | 4.3155 | 3.9997 | 3.6607 | 3.2459 | 2.8656 | 2.5136 | 2.1846 | 1.8852 | 1.6085 | 1.3579 | 1.1351 | 0.93645 | 0.76186 | 0.60809 | 0.47239 | 0.35921 | 0.25662 | 0.18232
|  |  | Wales South | 19.7663 | 20.1207 | 19.7195 | 19.2302 | 18.5139 | 17.6298 | 16.7073 | 15.8113 | 14.8373 | 13.7501 | 12.7357 | 11.5578 | 10.3849 | 9.29 | 8.2429 | 7.2338 | 6.281 | 5.3798 | 4.5492 | 3.7919 | 3.1124 | 2.5115 | 1.9816 | 1.5177 | 1.1283 | 0.77564 | 0.51514
|  |  | Eastern | 39.2573 | 38.945 | 38.5774 | 37.8018 | 36.4726 | 34.964 | 33.3442 | 31.8186 | 30.1793 | 28.351 | 26.3775 | 24.3151 | 21.8363 | 19.4436 | 17.1585 | 14.9469 | 12.8583 | 10.89 | 9.0748 | 7.4225 | 5.9443 | 4.6446 | 3.5038 | 2.48 | 1.6412 | 0.88594 | 0.4031
|  |  | North Thames | 48.2194 | 47.7492 | 47.1628 | 46.1861 | 44.7 | 42.9717 | 41.1292 | 39.2745 | 37.2867 | 35.0549 | 32.6754 | 30.1975 | 27.178 | 24.2401 | 21.3874 | 18.6109 | 15.9894 | 13.5141 | 11.2388 | 9.1717 | 7.3339 | 5.7285 | 4.3327 | 3.0878 | 2.0608 | 1.1448 | 0.51394
|  |  | South Eastern | 51.8313 | 51.1109 | 50.1913 | 48.8192 | 46.9679 | 44.8718 | 42.6681 | 40.4139 | 38.0293 | 35.4673 | 32.7587 | 29.7964 | 26.7842 | 23.8971 | 21.0996 | 18.3775 | 15.8 | 13.3643 | 11.1196 | 9.0797 | 7.2637 | 5.6744 | 4.2924 | 3.0614 | 2.0499 | 1.1458 | 0.51964
|  |  | Southern | 35.0883 | 35.1693 | 35.2949 | 35.2075 | 34.8541 | 33.8675 | 32.7881 | 31.6398 | 30.4101 | 29.0017 | 27.192 | 25.2909 | 23.0054 | 20.7766 | 18.6026 | 16.4668 | 14.4226 | 12.4657 | 10.6395 | 8.9393 | 7.3921 | 5.9945 | 4.7347 | 3.5773 | 2.5649 | 1.6211 | 0.86579
|  |  | South Western | 27.5424 | 27.2873 | 26.9712 | 26.4322 | 25.5907 | 24.6252 | 23.6096 | 22.5655 | 21.4381 | 20.1613 | 18.7916 | 17.3583 | 15.554 | 13.8406 | 12.2009 | 10.6148 | 9.1231 | 7.7176 | 6.428 | 5.2621 | 4.2246 | 3.3192 | 2.5313 | 1.8271 | 1.2466 | 0.72953 | 0.37292
|  |  | GB | 493.3757 | 489.0369 | 483.4838 | 473.9275 | 460.1838 | 443.4195 | 423.8996 | 404.4416 | 383.5856 | 360.2392 | 334.8776 | 308.1587 | 277.2174 | 247.5759 | 219.1399 | 191.7668 | 166.0639 | 141.8608 | 119.6149 | 98.8668 | 80.3597 | 64.0433 | 49.6826 | 36.7573 | 25.9138 | 16.0596 | 8.6271
Five Year Forecast: LDZ Annual demand
Source: National Grid
Calendar year
|  |  |  | 2024 | 2025 | 2026 | 2027 | 2028 | 2029
|  |  | Scotland | 45.2274 | 46.2523 | 46.0342 | 45.4536 | 44.3288 | 43.0481
|  |  | Northern | 30.1109 | 30.7583 | 30.6459 | 30.3243 | 29.6806 | 28.9449
|  |  | North Western | 62.723 | 64.1294 | 63.7897 | 63.0618 | 62.9723 | 63.478
|  |  | North Eastern | 33.5801 | 34.3281 | 34.1475 | 33.7284 | 32.9202 | 31.9753
|  |  | East Midlands | 55.0037 | 56.0099 | 55.6231 | 54.9448 | 53.6297 | 52.162
|  |  | West Midlands | 41.7104 | 42.7374 | 42.4187 | 41.8396 | 40.8784 | 39.8379
|  |  | Wales North | 5.9948 | 6.0963 | 6.0817 | 6.0214 | 5.8879 | 5.7501
|  |  | Wales South | 20.3776 | 21.5587 | 21.2904 | 20.6432 | 20.1979 | 19.6801
|  |  | Eastern | 39.4266 | 40.4626 | 40.3522 | 39.8526 | 38.8598 | 37.7214
|  |  | North Thames | 48.0222 | 49.2554 | 48.9028 | 48.2182 | 47.1007 | 45.897
|  |  | South Eastern | 51.0733 | 52.1187 | 51.5338 | 50.5784 | 49.2782 | 47.7945
|  |  | Southern | 37.5203 | 38.8965 | 39.1112 | 38.6589 | 37.8364 | 36.9327
|  |  | South Western | 27.5026 | 28.1929 | 28 | 27.6279 | 27.0015 | 26.3376
|  |  | GB | 498.2729 | 510.7966 | 507.9312 | 500.9531 | 490.5726 | 479.5595

## Annual Supply
Annual supply
Electric Engagement
| Year | 2000 | 2001 | 2002 | 2003 | 2004 | 2005 | 2006 | 2007 | 2008 | 2009 | 2010 | 2011 | 2012 | 2013 | 2014 | 2015 | 2016 | 2017 | 2018 | 2019 | 2020 | 2021 | 2022 | 2023 | 2024 | 2025 | 2026 | 2027 | 2028 | 2029 | 2030 | 2031 | 2032 | 2033 | 2034 | 2035
| UKCS | 94.816 | 95.235 | 92.442 | 93.799 | 90.502 | 82.179 | 74.907 | 66.839 | 63.444 | 54.758 | 52.107 | 40.013 | 33.228 | 32 | 31 | 33 | 34.7545 | 38.0995 | 36.0901 | 34 | 33.5863 | 29.337 | 34.98 | 33.8133 | 32.83 | 30.25 | 27.11 | 24.52 | 22.02 | 19.73 | 17.74 | 15.82 | 14.14 | 12.73 | 11.43 | 10.23
| Shale | 0 | 0 | 0 | 0 | 0 | 0 | 0 | 0 | 0 | 0 | 0 | 0 | 0 | 0 | 0 | 0 | 0 | 0 | 0 | 0 | 0 | 0 | 0 | 0 | 0 | 0 | 0 | 0 | 0 | 0 | 0 | 0 | 0 | 0 | 0 | 0
| Green gas | 0 | 0 | 0 | 0 | 0 | 0 | 0 | 0 | 0 | 0 | 0 | 0 | 0 | 0 | 0 | 0 | 0.2 | 0.25 | 0 | 0 | 0.30168 | 0.30496 | 0.30634 | 0.618 | 0.63 | 0.64 | 0.66 | 0.68 | 0.69 | 0.71 | 0.73 | 0.68 | 0.62 | 0.57 | 0.52 | 0.47
| Norway | 1.2 | 1.375 | 3.429 | 5.161 | 7.069 | 9.288 | 13.113 | 20.085 | 26.189 | 23.727 | 25.357 | 21.865 | 27.858 | 29 | 25 | 29 | 32.273 | 35.2134 | 33.5186 | 28 | 26.411 | 31.749 | 29.4915 | 25.762 | 26.2 | 26.3 | 25.22 | 25.1 | 24.75 | 24.92 | 24.98 | 23.51 | 20.25 | 18.33 | 16.85 | 14.76
| Continent | 0.261 | 0.366 | 0.61 | 0.592 | 2.357 | 2.227 | 3.668 | 7.7 | 9.557 | 7.233 | 9.545 | 6.264 | 8.092 | 11 | 7 | 3.5 | 6 | 4.6759 | 6.144 | 2 | 1.3293 | 4.1218 | 0.15777 | 0.035495 | 0 | 0 | 0 | 0 | 0 | 0 | 0 | 0 | 0 | 0 | 0 | 0
| LNG | 0 | 0 | 0 | 0 | 0 | 0 | 0 | 0 | 0 | 6.405 | 18.688 | 24.779 | 13.573 | 9 | 11 | 12.5 | 9.0489 | 5.2819 | 5.7079 | 17 | 17.6939 | 14.2823 | 24.7354 | 19.0772 | 3.65 | 3.65 | 3.65 | 3.65 | 3.65 | 3.65 | 3.65 | 3.65 | 3.65 | 3.65 | 3.65 | 3.65
| Generic imports | 0 | 0 | 0 | 0 | 0 | 0 | 0 | 0 | 0 | 0 | 0 | 0 | 0 | 0 | 0 | 0 | 0 | 0 | 0 | 0 | 0 | 0 | 0 | 0 | 1.45 | 4.57 | 7.2 | 9.52 | 12.93 | 13.24 | 11.9 | 10.7 | 12.8 | 15.29 | 13.99 | 14.31
| Demand | 103.018 | 105.022 | 103.727 | 107.878 | 103.915 | 99.929 | 97.687 | 99.814 | 104.295 | 100.212 | 112.572 | 96.215 | 87.846 | 81 | 74 | 78 | 87 | 87.9464 | 84.8425 | 82 | 79.3222 | 79.7951 | 89.6709 | 79.3059 | 64.76 | 65.41 | 63.84 | 63.47 | 64.04 | 62.25 | 59 | 54.36 | 51.46 | 50.57 | 46.44 | 43.42
| Import dependency | 0.014182 | 0.016577 | 0.038939 | 0.053329 | 0.090709 | 0.11523 | 0.17178 | 0.27837 | 0.34274 | 0.37286 | 0.47605 | 0.54989 | 0.56375 | 0.60494 | 0.58108 | 0.57692 | 0.54393 | 0.51362 | 0.53476 | 0.58 | 0.57278 | 0.62852 | 0.60649 | 0.56584 | 0.48332 | 0.52775 | 0.56501 | 0.60296 | 0.64538 | 0.67165 | 0.68695 | 0.69647 | 0.71318 | 0.737 | 0.74268 | 0.75357
*Years in calendar year
*Data in bcm
Hydrogen Evolution
| Year | 2000 | 2001 | 2002 | 2003 | 2004 | 2005 | 2006 | 2007 | 2008 | 2009 | 2010 | 2011 | 2012 | 2013 | 2014 | 2015 | 2016 | 2017 | 2018 | 2019 | 2020 | 2021 | 2022 | 2023 | 2024 | 2025 | 2026 | 2027 | 2028 | 2029 | 2030 | 2031 | 2032 | 2033 | 2034 | 2035
| UKCS | 94.816 | 95.235 | 92.442 | 93.799 | 90.502 | 82.179 | 74.907 | 66.839 | 63.444 | 54.758 | 52.107 | 40.013 | 33.228 | 32 | 31 | 33 | 34.7545 | 38.0995 | 36.0901 | 34 | 36 | 36 | 34.98 | 33.8133 | 32.83 | 30.25 | 27.11 | 24.52 | 22.02 | 19.73 | 17.74 | 15.82 | 14.14 | 12.73 | 11.43 | 10.23
| Shale | 0 | 0 | 0 | 0 | 0 | 0 | 0 | 0 | 0 | 0 | 0 | 0 | 0 | 0 | 0 | 0 | 0 | 0 | 0 | 0 | 0 | 0 | 0 | 0 | 0 | 0 | 0 | 0 | 0 | 0 | 0 | 0 | 0 | 0 | 0 | 0
| Green gas | 0 | 0 | 0 | 0 | 0 | 0 | 0 | 0 | 0 | 0 | 0 | 0 | 0 | 0 | 0 | 0 | 0.2 | 0.25 | 0 | 0 | 0 | 1 | 0.30634 | 0.618 | 0.77 | 0.92 | 1.07 | 1.23 | 1.38 | 1.54 | 1.69 | 1.65 | 1.56 | 1.54 | 1.49 | 1.28
| Norway | 1.2 | 1.375 | 3.429 | 5.161 | 7.069 | 9.288 | 13.113 | 20.085 | 26.189 | 23.727 | 25.357 | 21.865 | 27.858 | 29 | 25 | 29 | 32.273 | 35.2134 | 33.5186 | 28 | 28 | 29 | 29.4915 | 25.762 | 25.47 | 26.3 | 25.22 | 25.1 | 24.75 | 24.92 | 24.98 | 23.51 | 20.25 | 18.33 | 16.85 | 14.76
| Continent | 0.261 | 0.366 | 0.61 | 0.592 | 2.357 | 2.227 | 3.668 | 7.7 | 9.557 | 7.233 | 9.545 | 6.264 | 8.092 | 11 | 7 | 3.5 | 6 | 4.6759 | 6.144 | 2 | 2 | 3 | 0.15777 | 0.035495 | 0 | 0 | 0 | 0 | 0 | 0 | 0 | 0 | 0 | 0 | 0 | 0
| LNG | 0 | 0 | 0 | 0 | 0 | 0 | 0 | 0 | 0 | 6.405 | 18.688 | 24.779 | 13.573 | 9 | 11 | 12.5 | 9.0489 | 5.2819 | 5.7079 | 17 | 12 | 9 | 24.7354 | 19.0772 | 3.65 | 3.65 | 3.65 | 3.65 | 3.65 | 3.65 | 3.65 | 3.65 | 3.65 | 3.65 | 3.65 | 3.65
| Generic imports | 0 | 0 | 0 | 0 | 0 | 0 | 0 | 0 | 0 | 0 | 0 | 0 | 0 | 0 | 0 | 0 | 0 | 0 | 0 | 0 | 2 | 1 | 0 | 0 | 2.85 | 7.21 | 9.06 | 11.66 | 14.81 | 15.98 | 17.73 | 15.78 | 18.77 | 20 | 17.8 | 19.61
| Demand | 103.018 | 105.022 | 103.727 | 107.878 | 103.915 | 99.929 | 97.687 | 99.814 | 104.295 | 100.212 | 112.572 | 96.215 | 87.846 | 81 | 74 | 78 | 87 | 87.9464 | 84.8425 | 82 | 82 | 79 | 89.6709 | 79.3059 | 65.57 | 68.33 | 66.11 | 66.16 | 66.61 | 65.82 | 65.79 | 60.41 | 58.37 | 56.25 | 51.22 | 49.53
| Import dependency | 0.014182 | 0.016577 | 0.038939 | 0.053329 | 0.090709 | 0.11523 | 0.17178 | 0.27837 | 0.34274 | 0.37286 | 0.47605 | 0.54989 | 0.56375 | 0.60494 | 0.58108 | 0.57692 | 0.54393 | 0.51362 | 0.53476 | 0.58 | 0.55 | 0.53 | 0.60649 | 0.56584 | 0.48757 | 0.54383 | 0.57374 | 0.61079 | 0.6487 | 0.67685 | 0.70467 | 0.71081 | 0.73103 | 0.74631 | 0.74775 | 0.76762
*Years in calendar year
*Data in bcm
Holistic Transition
| Year | 2000 | 2001 | 2002 | 2003 | 2004 | 2005 | 2006 | 2007 | 2008 | 2009 | 2010 | 2011 | 2012 | 2013 | 2014 | 2015 | 2016 | 2017 | 2018 | 2019 | 2020 | 2021 | 2022 | 2023 | 2024 | 2025 | 2026 | 2027 | 2028 | 2029 | 2030 | 2031 | 2032 | 2033 | 2034 | 2035
| UKCS | 94.816 | 95.235 | 92.442 | 93.799 | 90.502 | 82.179 | 74.907 | 66.839 | 63.444 | 54.758 | 52.107 | 40.013 | 33.228 | 32 | 31 | 33 | 34.7545 | 38.0995 | 36.0901 | 34 | 33.5863 | 29.337 | 34.98 | 33.8133 | 32.83 | 30.25 | 27.11 | 24.52 | 22.02 | 19.73 | 17.74 | 15.82 | 14.14 | 12.73 | 11.43 | 10.23
| Shale | 0 | 0 | 0 | 0 | 0 | 0 | 0 | 0 | 0 | 0 | 0 | 0 | 0 | 0 | 0 | 0 | 0 | 0 | 0 | 0 | 0 | 0 | 0 | 0 | 0 | 0 | 0 | 0 | 0 | 0 | 0 | 0 | 0 | 0 | 0 | 0
| Green gas | 0 | 0 | 0 | 0 | 0 | 0 | 0 | 0 | 0 | 0 | 0 | 0 | 0 | 0 | 0 | 0 | 0.2 | 0.25 | 0 | 0 | 0.30168 | 0.30496 | 0.30634 | 0.618 | 0.77 | 0.92 | 1.07 | 1.23 | 1.38 | 1.54 | 1.57 | 1.61 | 1.54 | 1.33 | 1.29 | 1.17
| Norway | 1.2 | 1.375 | 3.429 | 5.161 | 7.069 | 9.288 | 13.113 | 20.085 | 26.189 | 23.727 | 25.357 | 21.865 | 27.858 | 29 | 25 | 29 | 32.273 | 35.2134 | 33.5186 | 28 | 26.411 | 31.749 | 29.4915 | 25.762 | 24.7 | 23.54 | 22.23 | 22.11 | 21.81 | 21.96 | 21.06 | 19.81 | 17.07 | 15.45 | 13.55 | 11.88
| Continent | 0.261 | 0.366 | 0.61 | 0.592 | 2.357 | 2.227 | 3.668 | 7.7 | 9.557 | 7.233 | 9.545 | 6.264 | 8.092 | 11 | 7 | 3.5 | 6 | 4.6759 | 6.144 | 2 | 1.3293 | 4.1218 | 0.15777 | 0.035495 | 0 | 0 | 0 | 0 | 0 | 0 | 0 | 0 | 0 | 0 | 0 | 0
| LNG | 0 | 0 | 0 | 0 | 0 | 0 | 0 | 0 | 0 | 6.405 | 18.688 | 24.779 | 13.573 | 9 | 11 | 12.5 | 9.0489 | 5.2819 | 5.7079 | 17 | 17.6939 | 14.2823 | 24.7354 | 19.0772 | 3.65 | 3.65 | 3.65 | 3.65 | 3.65 | 3.65 | 3.65 | 3.65 | 3.65 | 3.65 | 3.65 | 3.65
| Generic imports | 0 | 0 | 0 | 0 | 0 | 0 | 0 | 0 | 0 | 0 | 0 | 0 | 0 | 0 | 0 | 0 | 0 | 0 | 0 | 0 | 0 | 0 | 0 | 0 | 2.94 | 6.78 | 9.31 | 11.74 | 15.33 | 15.41 | 14.34 | 13.13 | 13.96 | 15.32 | 13.36 | 12.43
| Demand | 103.018 | 105.022 | 103.727 | 107.878 | 103.915 | 99.929 | 97.687 | 99.814 | 104.295 | 100.212 | 112.572 | 96.215 | 87.846 | 81 | 74 | 78 | 87 | 87.9464 | 84.8425 | 82 | 79.3222 | 79.7951 | 89.6709 | 79.3059 | 64.89 | 65.14 | 63.37 | 63.25 | 64.19 | 62.29 | 58.36 | 54.02 | 50.36 | 48.48 | 43.28 | 39.36
| Import dependency | 0.014182 | 0.016577 | 0.038939 | 0.053329 | 0.090709 | 0.11523 | 0.17178 | 0.27837 | 0.34274 | 0.37286 | 0.47605 | 0.54989 | 0.56375 | 0.60494 | 0.58108 | 0.57692 | 0.54393 | 0.51362 | 0.53476 | 0.58 | 0.57278 | 0.62852 | 0.60649 | 0.56584 | 0.4822 | 0.52149 | 0.55531 | 0.59289 | 0.63546 | 0.65853 | 0.66912 | 0.67734 | 0.68864 | 0.70998 | 0.7061 | 0.71037
*Years in calendar year
*Data in bcm
Counterfactual
| Year | 2000 | 2001 | 2002 | 2003 | 2004 | 2005 | 2006 | 2007 | 2008 | 2009 | 2010 | 2011 | 2012 | 2013 | 2014 | 2015 | 2016 | 2017 | 2018 | 2019 | 2020 | 2021 | 2022 | 2023 | 2024 | 2025 | 2026 | 2027 | 2028 | 2029 | 2030 | 2031 | 2032 | 2033 | 2034 | 2035
| UKCS | 94.816 | 95.235 | 92.442 | 93.799 | 90.502 | 82.179 | 74.907 | 66.839 | 63.444 | 54.758 | 52.107 | 40.013 | 33.228 | 32 | 31 | 33 | 34.7545 | 38.0995 | 36.0901 | 34 | 33.5863 | 29.337 | 34.98 | 33.8133 | 32.83 | 30.25 | 27.11 | 24.31 | 21.87 | 19.71 | 17.81 | 15.92 | 14.34 | 12.88 | 11.71 | 10.62
| Shale | 0 | 0 | 0 | 0 | 0 | 0 | 0 | 0 | 0 | 0 | 0 | 0 | 0 | 0 | 0 | 0 | 0 | 0 | 0 | 0 | 0 | 0 | 0 | 0 | 0 | 0 | 0 | 0 | 0 | 0 | 0 | 0 | 0 | 0 | 0 | 0
| Green gas | 0 | 0 | 0 | 0 | 0 | 0 | 0 | 0 | 0 | 0 | 0 | 0 | 0 | 0 | 0 | 0 | 0.2 | 0.25 | 0 | 0 | 0.30168 | 0.30496 | 0.30634 | 0.618 | 0.63 | 0.64 | 0.66 | 0.68 | 0.69 | 0.71 | 0.73 | 0.75 | 0.76 | 0.78 | 0.8 | 0.82
| Norway | 1.2 | 1.375 | 3.429 | 5.161 | 7.069 | 9.288 | 13.113 | 20.085 | 26.189 | 23.727 | 25.357 | 21.865 | 27.858 | 29 | 25 | 29 | 32.273 | 35.2134 | 33.5186 | 28 | 26.411 | 31.749 | 29.4915 | 25.762 | 28.57 | 30.22 | 28.99 | 28.85 | 28.49 | 28.88 | 29.35 | 28.18 | 24.84 | 23.15 | 22.18 | 20.28
| Continent | 0.261 | 0.366 | 0.61 | 0.592 | 2.357 | 2.227 | 3.668 | 7.7 | 9.557 | 7.233 | 9.545 | 6.264 | 8.092 | 11 | 7 | 3.5 | 6 | 4.6759 | 6.144 | 2 | 1.3293 | 4.1218 | 0.15777 | 0.035495 | 0 | 0 | 0 | 0 | 0 | 0 | 0 | 0 | 0 | 0 | 0 | 0
| LNG | 0 | 0 | 0 | 0 | 0 | 0 | 0 | 0 | 0 | 6.405 | 18.688 | 24.779 | 13.573 | 9 | 11 | 12.5 | 9.0489 | 5.2819 | 5.7079 | 17 | 17.6939 | 14.2823 | 24.7354 | 19.0772 | 3.65 | 3.65 | 3.65 | 3.65 | 3.65 | 3.65 | 3.65 | 3.65 | 3.65 | 3.65 | 3.65 | 3.65
| Generic imports | 0 | 0 | 0 | 0 | 0 | 0 | 0 | 0 | 0 | 0 | 0 | 0 | 0 | 0 | 0 | 0 | 0 | 0 | 0 | 0 | 0 | 0 | 0 | 0 | 4.87 | 7.72 | 11.34 | 14.29 | 18.32 | 18.6 | 20.3 | 19.52 | 21.13 | 23.73 | 23.77 | 25.17
| Demand | 103.018 | 105.022 | 103.727 | 107.878 | 103.915 | 99.929 | 97.687 | 99.814 | 104.295 | 100.212 | 112.572 | 96.215 | 87.846 | 81 | 74 | 78 | 87 | 87.9464 | 84.8425 | 82 | 79.3222 | 79.7951 | 89.6709 | 79.3059 | 70.55 | 72.48 | 71.75 | 71.78 | 73.02 | 71.55 | 71.84 | 68.02 | 64.72 | 64.19 | 62.11 | 60.54
| Import dependency | 0.014182 | 0.016577 | 0.038939 | 0.053329 | 0.090709 | 0.11523 | 0.17178 | 0.27837 | 0.34274 | 0.37286 | 0.47605 | 0.54989 | 0.56375 | 0.60494 | 0.58108 | 0.57692 | 0.54393 | 0.51362 | 0.53476 | 0.58 | 0.57278 | 0.62852 | 0.60649 | 0.56584 | 0.52573 | 0.57381 | 0.61296 | 0.65185 | 0.69104 | 0.71461 | 0.74193 | 0.75493 | 0.76669 | 0.78719 | 0.79858 | 0.81103
*Years in calendar year
*Data in bcm

## Annual by terminal Bacton split
Annual supply by terminal with Bacton split
Figure 5.2J Annual Supply by terminal. Electric Engagement High continent/Low LNG case
|  | TWH / YEAR | 2023/24 | 2024/25 | 2025/26 | 2026/27 | 2027/28 | 2028/29 | 2029/30 | 2030/31 | 2031/32 | 2032/33 | 2033/34 | 2034/35 | 2035/36 | 2036/37 | 2037/38 | 2038/39 | 2039/40 | 2040/41 | 2041/42 | 2042/43 | 2043/44 | 2044/45 | 2045/46 | 2046/47 | 2047/48 | 2048/49 | 2049/50 | 2050/51 | P2 HC/LL | MCM / DAY | 2023/24 | 2024/25 | 2025/26 | 2026/27 | 2027/28 | 2028/29 | 2029/30 | 2030/31 | 2031/32 | 2032/33 | 2033/34 | 2034/35 | 2035/36 | 2036/37 | 2037/38 | 2038/39 | 2039/40 | 2040/41 | 2041/42 | 2042/43 | 2043/44 | 2044/45 | 2045/46 | 2046/47 | 2047/48 | 2048/49 | 2049/50 | 2050/51
|  | Bacton UKCS | 87.7964 | 89.9009 | 86.2009 | 87.1978 | 76.4793 | 64.4301 | 50.9808 | 41.1459 | 34.8691 | 27.7396 | 24.1876 | 21.067 | 20.737 | 16.3272 | 11.261 | 10.3963 | 9.8084 | 8.4725 | 2.4355 | 0 | 0 | 0 | 0 | 0 | 0 | 0 | 0 | 0 |  | Bacton UKCS | 21.8671 | 22.3913 | 21.4697 | 21.718 | 19.0484 | 16.0474 | 12.6976 | 10.248 | 8.6847 | 6.909 | 6.0243 | 5.2471 | 5.1649 | 4.0665 | 2.8047 | 2.5894 | 2.4429 | 2.1102 | 0.60659 | 0 | 0 | 0 | 0 | 0 | 0 | 0 | 0 | 0
|  | Bacton IP | 0.34808 | 16.3981 | 47.9549 | 79.1033 | 107.4127 | 137.6339 | 137.4461 | 118.3215 | 110.572 | 138.8036 | 153.9298 | 143.2699 | 141.278 | 135.3593 | 140.2981 | 140.6057 | 138.1875 | 128.859 | 116.5037 | 102.1583 | 89.9785 | 77.7402 | 65.7152 | 57.649 | 52.3662 | 45.3998 | 36.4546 | 32.999 |  | Bacton IP | 0.086694 | 4.0842 | 11.9439 | 19.7019 | 26.7528 | 34.2799 | 34.2332 | 29.4699 | 27.5397 | 34.5713 | 38.3387 | 35.6837 | 35.1875 | 33.7134 | 34.9435 | 35.0201 | 34.4178 | 32.0944 | 29.0171 | 25.4442 | 22.4106 | 19.3624 | 16.3674 | 14.3584 | 13.0426 | 11.3076 | 9.0796 | 8.2189
|  | Barrow | 13.5608 | 11.1867 | 9.8273 | 7.6887 | 6.0841 | 2.7438 | 0 | 0 | 0 | 0 | 0 | 0 | 0 | 0 | 0 | 0 | 0 | 0 | 0 | 0 | 0 | 0 | 0 | 0 | 0 | 0 | 0 | 0 |  | Barrow | 3.3775 | 2.7862 | 2.4477 | 1.915 | 1.5153 | 0.6834 | 0 | 0 | 0 | 0 | 0 | 0 | 0 | 0 | 0 | 0 | 0 | 0 | 0 | 0 | 0 | 0 | 0 | 0 | 0 | 0 | 0 | 0
|  | Easington | 193.7766 | 215.5717 | 188.8028 | 184.1718 | 186.8936 | 173.3447 | 168.1488 | 156.8251 | 153.0823 | 138.7674 | 115.9716 | 108.2638 | 91.9429 | 81.6811 | 72.7772 | 64.9417 | 57.8366 | 48.5167 | 42.2175 | 38.483 | 33.8549 | 32.4278 | 29.9189 | 28.0358 | 25.5993 | 20.7798 | 18.3441 | 19.3877 |  | Easington | 48.2632 | 53.6916 | 47.0244 | 45.8709 | 46.5488 | 43.1743 | 41.8802 | 39.0598 | 38.1276 | 34.5622 | 28.8846 | 26.9648 | 22.8999 | 20.344 | 18.1263 | 16.1748 | 14.4051 | 12.0839 | 10.5149 | 9.5848 | 8.4321 | 8.0767 | 7.4518 | 6.9828 | 6.3759 | 5.1755 | 4.5689 | 4.8288
|  | St Fergus | 231.9826 | 251.9366 | 246.6439 | 232.4145 | 226.3871 | 211.7187 | 202.698 | 192.1632 | 179.7843 | 167.4549 | 148.0081 | 135.4169 | 111.2497 | 102.5209 | 93.5341 | 82.781 | 72.0373 | 61.9615 | 57.6994 | 53.3566 | 50.4371 | 47.1865 | 42.9901 | 36.1345 | 33.3841 | 30.8824 | 37.2414 | 34.4295 |  | St Fergus | 57.779 | 62.7488 | 61.4306 | 57.8865 | 56.3853 | 52.7319 | 50.4852 | 47.8613 | 44.7782 | 41.7073 | 36.8638 | 33.7277 | 27.7085 | 25.5345 | 23.2962 | 20.6179 | 17.9421 | 15.4325 | 14.371 | 13.2893 | 12.5622 | 11.7525 | 10.7074 | 8.9999 | 8.3148 | 7.6918 | 9.2756 | 8.5752
|  | Teesside | 85.6429 | 88.2693 | 77.4628 | 63.9804 | 57.1803 | 53.4899 | 53.8542 | 53.4034 | 49.0847 | 41.2089 | 36.3424 | 33.4192 | 34.3162 | 31.3336 | 29.3421 | 26.7246 | 25.3925 | 24.0817 | 23.5058 | 22.2022 | 17.4922 | 14.3003 | 13.6333 | 14.8214 | 13.9001 | 11.3953 | 0 | 0 |  | Teesside | 21.3307 | 21.9849 | 19.2934 | 15.9353 | 14.2417 | 13.3225 | 13.4133 | 13.301 | 12.2253 | 10.2637 | 9.0517 | 8.3236 | 8.547 | 7.8041 | 7.3081 | 6.6562 | 6.3244 | 5.9979 | 5.8545 | 5.5298 | 4.3567 | 3.5617 | 3.3956 | 3.6915 | 3.462 | 2.8382 | 0 | 0
|  | Onshore | 4.6292 | 7.0846 | 6.7676 | 7.2625 | 7.6468 | 7.3907 | 7.3771 | 7.2295 | 6.9769 | 6.7615 | 5.7526 | 5.3191 | 4.6167 | 4.2987 | 3.8277 | 3.2637 | 2.6898 | 2.0649 | 1.5624 | 1.0413 | 0.51953 | 2.1597e-15 | 0 | 0 | 0 | 0 | 0 | 0 |  | Onshore | 1.153 | 1.7645 | 1.6856 | 1.8088 | 1.9046 | 1.8408 | 1.8374 | 1.8006 | 1.7377 | 1.684 | 1.4328 | 1.3248 | 1.1499 | 1.0707 | 0.95335 | 0.81288 | 0.66994 | 0.5143 | 0.38915 | 0.25936 | 0.1294 | 5.379e-16 | 0 | 0 | 0 | 0 | 0 | 0
|  | Burton Point | 0 | 0 | 0 | 0 | 0 | 0 | 0 | 0 | 0 | 0 | 0 | 0 | 0 | 0 | 0 | 0 | 0 | 0 | 0 | 0 | 0 | 0 | 0 | 0 | 0 | 0 | 0 | 0 |  | Burton Point | 0 | 0 | 0 | 0 | 0 | 0 | 0 | 0 | 0 | 0 | 0 | 0 | 0 | 0 | 0 | 0 | 0 | 0 | 0 | 0 | 0 | 0 | 0 | 0 | 0 | 0 | 0 | 0
|  | Isle of Grain | 33.0517 | 12.2274 | 11.3791 | 11.9042 | 12.2269 | 11.5345 | 11.2441 | 10.7673 | 11.1905 | 11.7487 | 10.9044 | 11.091 | 10.6959 | 11.2041 | 11.4017 | 11.342 | 11.2172 | 10.764 | 10.8594 | 10.8566 | 10.8327 | 10.9747 | 10.7173 | 11.1863 | 11.2211 | 10.6006 | 10.5126 | 11.8932 |  | Isle of Grain | 8.2321 | 3.0454 | 2.8341 | 2.9649 | 3.0453 | 2.8729 | 2.8005 | 2.6818 | 2.7872 | 2.9262 | 2.7159 | 2.7624 | 2.664 | 2.7906 | 2.8398 | 2.8249 | 2.7938 | 2.6809 | 2.7047 | 2.704 | 2.6981 | 2.7334 | 2.6693 | 2.7861 | 2.7948 | 2.6402 | 2.6183 | 2.9622
|  | Milford Haven | 78.3194 | 28.9741 | 26.9638 | 28.2082 | 28.9728 | 27.3321 | 26.6441 | 25.5142 | 26.517 | 27.8396 | 25.8391 | 26.2812 | 25.345 | 26.5492 | 27.0175 | 26.8759 | 26.5802 | 25.5063 | 25.7325 | 25.7257 | 25.6691 | 26.0056 | 25.3958 | 26.5071 | 26.5895 | 25.1192 | 24.9105 | 28.1822 |  | Milford Haven | 19.5067 | 7.2165 | 6.7158 | 7.0257 | 7.2161 | 6.8075 | 6.6361 | 6.3547 | 6.6045 | 6.9339 | 6.4356 | 6.5458 | 6.3126 | 6.6125 | 6.7291 | 6.6939 | 6.6202 | 6.3528 | 6.4091 | 6.4074 | 6.3933 | 6.4771 | 6.3252 | 6.602 | 6.6225 | 6.2563 | 6.2044 | 7.0192
|  | Total | 729.1077 | 721.5494 | 702.0032 | 701.9314 | 709.2836 | 689.6185 | 658.3933 | 605.3701 | 572.0768 | 560.3241 | 520.9356 | 484.1281 | 440.1814 | 409.2741 | 389.4594 | 366.9309 | 343.7496 | 310.2267 | 280.5162 | 253.8237 | 228.784 | 208.635 | 188.3705 | 174.334 | 163.0602 | 144.1771 | 127.4632 | 126.8915 |  | Total | 181.5959 | 179.7134 | 174.8451 | 174.8273 | 176.6584 | 171.7605 | 163.9834 | 150.7771 | 142.4849 | 139.5577 | 129.7474 | 120.5799 | 109.6342 | 101.9363 | 97.0011 | 91.39 | 85.6163 | 77.2669 | 69.867 | 63.2189 | 56.9823 | 51.9639 | 46.9167 | 43.4207 | 40.6127 | 35.9096 | 31.7468 | 31.6044
[33 empty] | TRUE | TRUE | TRUE | TRUE | TRUE | TRUE | TRUE | TRUE | TRUE | TRUE | TRUE | TRUE | TRUE | TRUE | TRUE | TRUE | TRUE | TRUE | TRUE | TRUE | TRUE | TRUE | TRUE | TRUE | TRUE | TRUE | TRUE | TRUE
[33 empty] | TRUE | TRUE | TRUE | TRUE | TRUE | TRUE | TRUE | TRUE | TRUE | TRUE | TRUE | TRUE | TRUE | TRUE | TRUE | TRUE | TRUE | TRUE | FALSE | TRUE | TRUE | TRUE | TRUE | TRUE | TRUE | TRUE | TRUE | TRUE
Figure 5.2J Annual Supply by terminal. Electric EngagementLow continent/High LNG case
|  | TWH / YEAR | 2023/24 | 2024/25 | 2025/26 | 2026/27 | 2027/28 | 2028/29 | 2029/30 | 2030/31 | 2031/32 | 2032/33 | 2033/34 | 2034/35 | 2035/36 | 2036/37 | 2037/38 | 2038/39 | 2039/40 | 2040/41 | 2041/42 | 2042/43 | 2043/44 | 2044/45 | 2045/46 | 2046/47 | 2047/48 | 2048/49 | 2049/50 | 2050/51 | P2 LC/HL | MCM / DAY | 2023/24 | 2024/25 | 2025/26 | 2026/27 | 2027/28 | 2028/29 | 2029/30 | 2030/31 | 2031/32 | 2032/33 | 2033/34 | 2034/35 | 2035/36 | 2036/37 | 2037/38 | 2038/39 | 2039/40 | 2040/41 | 2041/42 | 2042/43 | 2043/44 | 2044/45 | 2045/46 | 2046/47 | 2047/48 | 2048/49 | 2049/50 | 2050/51
|  | Bacton UKCS | 87.7964 | 89.9009 | 86.2009 | 87.1978 | 76.4793 | 64.4301 | 50.9808 | 41.1459 | 34.8691 | 27.7396 | 24.1876 | 21.067 | 20.737 | 16.3272 | 11.261 | 10.3963 | 9.8084 | 8.4725 | 2.4355 | 0 | 0 | 0 | 0 | 0 | 0 | 0 | 0 | 0 |  | Bacton UKCS | 21.8671 | 22.3913 | 21.4697 | 21.718 | 19.0484 | 16.0474 | 12.6976 | 10.248 | 8.6847 | 6.909 | 6.0243 | 5.2471 | 5.1649 | 4.0665 | 2.8047 | 2.5894 | 2.4429 | 2.1102 | 0.60659 | 0 | 0 | 0 | 0 | 0 | 0 | 0 | 0 | 0
|  | Bacton IP | 0.34808 | 0 | 0 | 0 | 0 | 0 | 0 | 0 | 0 | 0 | 0 | 0 | 0 | 0 | 0 | 0 | 0 | 0 | 0 | 0 | 0 | 0 | 0 | 0 | 0 | 0 | 0 | 0 |  | Bacton IP | 0.086694 | 0 | 0 | 0 | 0 | 0 | 0 | 0 | 0 | 0 | 0 | 0 | 0 | 0 | 0 | 0 | 0 | 0 | 0 | 0 | 0 | 0 | 0 | 0 | 0 | 0 | 0 | 0
|  | Barrow | 13.5608 | 11.1867 | 9.8273 | 7.6887 | 6.0841 | 2.7438 | 0 | 0 | 0 | 0 | 0 | 0 | 0 | 0 | 0 | 0 | 0 | 0 | 0 | 0 | 0 | 0 | 0 | 0 | 0 | 0 | 0 | 0 |  | Barrow | 3.3775 | 2.7862 | 2.4477 | 1.915 | 1.5153 | 0.6834 | 0 | 0 | 0 | 0 | 0 | 0 | 0 | 0 | 0 | 0 | 0 | 0 | 0 | 0 | 0 | 0 | 0 | 0 | 0 | 0 | 0 | 0
|  | Easington | 193.7766 | 215.5717 | 188.8028 | 184.1718 | 186.8936 | 173.3447 | 168.1488 | 156.8251 | 153.0823 | 138.7674 | 115.9716 | 108.2638 | 91.9429 | 81.6811 | 72.7772 | 64.9417 | 57.8366 | 48.5167 | 42.2175 | 38.483 | 33.8549 | 32.4278 | 29.9189 | 28.0358 | 25.5993 | 20.7798 | 18.3441 | 19.3877 |  | Easington | 48.2632 | 53.6916 | 47.0244 | 45.8709 | 46.5488 | 43.1743 | 41.8802 | 39.0598 | 38.1276 | 34.5622 | 28.8846 | 26.9648 | 22.8999 | 20.344 | 18.1263 | 16.1748 | 14.4051 | 12.0839 | 10.5149 | 9.5848 | 8.4321 | 8.0767 | 7.4518 | 6.9828 | 6.3759 | 5.1755 | 4.5689 | 4.8288
|  | St Fergus | 231.9826 | 251.9366 | 246.6439 | 232.4145 | 226.3871 | 211.7187 | 202.698 | 192.1632 | 179.7843 | 167.4549 | 148.0081 | 135.4169 | 111.2497 | 102.5209 | 93.5341 | 82.781 | 72.0373 | 61.9615 | 57.6994 | 53.3566 | 50.4371 | 47.1865 | 42.9901 | 36.1345 | 33.3841 | 30.8824 | 37.2414 | 34.4295 |  | St Fergus | 57.779 | 62.7488 | 61.4306 | 57.8865 | 56.3853 | 52.7319 | 50.4852 | 47.8613 | 44.7782 | 41.7073 | 36.8638 | 33.7277 | 27.7085 | 25.5345 | 23.2962 | 20.6179 | 17.9421 | 15.4325 | 14.371 | 13.2893 | 12.5622 | 11.7525 | 10.7074 | 8.9999 | 8.3148 | 7.6918 | 9.2756 | 8.5752
|  | Teesside | 85.6429 | 88.2693 | 77.4628 | 63.9804 | 57.1803 | 53.4899 | 53.8542 | 53.4034 | 49.0847 | 41.2089 | 36.3424 | 33.4192 | 34.3162 | 31.3336 | 29.3421 | 26.7246 | 25.3925 | 24.0817 | 23.5058 | 22.2022 | 17.4922 | 14.3003 | 13.6333 | 14.8214 | 13.9001 | 11.3953 | 0 | 0 |  | Teesside | 21.3307 | 21.9849 | 19.2934 | 15.9353 | 14.2417 | 13.3225 | 13.4133 | 13.301 | 12.2253 | 10.2637 | 9.0517 | 8.3236 | 8.547 | 7.8041 | 7.3081 | 6.6562 | 6.3244 | 5.9979 | 5.8545 | 5.5298 | 4.3567 | 3.5617 | 3.3956 | 3.6915 | 3.462 | 2.8382 | 0 | 0
|  | Onshore | 4.6292 | 7.0846 | 6.7676 | 7.2625 | 7.6468 | 7.3907 | 7.3771 | 7.2295 | 6.9769 | 6.7615 | 5.7526 | 5.3191 | 4.6167 | 4.2987 | 3.8277 | 3.2637 | 2.6898 | 2.0649 | 1.5624 | 1.0413 | 0.51953 | 2.1597e-15 | 0 | 0 | 0 | 0 | 0 | 0 |  | Onshore | 1.153 | 1.7645 | 1.6856 | 1.8088 | 1.9046 | 1.8408 | 1.8374 | 1.8006 | 1.7377 | 1.684 | 1.4328 | 1.3248 | 1.1499 | 1.0707 | 0.95335 | 0.81288 | 0.66994 | 0.5143 | 0.38915 | 0.25936 | 0.1294 | 5.379e-16 | 0 | 0 | 0 | 0 | 0 | 0
|  | Burton Point | 0 | 0 | 0 | 0 | 0 | 0 | 0 | 0 | 0 | 0 | 0 | 0 | 0 | 0 | 0 | 0 | 0 | 0 | 0 | 0 | 0 | 0 | 0 | 0 | 0 | 0 | 0 | 0 |  | Burton Point | 0 | 0 | 0 | 0 | 0 | 0 | 0 | 0 | 0 | 0 | 0 | 0 | 0 | 0 | 0 | 0 | 0 | 0 | 0 | 0 | 0 | 0 | 0 | 0 | 0 | 0 | 0 | 0
|  | Isle of Grain | 33.0517 | 17.0939 | 25.6107 | 35.3798 | 44.1038 | 52.3803 | 52.0342 | 45.8817 | 44.0051 | 52.9416 | 56.5863 | 53.6094 | 52.6231 | 51.3748 | 53.0382 | 53.0697 | 52.2272 | 49.0056 | 45.4344 | 41.1742 | 37.5357 | 34.0457 | 30.2197 | 28.2949 | 26.7619 | 24.074 | 21.3312 | 21.6864 |  | Isle of Grain | 8.2321 | 4.2575 | 6.3788 | 8.8119 | 10.9848 | 13.0461 | 12.9599 | 11.4276 | 10.9602 | 13.1859 | 14.0937 | 13.3523 | 13.1066 | 12.7957 | 13.21 | 13.2179 | 13.008 | 12.2056 | 11.3162 | 10.2551 | 9.3489 | 8.4796 | 7.5267 | 7.0473 | 6.6655 | 5.996 | 5.3129 | 5.4013
|  | Milford Haven | 78.3194 | 40.5058 | 60.6871 | 83.8359 | 104.5084 | 124.1203 | 123.3001 | 108.7212 | 104.2744 | 125.4503 | 134.0869 | 127.0327 | 124.6957 | 121.7378 | 125.6792 | 125.7539 | 123.7576 | 116.1237 | 107.6612 | 97.5664 | 88.9446 | 80.6747 | 71.6086 | 67.0475 | 63.4149 | 57.0456 | 50.5465 | 51.388 |  | Milford Haven | 19.5067 | 10.0886 | 15.1151 | 20.8807 | 26.0295 | 30.9141 | 30.7099 | 27.0788 | 25.9712 | 31.2454 | 33.3965 | 31.6395 | 31.0575 | 30.3207 | 31.3024 | 31.321 | 30.8238 | 28.9225 | 26.8148 | 24.3005 | 22.1531 | 20.0933 | 17.8353 | 16.6993 | 15.7945 | 14.2081 | 12.5894 | 12.799
|  | Total | 729.1077 | 721.5494 | 702.0032 | 701.9314 | 709.2836 | 689.6185 | 658.3933 | 605.3701 | 572.0768 | 560.3241 | 520.9356 | 484.1281 | 440.1814 | 409.2741 | 389.4594 | 366.9309 | 343.7496 | 310.2267 | 280.5162 | 253.8237 | 228.784 | 208.635 | 188.3705 | 174.334 | 163.0602 | 144.1771 | 127.4632 | 126.8915 |  | Total | 181.5959 | 179.7134 | 174.8451 | 174.8273 | 176.6584 | 171.7605 | 163.9834 | 150.7771 | 142.4849 | 139.5577 | 129.7474 | 120.5799 | 109.6342 | 101.9363 | 97.0011 | 91.39 | 85.6163 | 77.2669 | 69.867 | 63.2189 | 56.9823 | 51.9639 | 46.9167 | 43.4207 | 40.6127 | 35.9096 | 31.7468 | 31.6044
[33 empty] | TRUE | TRUE | TRUE | TRUE | TRUE | TRUE | TRUE | TRUE | TRUE | TRUE | TRUE | TRUE | TRUE | TRUE | TRUE | TRUE | TRUE | TRUE | TRUE | TRUE | TRUE | TRUE | TRUE | TRUE | TRUE | TRUE | TRUE | TRUE
[33 empty] | TRUE | TRUE | TRUE | TRUE | TRUE | TRUE | TRUE | TRUE | TRUE | TRUE | TRUE | TRUE | TRUE | TRUE | TRUE | TRUE | TRUE | TRUE | TRUE | TRUE | TRUE | TRUE | TRUE | TRUE | TRUE | TRUE | TRUE | TRUE
Figure 5.2L Annual Supply by terminal. Hydrogen Evolution High continent/Low LNG case
|  | TWH / YEAR | 2023/24 | 2024/25 | 2025/26 | 2026/27 | 2027/28 | 2028/29 | 2029/30 | 2030/31 | 2031/32 | 2032/33 | 2033/34 | 2034/35 | 2035/36 | 2036/37 | 2037/38 | 2038/39 | 2039/40 | 2040/41 | 2041/42 | 2042/43 | 2043/44 | 2044/45 | 2045/46 | 2046/47 | 2047/48 | 2048/49 | 2049/50 | 2050/51 | P3 HC/LL | MCM / DAY | 2023/24 | 2024/25 | 2025/26 | 2026/27 | 2027/28 | 2028/29 | 2029/30 | 2030/31 | 2031/32 | 2032/33 | 2033/34 | 2034/35 | 2035/36 | 2036/37 | 2037/38 | 2038/39 | 2039/40 | 2040/41 | 2041/42 | 2042/43 | 2043/44 | 2044/45 | 2045/46 | 2046/47 | 2047/48 | 2048/49 | 2049/50 | 2050/51
|  | Bacton UKCS | 97.5189 | 89.9009 | 86.2009 | 87.1978 | 76.4793 | 64.4301 | 50.9808 | 41.1459 | 34.8691 | 27.7396 | 24.1876 | 21.067 | 20.737 | 16.3272 | 11.261 | 10.3963 | 9.8084 | 8.4725 | 2.4355 | 0 | 0 | 0 | 0 | 0 | 0 | 0 | 0 | 0 |  | Bacton UKCS | 24.2886 | 22.3913 | 21.4697 | 21.718 | 19.0484 | 16.0474 | 12.6976 | 10.248 | 8.6847 | 6.909 | 6.0243 | 5.2471 | 5.1649 | 4.0665 | 2.8047 | 2.5894 | 2.4429 | 2.1102 | 0.60659 | 0 | 0 | 0 | 0 | 0 | 0 | 0 | 0 | 0
|  | Bacton IP | 0.26184 | 33.7277 | 75.0716 | 100.2938 | 131.122 | 160.1081 | 175.4407 | 176.8029 | 166.8858 | 199.6219 | 199.2942 | 187.0205 | 213.4124 | 246.8006 | 271.542 | 269.5099 | 256.484 | 249.9821 | 252.6113 | 256.2002 | 254.5727 | 248.0495 | 243.4714 | 240.721 | 233.3844 | 226.9507 | 210.207 | 206.6732 |  | Bacton IP | 0.065216 | 8.4004 | 18.6978 | 24.9798 | 32.658 | 39.8775 | 43.6963 | 44.0356 | 41.5656 | 49.719 | 49.6374 | 46.5805 | 53.1538 | 61.4696 | 67.6319 | 67.1257 | 63.8815 | 62.262 | 62.9169 | 63.8108 | 63.4054 | 61.7807 | 60.6405 | 59.9554 | 58.1281 | 56.5257 | 52.3554 | 51.4753
|  | Barrow | 15.0625 | 11.1867 | 9.8273 | 7.6887 | 6.0841 | 2.7438 | 0 | 0 | 0 | 0 | 0 | 0 | 0 | 0 | 0 | 0 | 0 | 0 | 0 | 0 | 0 | 0 | 0 | 0 | 0 | 0 | 0 | 0 |  | Barrow | 3.7516 | 2.7862 | 2.4477 | 1.915 | 1.5153 | 0.6834 | 0 | 0 | 0 | 0 | 0 | 0 | 0 | 0 | 0 | 0 | 0 | 0 | 0 | 0 | 0 | 0 | 0 | 0 | 0 | 0 | 0 | 0
|  | Easington | 159.7518 | 219.1019 | 187.4296 | 185.412 | 186.2744 | 175.7769 | 177.2474 | 157.3265 | 156.629 | 136.1761 | 114.8052 | 111.0145 | 101.0393 | 86.8794 | 74.9495 | 64.2481 | 58.2036 | 51.5978 | 44.9603 | 41.881 | 35.3385 | 34.2785 | 32.4385 | 28.7761 | 26.2443 | 22.5823 | 19.0942 | 19.3834 |  | Easington | 39.7888 | 54.5708 | 46.6823 | 46.1798 | 46.3946 | 43.78 | 44.1463 | 39.1847 | 39.011 | 33.9168 | 28.5941 | 27.6499 | 25.1654 | 21.6387 | 18.6674 | 16.002 | 14.4965 | 12.8513 | 11.1981 | 10.4311 | 8.8016 | 8.5376 | 8.0793 | 7.1671 | 6.5366 | 5.6245 | 4.7557 | 4.8277
|  | St Fergus | 222.1991 | 254.1936 | 245.7659 | 233.2074 | 225.9912 | 213.2737 | 208.5151 | 192.4837 | 182.0519 | 165.7981 | 147.2624 | 137.1755 | 117.0654 | 105.8444 | 94.9229 | 82.3376 | 72.2719 | 63.9314 | 59.453 | 55.5292 | 51.3856 | 48.3697 | 44.601 | 36.6078 | 33.7965 | 32.0348 | 37.721 | 34.4268 |  | St Fergus | 55.3422 | 63.311 | 61.2119 | 58.084 | 56.2867 | 53.1192 | 51.934 | 47.9412 | 45.3429 | 41.2947 | 36.6781 | 34.1658 | 29.157 | 26.3622 | 23.6421 | 20.5075 | 18.0005 | 15.9231 | 14.8077 | 13.8304 | 12.7984 | 12.0473 | 11.1086 | 9.1178 | 8.4176 | 7.9788 | 9.395 | 8.5745
|  | Teesside | 95.1269 | 88.2693 | 77.4628 | 63.9804 | 57.1803 | 53.4899 | 53.8542 | 53.4034 | 49.0847 | 41.2089 | 36.3424 | 33.4192 | 34.3162 | 31.3336 | 29.3421 | 26.7246 | 25.3925 | 24.0817 | 23.5058 | 22.2022 | 17.4922 | 14.3003 | 13.6333 | 14.8214 | 13.9001 | 11.3953 | 0 | 0 |  | Teesside | 23.6929 | 21.9849 | 19.2934 | 15.9353 | 14.2417 | 13.3225 | 13.4133 | 13.301 | 12.2253 | 10.2637 | 9.0517 | 8.3236 | 8.547 | 7.8041 | 7.3081 | 6.6562 | 6.3244 | 5.9979 | 5.8545 | 5.5298 | 4.3567 | 3.5617 | 3.3956 | 3.6915 | 3.462 | 2.8382 | 0 | 0
|  | Onshore | 3.4823 | 9.0588 | 9.579 | 11.8843 | 13.8082 | 14.9375 | 16.8644 | 16.8568 | 17.4312 | 16.5418 | 15.3104 | 15.6133 | 13.8917 | 11.1697 | 9.6511 | 8.3461 | 8.3448 | 8.2985 | 7.6854 | 7.5233 | 5.721 | 5.3669 | 5.1211 | 4.2642 | 3.9447 | 3.4279 | 2.3236 | 1.906 |  | Onshore | 0.86733 | 2.2562 | 2.3858 | 2.96 | 3.4391 | 3.7204 | 4.2003 | 4.1984 | 4.3415 | 4.12 | 3.8133 | 3.8887 | 3.46 | 2.782 | 2.4038 | 2.0787 | 2.0784 | 2.0669 | 1.9142 | 1.8738 | 1.4249 | 1.3367 | 1.2755 | 1.0621 | 0.98248 | 0.85378 | 0.57873 | 0.47473
|  | Burton Point | 0 | 0 | 0 | 0 | 0 | 0 | 0 | 0 | 0 | 0 | 0 | 0 | 0 | 0 | 0 | 0 | 0 | 0 | 0 | 0 | 0 | 0 | 0 | 0 | 0 | 0 | 0 | 0 |  | Burton Point | 0 | 0 | 0 | 0 | 0 | 0 | 0 | 0 | 0 | 0 | 0 | 0 | 0 | 0 | 0 | 0 | 0 | 0 | 0 | 0 | 0 | 0 | 0 | 0 | 0 | 0 | 0 | 0
|  | Isle of Grain | 41.9538 | 12.824 | 11.2863 | 11.9915 | 12.183 | 11.709 | 11.8926 | 10.8029 | 11.4584 | 11.5214 | 10.7914 | 11.381 | 11.7902 | 11.9331 | 11.7504 | 11.2176 | 11.2905 | 11.4707 | 11.5913 | 11.853 | 11.3291 | 11.6275 | 11.657 | 11.4934 | 11.5147 | 11.5202 | 10.9424 | 11.8906 |  | Isle of Grain | 10.4493 | 3.194 | 2.811 | 2.9867 | 3.0344 | 2.9163 | 2.962 | 2.6906 | 2.8539 | 2.8696 | 2.6878 | 2.8346 | 2.9365 | 2.9721 | 2.9266 | 2.7939 | 2.8121 | 2.857 | 2.887 | 2.9522 | 2.8217 | 2.896 | 2.9034 | 2.8626 | 2.8679 | 2.8693 | 2.7254 | 2.9615
|  | Milford Haven | 99.4137 | 30.3876 | 26.7441 | 28.4151 | 28.8689 | 27.7457 | 28.1807 | 25.5986 | 27.1519 | 27.3012 | 25.5713 | 26.9683 | 27.938 | 28.2767 | 27.8437 | 26.5811 | 26.754 | 27.181 | 27.4668 | 28.0868 | 26.8454 | 27.5525 | 27.6223 | 27.2348 | 27.2853 | 27.2981 | 25.9292 | 28.1759 |  | Milford Haven | 24.7606 | 7.5685 | 6.661 | 7.0772 | 7.1903 | 6.9105 | 7.0189 | 6.3757 | 6.7626 | 6.7998 | 6.3689 | 6.7169 | 6.9584 | 7.0428 | 6.9349 | 6.6205 | 6.6635 | 6.7699 | 6.8411 | 6.9955 | 6.6863 | 6.8624 | 6.8798 | 6.7833 | 6.7958 | 6.799 | 6.4581 | 7.0177
|  | Total | 734.7708 | 748.6506 | 729.3676 | 730.071 | 737.9915 | 724.2148 | 722.9759 | 674.4208 | 645.562 | 625.909 | 573.5647 | 543.6593 | 540.1901 | 538.5649 | 531.2625 | 499.3611 | 468.5497 | 445.0157 | 429.7094 | 423.2756 | 402.6844 | 389.5448 | 378.5446 | 363.9186 | 350.0699 | 335.2094 | 306.2175 | 302.456 |  | Total | 183.0064 | 186.4634 | 181.6607 | 181.8359 | 183.8086 | 180.3773 | 180.0687 | 167.9753 | 160.7876 | 155.8927 | 142.8555 | 135.4071 | 134.543 | 134.1382 | 132.3194 | 124.3739 | 116.6998 | 110.8383 | 107.026 | 105.4236 | 100.295 | 97.0224 | 94.2826 | 90.6398 | 87.1905 | 83.4893 | 76.2684 | 75.3315
[33 empty] | TRUE | TRUE | TRUE | TRUE | TRUE | TRUE | TRUE | TRUE | TRUE | TRUE | TRUE | TRUE | TRUE | TRUE | TRUE | TRUE | TRUE | TRUE | TRUE | TRUE | TRUE | TRUE | TRUE | TRUE | TRUE | TRUE | TRUE | TRUE
[33 empty] | TRUE | TRUE | TRUE | TRUE | TRUE | TRUE | TRUE | TRUE | TRUE | TRUE | TRUE | TRUE | TRUE | TRUE | TRUE | TRUE | TRUE | FALSE | TRUE | TRUE | TRUE | TRUE | TRUE | TRUE | TRUE | TRUE | TRUE | TRUE
Figure 5.2M Annual Supply by terminal. Hydrogen Evolution Low continent/High LNG case
|  | TWH / YEAR | 2023/24 | 2024/25 | 2025/26 | 2026/27 | 2027/28 | 2028/29 | 2029/30 | 2030/31 | 2031/32 | 2032/33 | 2033/34 | 2034/35 | 2035/36 | 2036/37 | 2037/38 | 2038/39 | 2039/40 | 2040/41 | 2041/42 | 2042/43 | 2043/44 | 2044/45 | 2045/46 | 2046/47 | 2047/48 | 2048/49 | 2049/50 | 2050/51 | P3 LC/HL | MCM / DAY | 2023/24 | 2024/25 | 2025/26 | 2026/27 | 2027/28 | 2028/29 | 2029/30 | 2030/31 | 2031/32 | 2032/33 | 2033/34 | 2034/35 | 2035/36 | 2036/37 | 2037/38 | 2038/39 | 2039/40 | 2040/41 | 2041/42 | 2042/43 | 2043/44 | 2044/45 | 2045/46 | 2046/47 | 2047/48 | 2048/49 | 2049/50 | 2050/51
|  | Bacton UKCS | 97.5189 | 89.9009 | 86.2009 | 87.1978 | 76.4793 | 64.4301 | 50.9808 | 41.1459 | 34.8691 | 27.7396 | 24.1876 | 21.067 | 20.737 | 16.3272 | 11.261 | 10.3963 | 9.8084 | 8.4725 | 2.4355 | 0 | 0 | 0 | 0 | 0 | 0 | 0 | 0 | 0 |  | Bacton UKCS | 24.2886 | 22.3913 | 21.4697 | 21.718 | 19.0484 | 16.0474 | 12.6976 | 10.248 | 8.6847 | 6.909 | 6.0243 | 5.2471 | 5.1649 | 4.0665 | 2.8047 | 2.5894 | 2.4429 | 2.1102 | 0.60659 | 0 | 0 | 0 | 0 | 0 | 0 | 0 | 0 | 0
|  | Bacton IP | 0.26184 | 0 | 0 | 0 | 0 | 0 | 0 | 0 | 0 | 0 | 0 | 0 | 0 | 0 | 0 | 0 | 0 | 0 | 0 | 0 | 0 | 0 | 0 | 0 | 0 | 0 | 0 | 0 |  | Bacton IP | 0.065216 | 0 | 0 | 0 | 0 | 0 | 0 | 0 | 0 | 0 | 0 | 0 | 0 | 0 | 0 | 0 | 0 | 0 | 0 | 0 | 0 | 0 | 0 | 0 | 0 | 0 | 0 | 0
|  | Barrow | 15.0625 | 11.1867 | 9.8273 | 7.6887 | 6.0841 | 2.7438 | 0 | 0 | 0 | 0 | 0 | 0 | 0 | 0 | 0 | 0 | 0 | 0 | 0 | 0 | 0 | 0 | 0 | 0 | 0 | 0 | 0 | 0 |  | Barrow | 3.7516 | 2.7862 | 2.4477 | 1.915 | 1.5153 | 0.6834 | 0 | 0 | 0 | 0 | 0 | 0 | 0 | 0 | 0 | 0 | 0 | 0 | 0 | 0 | 0 | 0 | 0 | 0 | 0 | 0 | 0 | 0
|  | Easington | 159.7518 | 219.1019 | 187.4296 | 185.412 | 186.2744 | 175.7769 | 177.2474 | 157.3265 | 156.629 | 136.1761 | 114.8052 | 111.0145 | 101.0393 | 86.8794 | 74.9495 | 64.2481 | 58.2036 | 51.5978 | 44.9603 | 41.881 | 35.3385 | 34.2785 | 32.4385 | 28.7761 | 26.2443 | 22.5823 | 19.0942 | 19.3834 |  | Easington | 39.7888 | 54.5708 | 46.6823 | 46.1798 | 46.3946 | 43.78 | 44.1463 | 39.1847 | 39.011 | 33.9168 | 28.5941 | 27.6499 | 25.1654 | 21.6387 | 18.6674 | 16.002 | 14.4965 | 12.8513 | 11.1981 | 10.4311 | 8.8016 | 8.5376 | 8.0793 | 7.1671 | 6.5366 | 5.6245 | 4.7557 | 4.8277
|  | St Fergus | 222.1991 | 254.1936 | 245.7659 | 233.2074 | 225.9912 | 213.2737 | 208.5151 | 192.4837 | 182.0519 | 165.7981 | 147.2624 | 137.1755 | 117.0654 | 105.8444 | 94.9229 | 82.3376 | 72.2719 | 63.9314 | 59.453 | 55.5292 | 51.3856 | 48.3697 | 44.601 | 36.6078 | 33.7965 | 32.0348 | 37.721 | 34.4268 |  | St Fergus | 55.3422 | 63.311 | 61.2119 | 58.084 | 56.2867 | 53.1192 | 51.934 | 47.9412 | 45.3429 | 41.2947 | 36.6781 | 34.1658 | 29.157 | 26.3622 | 23.6421 | 20.5075 | 18.0005 | 15.9231 | 14.8077 | 13.8304 | 12.7984 | 12.0473 | 11.1086 | 9.1178 | 8.4176 | 7.9788 | 9.395 | 8.5745
|  | Teesside | 95.1269 | 88.2693 | 77.4628 | 63.9804 | 57.1803 | 53.4899 | 53.8542 | 53.4034 | 49.0847 | 41.2089 | 36.3424 | 33.4192 | 34.3162 | 31.3336 | 29.3421 | 26.7246 | 25.3925 | 24.0817 | 23.5058 | 22.2022 | 17.4922 | 14.3003 | 13.6333 | 14.8214 | 13.9001 | 11.3953 | 0 | 0 |  | Teesside | 23.6929 | 21.9849 | 19.2934 | 15.9353 | 14.2417 | 13.3225 | 13.4133 | 13.301 | 12.2253 | 10.2637 | 9.0517 | 8.3236 | 8.547 | 7.8041 | 7.3081 | 6.6562 | 6.3244 | 5.9979 | 5.8545 | 5.5298 | 4.3567 | 3.5617 | 3.3956 | 3.6915 | 3.462 | 2.8382 | 0 | 0
|  | Onshore | 3.4823 | 9.0588 | 9.579 | 11.8843 | 13.8082 | 14.9375 | 16.8644 | 16.8568 | 17.4312 | 16.5418 | 15.3104 | 15.6133 | 13.8917 | 11.1697 | 9.6511 | 8.3461 | 8.3448 | 8.2985 | 7.6854 | 7.5233 | 5.721 | 5.3669 | 5.1211 | 4.2642 | 3.9447 | 3.4279 | 2.3236 | 1.906 |  | Onshore | 0.86733 | 2.2562 | 2.3858 | 2.96 | 3.4391 | 3.7204 | 4.2003 | 4.1984 | 4.3415 | 4.12 | 3.8133 | 3.8887 | 3.46 | 2.782 | 2.4038 | 2.0787 | 2.0784 | 2.0669 | 1.9142 | 1.8738 | 1.4249 | 1.3367 | 1.2755 | 1.0621 | 0.98248 | 0.85378 | 0.57873 | 0.47473
|  | Burton Point | 0 | 0 | 0 | 0 | 0 | 0 | 0 | 0 | 0 | 0 | 0 | 0 | 0 | 0 | 0 | 0 | 0 | 0 | 0 | 0 | 0 | 0 | 0 | 0 | 0 | 0 | 0 | 0 |  | Burton Point | 0 | 0 | 0 | 0 | 0 | 0 | 0 | 0 | 0 | 0 | 0 | 0 | 0 | 0 | 0 | 0 | 0 | 0 | 0 | 0 | 0 | 0 | 0 | 0 | 0 | 0 | 0 | 0
|  | Isle of Grain | 41.9538 | 22.8334 | 33.5654 | 41.7558 | 51.0963 | 59.2245 | 63.9583 | 63.2729 | 60.9853 | 70.7634 | 69.9362 | 66.8833 | 75.1248 | 85.1764 | 92.3362 | 91.2003 | 87.4076 | 85.6582 | 86.5591 | 87.8858 | 86.8789 | 85.2414 | 83.9123 | 82.9325 | 80.7765 | 78.8726 | 73.3258 | 73.2252 |  | Isle of Grain | 10.4493 | 5.687 | 8.36 | 10.4 | 12.7263 | 14.7508 | 15.9298 | 15.7591 | 15.1894 | 17.6248 | 17.4187 | 16.6583 | 18.711 | 21.2146 | 22.9978 | 22.7149 | 21.7703 | 21.3345 | 21.5589 | 21.8894 | 21.6386 | 21.2307 | 20.8997 | 20.6557 | 20.1187 | 19.6445 | 18.263 | 18.2379
|  | Milford Haven | 99.4137 | 54.106 | 79.5366 | 98.9446 | 121.0777 | 140.3383 | 151.5556 | 149.9315 | 144.5108 | 167.681 | 165.7207 | 158.4865 | 178.0157 | 201.834 | 218.7998 | 216.1082 | 207.1209 | 202.9756 | 205.1104 | 208.2541 | 205.8682 | 201.988 | 198.8385 | 196.5168 | 191.4079 | 186.8964 | 173.7528 | 173.5145 |  | Milford Haven | 24.7606 | 13.476 | 19.8099 | 24.6437 | 30.1563 | 34.9535 | 37.7474 | 37.3428 | 35.9927 | 41.7636 | 41.2754 | 39.4736 | 44.3377 | 50.27 | 54.4956 | 53.8252 | 51.5868 | 50.5543 | 51.086 | 51.869 | 51.2748 | 50.3083 | 49.5239 | 48.9456 | 47.6732 | 46.5495 | 43.2759 | 43.2166
|  | Total | 734.7708 | 748.6506 | 729.3676 | 730.071 | 737.9915 | 724.2148 | 722.9759 | 674.4208 | 645.562 | 625.909 | 573.5647 | 543.6593 | 540.1901 | 538.5649 | 531.2625 | 499.3611 | 468.5497 | 445.0157 | 429.7094 | 423.2756 | 402.6844 | 389.5448 | 378.5446 | 363.9186 | 350.0699 | 335.2094 | 306.2175 | 302.456 |  | Total | 183.0064 | 186.4634 | 181.6607 | 181.8359 | 183.8086 | 180.3773 | 180.0687 | 167.9753 | 160.7876 | 155.8927 | 142.8555 | 135.4071 | 134.543 | 134.1382 | 132.3194 | 124.3739 | 116.6998 | 110.8383 | 107.026 | 105.4236 | 100.295 | 97.0224 | 94.2826 | 90.6398 | 87.1905 | 83.4893 | 76.2684 | 75.3315
[33 empty] | TRUE | TRUE | TRUE | TRUE | TRUE | TRUE | TRUE | TRUE | TRUE | TRUE | TRUE | TRUE | TRUE | TRUE | TRUE | TRUE | TRUE | TRUE | TRUE | TRUE | TRUE | TRUE | TRUE | TRUE | TRUE | TRUE | TRUE | TRUE
[33 empty] | TRUE | TRUE | TRUE | TRUE | TRUE | TRUE | TRUE | TRUE | TRUE | TRUE | TRUE | TRUE | TRUE | TRUE | TRUE | TRUE | TRUE | TRUE | TRUE | TRUE | TRUE | TRUE | TRUE | TRUE | TRUE | TRUE | TRUE | TRUE
Figure 5.2O Annual Supply by terminal. Holistic Transition continent/Low LNG case
|  | TWH / YEAR | 2023/24 | 2024/25 | 2025/26 | 2026/27 | 2027/28 | 2028/29 | 2029/30 | 2030/31 | 2031/32 | 2032/33 | 2033/34 | 2034/35 | 2035/36 | 2036/37 | 2037/38 | 2038/39 | 2039/40 | 2040/41 | 2041/42 | 2042/43 | 2043/44 | 2044/45 | 2045/46 | 2046/47 | 2047/48 | 2048/49 | 2049/50 | 2050/51 | P1 HC/LL | MCM / DAY | 2023/24 | 2024/25 | 2025/26 | 2026/27 | 2027/28 | 2028/29 | 2029/30 | 2030/31 | 2031/32 | 2032/33 | 2033/34 | 2034/35 | 2035/36 | 2036/37 | 2037/38 | 2038/39 | 2039/40 | 2040/41 | 2041/42 | 2042/43 | 2043/44 | 2044/45 | 2045/46 | 2046/47 | 2047/48 | 2048/49 | 2049/50 | 2050/51
|  | Bacton UKCS | 86.6303 | 89.9009 | 86.2009 | 87.1978 | 76.4793 | 64.4301 | 50.9808 | 41.1459 | 34.8691 | 27.7396 | 24.1876 | 21.067 | 20.737 | 16.3272 | 11.261 | 10.3963 | 9.8084 | 8.4725 | 2.4355 | 0 | 0 | 0 | 0 | 0 | 0 | 0 | 0 | 0 |  | Bacton UKCS | 21.5767 | 22.3913 | 21.4697 | 21.718 | 19.0484 | 16.0474 | 12.6976 | 10.248 | 8.6847 | 6.909 | 6.0243 | 5.2471 | 5.1649 | 4.0665 | 2.8047 | 2.5894 | 2.4429 | 2.1102 | 0.60659 | 0 | 0 | 0 | 0 | 0 | 0 | 0 | 0 | 0
|  | Bacton IP | 1.3603e-20 | 32.9066 | 70.9513 | 102.7605 | 132.7789 | 163.3215 | 157.1283 | 143.4276 | 133.1828 | 147.6144 | 149.6933 | 132.2024 | 124.9564 | 125.6714 | 120.9034 | 113.5174 | 104.6613 | 108.7646 | 101.6182 | 89.2799 | 80.108 | 71.5462 | 69.7391 | 78.031 | 82.2187 | 72.6407 | 60.8327 | 58.3149 |  | Bacton IP | 3.3881e-21 | 8.1959 | 17.6716 | 25.5942 | 33.0707 | 40.6778 | 39.1353 | 35.7229 | 33.1713 | 36.7657 | 37.2835 | 32.9271 | 31.1224 | 31.3005 | 30.1129 | 28.2733 | 26.0676 | 27.0896 | 25.3096 | 22.2366 | 19.9522 | 17.8197 | 17.3696 | 19.4349 | 20.4779 | 18.0923 | 15.1514 | 14.5243
|  | Barrow | 13.3807 | 11.1867 | 9.8273 | 7.6887 | 6.0841 | 2.7438 | 0 | 0 | 0 | 0 | 0 | 0 | 0 | 0 | 0 | 0 | 0 | 0 | 0 | 0 | 0 | 0 | 0 | 0 | 0 | 0 | 0 | 0 |  | Barrow | 3.3327 | 2.7862 | 2.4477 | 1.915 | 1.5153 | 0.6834 | 0 | 0 | 0 | 0 | 0 | 0 | 0 | 0 | 0 | 0 | 0 | 0 | 0 | 0 | 0 | 0 | 0 | 0 | 0 | 0 | 0 | 0
|  | Easington | 236.3792 | 203.5159 | 170.6487 | 164.8105 | 166.6949 | 154.3306 | 146.9865 | 133.8188 | 127.5381 | 114.862 | 95.4762 | 84.8899 | 75.8926 | 61.5531 | 54.7568 | 44.9799 | 40.4644 | 31.8536 | 26.0694 | 24.7631 | 19.699 | 18.509 | 17.7688 | 15.6235 | 12.3736 | 9.737 | 8.5096 | 8.9117 |  | Easington | 58.874 | 50.6889 | 42.5028 | 41.0487 | 41.518 | 38.4385 | 36.6093 | 33.3297 | 31.7654 | 28.6082 | 23.7799 | 21.1432 | 18.9023 | 15.3308 | 13.6381 | 11.203 | 10.0783 | 7.9336 | 6.493 | 6.1677 | 4.9064 | 4.61 | 4.4256 | 3.8913 | 3.0819 | 2.4252 | 2.1195 | 2.2196
|  | St Fergus | 257.7847 | 244.2288 | 235.0372 | 220.036 | 213.4731 | 199.5622 | 189.168 | 177.4542 | 163.4528 | 152.1711 | 134.9045 | 120.4729 | 100.9881 | 89.6522 | 82.0128 | 70.0186 | 60.9305 | 51.308 | 47.3752 | 44.5849 | 41.3866 | 38.2876 | 35.222 | 28.1988 | 24.9283 | 23.8223 | 30.9538 | 27.7318 |  | St Fergus | 64.2054 | 60.8291 | 58.5398 | 54.8035 | 53.1689 | 49.7042 | 47.1153 | 44.1978 | 40.7105 | 37.9006 | 33.6001 | 30.0057 | 25.1527 | 22.3293 | 20.4266 | 17.4393 | 15.1757 | 12.7791 | 11.7996 | 11.1046 | 10.308 | 9.5361 | 8.7726 | 7.0234 | 6.2088 | 5.9333 | 7.7095 | 6.907
|  | Teesside | 84.5054 | 88.2693 | 77.4628 | 63.9804 | 57.1803 | 53.4899 | 53.8542 | 53.4034 | 49.0847 | 41.2089 | 36.3424 | 33.4192 | 34.3162 | 31.3336 | 29.3421 | 26.7246 | 25.3925 | 24.0817 | 23.5058 | 22.2022 | 17.4922 | 14.3003 | 13.6333 | 14.8214 | 13.9001 | 11.3953 | 0 | 0 |  | Teesside | 21.0474 | 21.9849 | 19.2934 | 15.9353 | 14.2417 | 13.3225 | 13.4133 | 13.301 | 12.2253 | 10.2637 | 9.0517 | 8.3236 | 8.547 | 7.8041 | 7.3081 | 6.6562 | 6.3244 | 5.9979 | 5.8545 | 5.5298 | 4.3567 | 3.5617 | 3.3956 | 3.6915 | 3.462 | 2.8382 | 0 | 0
|  | Onshore | 7.4607 | 8.5511 | 9.6272 | 11.855 | 13.8874 | 14.723 | 15.6668 | 15.6706 | 16.3472 | 16.2797 | 12.9748 | 12.785 | 11.8063 | 10.8111 | 9.8454 | 8.9778 | 9.9343 | 9.277 | 7.9749 | 8.379 | 7.2709 | 8.1059 | 7.1721 | 6.1215 | 3.9216 | 3.6046 | 4.0337 | 2.3238 |  | Onshore | 1.8582 | 2.1298 | 2.3978 | 2.9527 | 3.4589 | 3.667 | 3.9021 | 3.903 | 4.0715 | 4.0547 | 3.2316 | 3.1843 | 2.9406 | 2.6927 | 2.4522 | 2.2361 | 2.4743 | 2.3106 | 1.9863 | 2.0869 | 1.8109 | 2.0189 | 1.7863 | 1.5247 | 0.97673 | 0.89778 | 1.0047 | 0.57878
|  | Burton Point | 0 | 0 | 0 | 0 | 0 | 0 | 0 | 0 | 0 | 0 | 0 | 0 | 0 | 0 | 0 | 0 | 0 | 0 | 0 | 0 | 0 | 0 | 0 | 0 | 0 | 0 | 0 | 0 |  | Burton Point | 0 | 0 | 0 | 0 | 0 | 0 | 0 | 0 | 0 | 0 | 0 | 0 | 0 | 0 | 0 | 0 | 0 | 0 | 0 | 0 | 0 | 0 | 0 | 0 | 0 | 0 | 0 | 0
|  | Isle of Grain | 13.2267 | 12.1052 | 11.3431 | 11.9619 | 12.2529 | 11.5409 | 11.0481 | 10.834 | 10.9867 | 11.4513 | 10.581 | 10.7224 | 10.8937 | 10.9376 | 11.1049 | 10.662 | 11.2308 | 11.3239 | 10.6853 | 11.1472 | 10.6078 | 11.3071 | 11.533 | 12.1198 | 11.312 | 10.8038 | 10.6067 | 11.8903 |  | Isle of Grain | 3.2943 | 3.015 | 2.8252 | 2.9793 | 3.0518 | 2.8745 | 2.7517 | 2.6984 | 2.7364 | 2.8521 | 2.6354 | 2.6706 | 2.7133 | 2.7242 | 2.7658 | 2.6555 | 2.7972 | 2.8204 | 2.6613 | 2.7764 | 2.642 | 2.8162 | 2.8725 | 3.0186 | 2.8174 | 2.6909 | 2.6418 | 2.9615
|  | Milford Haven | 31.3421 | 28.6846 | 26.8785 | 28.345 | 29.0345 | 27.3474 | 26.1795 | 25.6722 | 26.0341 | 27.1349 | 25.0727 | 25.4077 | 25.8138 | 25.9178 | 26.3141 | 25.2647 | 26.6125 | 26.8332 | 25.3199 | 26.4145 | 25.1362 | 26.7934 | 27.3286 | 28.719 | 26.8048 | 25.6007 | 25.1337 | 28.1753 |  | Milford Haven | 7.8062 | 7.1443 | 6.6945 | 7.0598 | 7.2315 | 6.8113 | 6.5204 | 6.3941 | 6.4842 | 6.7584 | 6.2448 | 6.3282 | 6.4293 | 6.4552 | 6.554 | 6.2926 | 6.6283 | 6.6832 | 6.3063 | 6.5789 | 6.2606 | 6.6733 | 6.8066 | 7.1529 | 6.6762 | 6.3763 | 6.2599 | 7.0175
|  | Total | 730.7098 | 719.349 | 697.9772 | 698.6359 | 707.8655 | 691.4895 | 651.0122 | 601.4268 | 561.4955 | 538.4618 | 489.2325 | 440.9664 | 405.4041 | 372.2041 | 345.5405 | 310.5414 | 289.0346 | 271.9146 | 244.9842 | 226.7709 | 201.7008 | 188.8496 | 182.3969 | 183.6349 | 175.4591 | 157.6043 | 140.0702 | 137.3478 |  | Total | 181.995 | 179.1654 | 173.8424 | 174.0064 | 176.3052 | 172.2265 | 162.145 | 149.795 | 139.8494 | 134.1125 | 121.8512 | 109.8297 | 100.9724 | 92.7034 | 86.0624 | 77.3453 | 71.9887 | 67.7247 | 61.0172 | 56.4809 | 50.2368 | 47.036 | 45.4289 | 45.7372 | 43.7009 | 39.2539 | 34.8867 | 34.2087
[33 empty] | TRUE | TRUE | TRUE | TRUE | TRUE | TRUE | TRUE | TRUE | TRUE | TRUE | TRUE | TRUE | TRUE | TRUE | TRUE | TRUE | TRUE | TRUE | TRUE | TRUE | TRUE | TRUE | TRUE | TRUE | TRUE | TRUE | TRUE | TRUE
[33 empty] | TRUE | TRUE | TRUE | TRUE | TRUE | TRUE | TRUE | TRUE | TRUE | TRUE | TRUE | TRUE | TRUE | TRUE | TRUE | TRUE | TRUE | TRUE | TRUE | TRUE | TRUE | TRUE | TRUE | TRUE | TRUE | TRUE | TRUE | TRUE
Figure 5.2P Annual Supply by terminal. Holistic Transition Low continent/High LNG case
|  | TWH / YEAR | 2023/24 | 2024/25 | 2025/26 | 2026/27 | 2027/28 | 2028/29 | 2029/30 | 2030/31 | 2031/32 | 2032/33 | 2033/34 | 2034/35 | 2035/36 | 2036/37 | 2037/38 | 2038/39 | 2039/40 | 2040/41 | 2041/42 | 2042/43 | 2043/44 | 2044/45 | 2045/46 | 2046/47 | 2047/48 | 2048/49 | 2049/50 | 2050/51 | P1 LC/HL | MCM / DAY | 2023/24 | 2024/25 | 2025/26 | 2026/27 | 2027/28 | 2028/29 | 2029/30 | 2030/31 | 2031/32 | 2032/33 | 2033/34 | 2034/35 | 2035/36 | 2036/37 | 2037/38 | 2038/39 | 2039/40 | 2040/41 | 2041/42 | 2042/43 | 2043/44 | 2044/45 | 2045/46 | 2046/47 | 2047/48 | 2048/49 | 2049/50 | 2050/51
|  | Bacton UKCS | 86.6303 | 89.9009 | 86.2009 | 87.1978 | 76.4793 | 64.4301 | 50.9808 | 41.1459 | 34.8691 | 27.7396 | 24.1876 | 21.067 | 20.737 | 16.3272 | 11.261 | 10.3963 | 9.8084 | 8.4725 | 2.4355 | 0 | 0 | 0 | 0 | 0 | 0 | 0 | 0 | 0 |  | Bacton UKCS | 21.5767 | 22.3913 | 21.4697 | 21.718 | 19.0484 | 16.0474 | 12.6976 | 10.248 | 8.6847 | 6.909 | 6.0243 | 5.2471 | 5.1649 | 4.0665 | 2.8047 | 2.5894 | 2.4429 | 2.1102 | 0.60659 | 0 | 0 | 0 | 0 | 0 | 0 | 0 | 0 | 0
|  | Bacton IP | 0 | 0 | 0 | 0 | 0 | 0 | 0 | 0 | 0 | 0 | 0 | 0 | 0 | 0 | 0 | 0 | 0 | 0 | 0 | 0 | 0 | 0 | 0 | 0 | 0 | 0 | 0 | 0 |  | Bacton IP | 0 | 0 | 0 | 0 | 0 | 0 | 0 | 0 | 0 | 0 | 0 | 0 | 0 | 0 | 0 | 0 | 0 | 0 | 0 | 0 | 0 | 0 | 0 | 0 | 0 | 0 | 0 | 0
|  | Barrow | 13.3807 | 11.1867 | 9.8273 | 7.6887 | 6.0841 | 2.7438 | 0 | 0 | 0 | 0 | 0 | 0 | 0 | 0 | 0 | 0 | 0 | 0 | 0 | 0 | 0 | 0 | 0 | 0 | 0 | 0 | 0 | 0 |  | Barrow | 3.3327 | 2.7862 | 2.4477 | 1.915 | 1.5153 | 0.6834 | 0 | 0 | 0 | 0 | 0 | 0 | 0 | 0 | 0 | 0 | 0 | 0 | 0 | 0 | 0 | 0 | 0 | 0 | 0 | 0 | 0 | 0
|  | Easington | 236.3792 | 203.5159 | 170.6487 | 164.8105 | 166.6949 | 154.3306 | 146.9865 | 133.8188 | 127.5381 | 114.862 | 95.4762 | 84.8899 | 75.8926 | 61.5531 | 54.7568 | 44.9799 | 40.4644 | 31.8536 | 26.0694 | 24.7631 | 19.699 | 18.509 | 17.7688 | 15.6235 | 12.3736 | 9.737 | 8.5096 | 8.9117 |  | Easington | 58.874 | 50.6889 | 42.5028 | 41.0487 | 41.518 | 38.4385 | 36.6093 | 33.3297 | 31.7654 | 28.6082 | 23.7799 | 21.1432 | 18.9023 | 15.3308 | 13.6381 | 11.203 | 10.0783 | 7.9336 | 6.493 | 6.1677 | 4.9064 | 4.61 | 4.4256 | 3.8913 | 3.0819 | 2.4252 | 2.1195 | 2.2196
|  | St Fergus | 257.7847 | 244.2288 | 235.0372 | 220.036 | 213.4731 | 199.5622 | 189.168 | 177.4542 | 163.4528 | 152.1711 | 134.9045 | 120.4729 | 100.9881 | 89.6522 | 82.0128 | 70.0186 | 60.9305 | 51.308 | 47.3752 | 44.5849 | 41.3866 | 38.2876 | 35.222 | 28.1988 | 24.9283 | 23.8223 | 30.9538 | 27.7318 |  | St Fergus | 64.2054 | 60.8291 | 58.5398 | 54.8035 | 53.1689 | 49.7042 | 47.1153 | 44.1978 | 40.7105 | 37.9006 | 33.6001 | 30.0057 | 25.1527 | 22.3293 | 20.4266 | 17.4393 | 15.1757 | 12.7791 | 11.7996 | 11.1046 | 10.308 | 9.5361 | 8.7726 | 7.0234 | 6.2088 | 5.9333 | 7.7095 | 6.907
|  | Teesside | 84.5054 | 88.2693 | 77.4628 | 63.9804 | 57.1803 | 53.4899 | 53.8542 | 53.4034 | 49.0847 | 41.2089 | 36.3424 | 33.4192 | 34.3162 | 31.3336 | 29.3421 | 26.7246 | 25.3925 | 24.0817 | 23.5058 | 22.2022 | 17.4922 | 14.3003 | 13.6333 | 14.8214 | 13.9001 | 11.3953 | 0 | 0 |  | Teesside | 21.0474 | 21.9849 | 19.2934 | 15.9353 | 14.2417 | 13.3225 | 13.4133 | 13.301 | 12.2253 | 10.2637 | 9.0517 | 8.3236 | 8.547 | 7.8041 | 7.3081 | 6.6562 | 6.3244 | 5.9979 | 5.8545 | 5.5298 | 4.3567 | 3.5617 | 3.3956 | 3.6915 | 3.462 | 2.8382 | 0 | 0
|  | Onshore | 7.4607 | 8.5511 | 9.6272 | 11.855 | 13.8874 | 14.723 | 15.6668 | 15.6706 | 16.3472 | 16.2797 | 12.9748 | 12.785 | 11.8063 | 10.8111 | 9.8454 | 8.9778 | 9.9343 | 9.277 | 7.9749 | 8.379 | 7.2709 | 8.1059 | 7.1721 | 6.1215 | 3.9216 | 3.6046 | 4.0337 | 2.3238 |  | Onshore | 1.8582 | 2.1298 | 2.3978 | 2.9527 | 3.4589 | 3.667 | 3.9021 | 3.903 | 4.0715 | 4.0547 | 3.2316 | 3.1843 | 2.9406 | 2.6927 | 2.4522 | 2.2361 | 2.4743 | 2.3106 | 1.9863 | 2.0869 | 1.8109 | 2.0189 | 1.7863 | 1.5247 | 0.97673 | 0.89778 | 1.0047 | 0.57878
|  | Burton Point | 0 | 0 | 0 | 0 | 0 | 0 | 0 | 0 | 0 | 0 | 0 | 0 | 0 | 0 | 0 | 0 | 0 | 0 | 0 | 0 | 0 | 0 | 0 | 0 | 0 | 0 | 0 | 0 |  | Burton Point | 0 | 0 | 0 | 0 | 0 | 0 | 0 | 0 | 0 | 0 | 0 | 0 | 0 | 0 | 0 | 0 | 0 | 0 | 0 | 0 | 0 | 0 | 0 | 0 | 0 | 0 | 0 | 0
|  | Isle of Grain | 13.2267 | 21.871 | 32.3994 | 42.4583 | 51.6579 | 60.01 | 57.6792 | 53.3992 | 50.5115 | 55.259 | 55.0056 | 49.9562 | 47.9772 | 48.2333 | 46.9855 | 44.3507 | 42.2912 | 43.6021 | 40.8427 | 37.6429 | 34.3815 | 32.54 | 32.2296 | 35.2771 | 35.7121 | 32.3615 | 28.6601 | 29.1965 |  | Isle of Grain | 3.2943 | 5.4473 | 8.0696 | 10.5749 | 12.8662 | 14.9465 | 14.3659 | 13.2999 | 12.5807 | 13.7631 | 13.7 | 12.4424 | 11.9495 | 12.0133 | 11.7025 | 11.0463 | 10.5333 | 10.8598 | 10.1725 | 9.3756 | 8.5633 | 8.1046 | 8.0273 | 8.7863 | 8.8947 | 8.0601 | 7.1383 | 7.2719
|  | Milford Haven | 31.3421 | 51.8254 | 76.7736 | 100.6092 | 122.4085 | 142.1998 | 136.6766 | 126.5346 | 119.6921 | 130.9416 | 130.3413 | 118.3762 | 113.6867 | 114.2935 | 111.3369 | 105.0934 | 100.2133 | 103.3196 | 96.7808 | 89.1987 | 81.4705 | 77.1067 | 76.3712 | 83.5926 | 84.6234 | 76.6837 | 67.913 | 69.184 |  | Milford Haven | 7.8062 | 12.908 | 19.1217 | 25.0583 | 30.4878 | 35.4171 | 34.0415 | 31.5155 | 29.8112 | 32.6131 | 32.4636 | 29.4835 | 28.3155 | 28.4666 | 27.7302 | 26.1752 | 24.9597 | 25.7334 | 24.1048 | 22.2164 | 20.2915 | 19.2047 | 19.0215 | 20.8201 | 21.0768 | 19.0993 | 16.9148 | 17.2314
|  | Total | 730.7098 | 719.349 | 697.9772 | 698.6359 | 707.8655 | 691.4895 | 651.0122 | 601.4268 | 561.4955 | 538.4618 | 489.2325 | 440.9664 | 405.4041 | 372.2041 | 345.5405 | 310.5414 | 289.0346 | 271.9146 | 244.9842 | 226.7709 | 201.7008 | 188.8496 | 182.3969 | 183.6349 | 175.4591 | 157.6043 | 140.0702 | 137.3478 |  | Total | 181.995 | 179.1654 | 173.8424 | 174.0064 | 176.3052 | 172.2265 | 162.145 | 149.795 | 139.8494 | 134.1125 | 121.8512 | 109.8297 | 100.9724 | 92.7034 | 86.0624 | 77.3453 | 71.9887 | 67.7247 | 61.0172 | 56.4809 | 50.2368 | 47.036 | 45.4289 | 45.7372 | 43.7009 | 39.2539 | 34.8867 | 34.2087
[33 empty] | TRUE | TRUE | TRUE | TRUE | TRUE | TRUE | TRUE | TRUE | TRUE | TRUE | TRUE | TRUE | TRUE | TRUE | TRUE | TRUE | TRUE | TRUE | TRUE | TRUE | TRUE | TRUE | TRUE | TRUE | TRUE | TRUE | TRUE | TRUE
[33 empty] | TRUE | TRUE | TRUE | TRUE | TRUE | TRUE | TRUE | TRUE | TRUE | TRUE | TRUE | TRUE | TRUE | TRUE | TRUE | TRUE | TRUE | TRUE | TRUE | TRUE | TRUE | TRUE | TRUE | TRUE | TRUE | TRUE | TRUE | TRUE
Figure 5.2R Annual Supply by terminal. Counter Factual High continent/Low LNG case
|  | TWH / YEAR | 2023/24 | 2024/25 | 2025/26 | 2026/27 | 2027/28 | 2028/29 | 2029/30 | 2030/31 | 2031/32 | 2032/33 | 2033/34 | 2034/35 | 2035/36 | 2036/37 | 2037/38 | 2038/39 | 2039/40 | 2040/41 | 2041/42 | 2042/43 | 2043/44 | 2044/45 | 2045/46 | 2046/47 | 2047/48 | 2048/49 | 2049/50 | 2050/51 | CF HC/LL | MCM / DAY | 2023/24 | 2024/25 | 2025/26 | 2026/27 | 2027/28 | 2028/29 | 2029/30 | 2030/31 | 2031/32 | 2032/33 | 2033/34 | 2034/35 | 2035/36 | 2036/37 | 2037/38 | 2038/39 | 2039/40 | 2040/41 | 2041/42 | 2042/43 | 2043/44 | 2044/45 | 2045/46 | 2046/47 | 2047/48 | 2048/49 | 2049/50 | 2050/51
|  | Bacton UKCS | 96.8673 | 89.9009 | 86.2009 | 87.1978 | 75.8218 | 63.9889 | 50.9271 | 41.2902 | 35.0968 | 28.13 | 24.475 | 21.5936 | 21.5417 | 17.2018 | 12.0488 | 11.3098 | 10.8714 | 9.5763 | 2.8611 | 0 | 0 | 0 | 0 | 0 | 0 | 0 | 0 | 0 |  | Bacton UKCS | 24.1264 | 22.3913 | 21.4697 | 21.718 | 18.8846 | 15.9374 | 12.6842 | 10.284 | 8.7414 | 7.0062 | 6.0959 | 5.3782 | 5.3653 | 4.2844 | 3.0009 | 2.8169 | 2.7077 | 2.3851 | 0.7126 | 0 | 0 | 0 | 0 | 0 | 0 | 0 | 0 | 0
|  | Bacton IP | 0.29704 | 13.9971 | 83.3173 | 124.7504 | 161.8909 | 197.6725 | 205.4757 | 209.8243 | 203.9428 | 230.5194 | 252.0469 | 253.5756 | 270.1471 | 298.551 | 346.3375 | 364.5049 | 387.3095 | 407.8827 | 413.4462 | 436.6623 | 433.9996 | 423.8642 | 431.0581 | 424.8794 | 424.8849 | 429.2481 | 436.5787 | 439.9524 |  | Bacton IP | 0.073983 | 3.4862 | 20.7515 | 31.0711 | 40.3215 | 49.2335 | 51.177 | 52.2601 | 50.7952 | 57.4145 | 62.7763 | 63.1571 | 67.2845 | 74.3589 | 86.2609 | 90.7858 | 96.4656 | 101.5897 | 102.9754 | 108.7577 | 108.0945 | 105.5702 | 107.3619 | 105.823 | 105.8244 | 106.9111 | 108.7369 | 109.5772
|  | Barrow | 14.9618 | 11.1867 | 9.8273 | 7.6887 | 6.0318 | 2.725 | 0 | 0 | 0 | 0 | 0 | 0 | 0 | 0 | 0 | 0 | 0 | 0 | 0 | 0 | 0 | 0 | 0 | 0 | 0 | 0 | 0 | 0 |  | Barrow | 3.7265 | 2.7862 | 2.4477 | 1.915 | 1.5023 | 0.67872 | 0 | 0 | 0 | 0 | 0 | 0 | 0 | 0 | 0 | 0 | 0 | 0 | 0 | 0 | 0 | 0 | 0 | 0 | 0 | 0 | 0 | 0
|  | Easington | 175.1133 | 262.0965 | 219.3671 | 209.4389 | 213.286 | 200.1397 | 205.0525 | 190.4817 | 184.6185 | 170.2078 | 153.4305 | 147.3997 | 135.9448 | 129.2628 | 116.4811 | 105.0662 | 103.5596 | 90.7522 | 89.0092 | 82.3152 | 81.3717 | 82.2821 | 81.9195 | 84.4304 | 77.5625 | 70.6113 | 63.0524 | 61.0031 |  | Easington | 43.6148 | 65.2793 | 54.6369 | 52.1641 | 53.1223 | 49.848 | 51.0716 | 47.4425 | 45.9822 | 42.393 | 38.2143 | 36.7123 | 33.8592 | 32.195 | 29.0115 | 26.1684 | 25.7932 | 22.6033 | 22.1692 | 20.5019 | 20.2669 | 20.4937 | 20.4034 | 21.0287 | 19.3182 | 17.5869 | 15.7042 | 15.1938
|  | St Fergus | 231.2182 | 281.682 | 266.185 | 248.5689 | 242.3418 | 228.1589 | 226.1918 | 214.0037 | 200.4819 | 188.6642 | 172.8352 | 162.093 | 141.4181 | 135.6364 | 124.7643 | 112.0597 | 105.0697 | 92.9959 | 92.9819 | 87.5765 | 87.6121 | 86.8627 | 84.5968 | 80.028 | 75.062 | 73.2385 | 84.2791 | 80.6495 |  | St Fergus | 57.5886 | 70.1574 | 66.2976 | 61.9101 | 60.3591 | 56.8266 | 56.3367 | 53.3011 | 49.9332 | 46.9898 | 43.0474 | 40.3719 | 35.2225 | 33.7824 | 31.0746 | 27.9103 | 26.1693 | 23.1621 | 23.1586 | 21.8123 | 21.8212 | 21.6346 | 21.0702 | 19.9322 | 18.6954 | 18.2412 | 20.9911 | 20.087
|  | Teesside | 94.4913 | 88.2693 | 77.4628 | 63.9804 | 56.6887 | 53.1236 | 53.7975 | 53.5908 | 49.4054 | 41.7889 | 36.7744 | 34.2546 | 35.648 | 33.0121 | 31.3949 | 29.0727 | 28.1445 | 27.2192 | 27.6136 | 26.9865 | 21.6206 | 18.5179 | 18.41 | 21.2008 | 20.8067 | 18.1927 | 0 | 0 |  | Teesside | 23.5346 | 21.9849 | 19.2934 | 15.9353 | 14.1192 | 13.2313 | 13.3991 | 13.3476 | 12.3052 | 10.4082 | 9.1592 | 8.5317 | 8.8787 | 8.2222 | 7.8194 | 7.241 | 7.0098 | 6.7794 | 6.8776 | 6.7214 | 5.3849 | 4.6122 | 4.5853 | 5.2804 | 5.1822 | 4.5312 | 0 | 0
|  | Onshore | 3.9504 | 7.2481 | 6.9558 | 7.2625 | 7.6736 | 7.4936 | 7.8542 | 7.5479 | 7.7916 | 8.3412 | 8.3215 | 8.5689 | 8.8409 | 9.563 | 9.7132 | 9.6192 | 10.3428 | 10.067 | 10.5542 | 10.9211 | 10.8821 | 11.1735 | 11.7985 | 11.7727 | 12.034 | 12.4385 | 12.7506 | 13.1396 |  | Onshore | 0.98392 | 1.8053 | 1.7324 | 1.8088 | 1.9112 | 1.8664 | 1.9562 | 1.8799 | 1.9406 | 2.0775 | 2.0726 | 2.1342 | 2.202 | 2.3818 | 2.4192 | 2.3958 | 2.576 | 2.5074 | 2.6287 | 2.7201 | 2.7104 | 2.7829 | 2.9386 | 2.9322 | 2.9973 | 3.098 | 3.1757 | 3.2726
|  | Burton Point | 0 | 0 | 0 | 0 | 0 | 0 | 0 | 0 | 0 | 0 | 0 | 0 | 0 | 0 | 0 | 0 | 0 | 0 | 0 | 0 | 0 | 0 | 0 | 0 | 0 | 0 | 0 | 0 |  | Burton Point | 0 | 0 | 0 | 0 | 0 | 0 | 0 | 0 | 0 | 0 | 0 | 0 | 0 | 0 | 0 | 0 | 0 | 0 | 0 | 0 | 0 | 0 | 0 | 0 | 0 | 0 | 0 | 0
|  | Isle of Grain | 47.5936 | 12.5097 | 11.6955 | 11.9042 | 12.2696 | 11.695 | 11.9712 | 11.2001 | 11.3192 | 11.8198 | 11.5019 | 11.5527 | 11.6263 | 12.2668 | 12.1532 | 11.7396 | 12.3124 | 11.6895 | 11.9539 | 12.0653 | 11.7267 | 11.7446 | 12.0967 | 11.7735 | 11.7389 | 11.8353 | 11.8339 | 11.8951 |  | Isle of Grain | 11.8539 | 3.1157 | 2.913 | 2.9649 | 3.0559 | 2.9128 | 2.9816 | 2.7896 | 2.8192 | 2.9439 | 2.8647 | 2.8774 | 2.8957 | 3.0552 | 3.0269 | 2.9239 | 3.0666 | 2.9115 | 2.9773 | 3.0051 | 2.9207 | 2.9252 | 3.0129 | 2.9324 | 2.9238 | 2.9478 | 2.9474 | 2.9627
|  | Milford Haven | 112.7778 | 29.6429 | 27.7137 | 28.2083 | 29.074 | 27.7126 | 28.367 | 26.5397 | 26.8221 | 28.0081 | 27.2548 | 27.3753 | 27.5498 | 29.0673 | 28.7982 | 27.8182 | 29.1754 | 27.6994 | 28.326 | 28.59 | 27.7875 | 27.83 | 28.6644 | 27.8985 | 27.8166 | 28.0448 | 28.0417 | 28.1867 |  | Milford Haven | 28.0891 | 7.383 | 6.9025 | 7.0257 | 7.2413 | 6.9023 | 7.0653 | 6.6101 | 6.6805 | 6.9759 | 6.7882 | 6.8183 | 6.8617 | 7.2397 | 7.1727 | 6.9286 | 7.2666 | 6.899 | 7.055 | 7.1208 | 6.9209 | 6.9315 | 7.1393 | 6.9486 | 6.9282 | 6.985 | 6.9842 | 7.0203
|  | Total | 777.2708 | 796.5331 | 788.7256 | 789.0002 | 805.078 | 792.7099 | 789.637 | 754.4785 | 719.4783 | 707.4794 | 686.6402 | 666.4135 | 652.7167 | 664.561 | 681.6912 | 671.1903 | 686.7853 | 677.8822 | 676.7461 | 685.117 | 675.0003 | 662.275 | 668.5441 | 661.9832 | 649.9055 | 643.6091 | 636.5364 | 634.8264 |  | Total | 193.5917 | 198.3893 | 196.4447 | 196.5131 | 200.5176 | 197.4371 | 196.6717 | 187.9149 | 179.1976 | 176.2091 | 171.0187 | 165.9809 | 162.5696 | 165.5196 | 169.7861 | 167.1707 | 171.0549 | 168.8374 | 168.5545 | 170.6393 | 168.1196 | 164.9502 | 166.5116 | 164.8775 | 161.8694 | 160.3012 | 158.5396 | 158.1137
[33 empty] | TRUE | TRUE | TRUE | TRUE | TRUE | TRUE | TRUE | TRUE | TRUE | TRUE | TRUE | TRUE | TRUE | TRUE | TRUE | TRUE | TRUE | TRUE | TRUE | TRUE | TRUE | TRUE | TRUE | TRUE | TRUE | TRUE | TRUE | TRUE
[33 empty] | TRUE | TRUE | TRUE | TRUE | TRUE | TRUE | TRUE | TRUE | TRUE | TRUE | TRUE | TRUE | TRUE | TRUE | TRUE | TRUE | TRUE | TRUE | TRUE | TRUE | TRUE | TRUE | TRUE | TRUE | TRUE | TRUE | TRUE | TRUE
Figure 5.2S Annual Supply by terminal. Counter Factual Low continent/High LNG case
|  | TWH / YEAR | 2023/24 | 2024/25 | 2025/26 | 2026/27 | 2027/28 | 2028/29 | 2029/30 | 2030/31 | 2031/32 | 2032/33 | 2033/34 | 2034/35 | 2035/36 | 2036/37 | 2037/38 | 2038/39 | 2039/40 | 2040/41 | 2041/42 | 2042/43 | 2043/44 | 2044/45 | 2045/46 | 2046/47 | 2047/48 | 2048/49 | 2049/50 | 2050/51 | CF LC/HL | MCM / DAY | 2023/24 | 2024/25 | 2025/26 | 2026/27 | 2027/28 | 2028/29 | 2029/30 | 2030/31 | 2031/32 | 2032/33 | 2033/34 | 2034/35 | 2035/36 | 2036/37 | 2037/38 | 2038/39 | 2039/40 | 2040/41 | 2041/42 | 2042/43 | 2043/44 | 2044/45 | 2045/46 | 2046/47 | 2047/48 | 2048/49 | 2049/50 | 2050/51
|  | Bacton UKCS | 96.8673 | 89.9009 | 86.2009 | 87.1978 | 75.8218 | 63.9889 | 50.9271 | 41.2902 | 35.0968 | 28.13 | 24.475 | 21.5936 | 21.5417 | 17.2018 | 12.0488 | 11.3098 | 10.8714 | 9.5763 | 2.8611 | 0 | 0 | 0 | 0 | 0 | 0 | 0 | 0 | 0 |  | Bacton UKCS | 24.1264 | 22.3913 | 21.4697 | 21.718 | 18.8846 | 15.9374 | 12.6842 | 10.284 | 8.7414 | 7.0062 | 6.0959 | 5.3782 | 5.3653 | 4.2844 | 3.0009 | 2.8169 | 2.7077 | 2.3851 | 0.7126 | 0 | 0 | 0 | 0 | 0 | 0 | 0 | 0 | 0
|  | Bacton IP | 0.29704 | 0.07806 | 0.14596 | 0.22285 | 0.30625 | 0.36489 | 0.4482 | 0.48922 | 0.56506 | 0.6638 | 0.71772 | 0.79298 | 0.87058 | 0.99508 | 1.0617 | 1.0988 | 1.2293 | 1.24 | 1.3427 | 1.4305 | 1.4635 | 1.539 | 1.6606 | 1.6897 | 1.758 | 1.8463 | 1.9199 | 2.0041 |  | Bacton IP | 0.073983 | 0.019442 | 0.036354 | 0.055504 | 0.076276 | 0.090881 | 0.11163 | 0.12185 | 0.14074 | 0.16533 | 0.17876 | 0.1975 | 0.21683 | 0.24784 | 0.26443 | 0.27368 | 0.30617 | 0.30885 | 0.33441 | 0.35628 | 0.36451 | 0.38332 | 0.41361 | 0.42085 | 0.43786 | 0.45985 | 0.47819 | 0.49915
|  | Barrow | 14.9618 | 11.1867 | 9.8273 | 7.6887 | 6.0318 | 2.725 | 0 | 0 | 0 | 0 | 0 | 0 | 0 | 0 | 0 | 0 | 0 | 0 | 0 | 0 | 0 | 0 | 0 | 0 | 0 | 0 | 0 | 0 |  | Barrow | 3.7265 | 2.7862 | 2.4477 | 1.915 | 1.5023 | 0.67872 | 0 | 0 | 0 | 0 | 0 | 0 | 0 | 0 | 0 | 0 | 0 | 0 | 0 | 0 | 0 | 0 | 0 | 0 | 0 | 0 | 0 | 0
|  | Easington | 175.1133 | 262.0965 | 219.3671 | 209.4389 | 213.286 | 200.1397 | 205.0525 | 190.4817 | 184.6185 | 170.2078 | 153.4305 | 147.3997 | 135.9448 | 129.2628 | 116.4811 | 105.0662 | 103.5596 | 90.7522 | 89.0092 | 82.3152 | 81.3717 | 82.2821 | 81.9195 | 84.4304 | 77.5625 | 70.6113 | 63.0524 | 61.0031 |  | Easington | 43.6148 | 65.2793 | 54.6369 | 52.1641 | 53.1223 | 49.848 | 51.0716 | 47.4425 | 45.9822 | 42.393 | 38.2143 | 36.7123 | 33.8592 | 32.195 | 29.0115 | 26.1684 | 25.7932 | 22.6033 | 22.1692 | 20.5019 | 20.2669 | 20.4937 | 20.4034 | 21.0287 | 19.3182 | 17.5869 | 15.7042 | 15.1938
|  | St Fergus | 231.2182 | 281.682 | 266.185 | 248.5689 | 242.3418 | 228.1589 | 226.1918 | 214.0037 | 200.4819 | 188.6642 | 172.8352 | 162.093 | 141.4181 | 135.6364 | 124.7643 | 112.0597 | 105.0697 | 92.9959 | 92.9819 | 87.5765 | 87.6121 | 86.8627 | 84.5968 | 80.028 | 75.062 | 73.2385 | 84.2791 | 80.6495 |  | St Fergus | 57.5886 | 70.1574 | 66.2976 | 61.9101 | 60.3591 | 56.8266 | 56.3367 | 53.3011 | 49.9332 | 46.9898 | 43.0474 | 40.3719 | 35.2225 | 33.7824 | 31.0746 | 27.9103 | 26.1693 | 23.1621 | 23.1586 | 21.8123 | 21.8212 | 21.6346 | 21.0702 | 19.9322 | 18.6954 | 18.2412 | 20.9911 | 20.087
|  | Teesside | 94.4913 | 88.2693 | 77.4628 | 63.9804 | 56.6887 | 53.1236 | 53.7975 | 53.5908 | 49.4054 | 41.7889 | 36.7744 | 34.2546 | 35.648 | 33.0121 | 31.3949 | 29.0727 | 28.1445 | 27.2192 | 27.6136 | 26.9865 | 21.6206 | 18.5179 | 18.41 | 21.2008 | 20.8067 | 18.1927 | 0 | 0 |  | Teesside | 23.5346 | 21.9849 | 19.2934 | 15.9353 | 14.1192 | 13.2313 | 13.3991 | 13.3476 | 12.3052 | 10.4082 | 9.1592 | 8.5317 | 8.8787 | 8.2222 | 7.8194 | 7.241 | 7.0098 | 6.7794 | 6.8776 | 6.7214 | 5.3849 | 4.6122 | 4.5853 | 5.2804 | 5.1822 | 4.5312 | 0 | 0
|  | Onshore | 3.9504 | 7.2481 | 6.9558 | 7.2625 | 7.6736 | 7.4936 | 7.8542 | 7.5479 | 7.7916 | 8.3412 | 8.3215 | 8.5689 | 8.8409 | 9.563 | 9.7132 | 9.6192 | 10.3428 | 10.067 | 10.5542 | 10.9211 | 10.8821 | 11.1735 | 11.7985 | 11.7727 | 12.034 | 12.4385 | 12.7506 | 13.1396 |  | Onshore | 0.98392 | 1.8053 | 1.7324 | 1.8088 | 1.9112 | 1.8664 | 1.9562 | 1.8799 | 1.9406 | 2.0775 | 2.0726 | 2.1342 | 2.202 | 2.3818 | 2.4192 | 2.3958 | 2.576 | 2.5074 | 2.6287 | 2.7201 | 2.7104 | 2.7829 | 2.9386 | 2.9322 | 2.9973 | 3.098 | 3.1757 | 3.2726
|  | Burton Point | 0 | 0 | 0 | 0 | 0 | 0 | 0 | 0 | 0 | 0 | 0 | 0 | 0 | 0 | 0 | 0 | 0 | 0 | 0 | 0 | 0 | 0 | 0 | 0 | 0 | 0 | 0 | 0 |  | Burton Point | 0 | 0 | 0 | 0 | 0 | 0 | 0 | 0 | 0 | 0 | 0 | 0 | 0 | 0 | 0 | 0 | 0 | 0 | 0 | 0 | 0 | 0 | 0 | 0 | 0 | 0 | 0 | 0
|  | Isle of Grain | 47.5936 | 16.6404 | 36.3784 | 48.8604 | 60.2232 | 70.2503 | 72.8175 | 73.3247 | 71.6759 | 80.0343 | 86.0891 | 86.5713 | 91.5399 | 100.5728 | 114.8867 | 121.3072 | 130.7937 | 137.9605 | 140.4377 | 149.6703 | 148.1551 | 144.1624 | 147.4093 | 144.5398 | 144.4694 | 146.2767 | 149.1357 | 150.5181 |  | Isle of Grain | 11.8539 | 4.1446 | 9.0606 | 12.1695 | 14.9996 | 17.497 | 18.1364 | 18.2627 | 17.852 | 19.9338 | 21.4419 | 21.562 | 22.7995 | 25.0493 | 28.6144 | 30.2135 | 32.5763 | 34.3613 | 34.9783 | 37.2778 | 36.9004 | 35.906 | 36.7146 | 35.9999 | 35.9824 | 36.4325 | 37.1446 | 37.4889
|  | Milford Haven | 112.7778 | 39.4312 | 86.2022 | 115.7797 | 142.705 | 166.465 | 172.5483 | 173.7501 | 169.8432 | 189.6492 | 203.9968 | 205.1394 | 216.9128 | 238.3172 | 271.3405 | 281.6567 | 296.7743 | 308.0711 | 311.9457 | 326.2169 | 323.8953 | 317.7375 | 322.7493 | 318.3218 | 318.2129 | 321.0052 | 325.3988 | 327.512 |  | Milford Haven | 28.0891 | 9.821 | 21.47 | 28.8368 | 35.543 | 41.4608 | 42.9759 | 43.2753 | 42.3022 | 47.2352 | 50.8087 | 51.0932 | 54.0256 | 59.3567 | 67.5817 | 70.1511 | 73.9164 | 76.73 | 77.6951 | 81.2495 | 80.6713 | 79.1376 | 80.3859 | 79.2831 | 79.256 | 79.9515 | 81.0458 | 81.5721
|  | Total | 777.2708 | 796.5331 | 788.7256 | 789.0002 | 805.078 | 792.7099 | 789.637 | 754.4785 | 719.4783 | 707.4794 | 686.6402 | 666.4135 | 652.7167 | 664.561 | 681.6912 | 671.1903 | 686.7853 | 677.8822 | 676.7461 | 685.117 | 675.0003 | 662.275 | 668.5441 | 661.9832 | 649.9055 | 643.6091 | 636.5364 | 634.8264 |  | Total | 193.5917 | 198.3893 | 196.4447 | 196.5131 | 200.5176 | 197.4371 | 196.6717 | 187.9149 | 179.1976 | 176.2091 | 171.0187 | 165.9809 | 162.5696 | 165.5196 | 169.7861 | 167.1707 | 171.0549 | 168.8374 | 168.5545 | 170.6393 | 168.1196 | 164.9502 | 166.5116 | 164.8775 | 161.8694 | 160.3012 | 158.5396 | 158.1137
[33 empty] | TRUE | TRUE | TRUE | TRUE | TRUE | TRUE | TRUE | TRUE | TRUE | TRUE | TRUE | TRUE | TRUE | TRUE | TRUE | TRUE | TRUE | TRUE | TRUE | TRUE | TRUE | TRUE | TRUE | TRUE | TRUE | TRUE | TRUE | TRUE
[33 empty] | TRUE | TRUE | TRUE | TRUE | TRUE | TRUE | TRUE | TRUE | TRUE | TRUE | TRUE | TRUE | TRUE | TRUE | TRUE | TRUE | TRUE | TRUE | TRUE | TRUE | TRUE | TRUE | TRUE | TRUE | TRUE | TRUE | TRUE | TRUE
Figure 5.2R Annual Supply by terminal. 5YF High continent/Low LNG case
|  | TWH / YEAR | 2023/24 | 2024/25 | 2025/26 | 2026/27 | 2027/28 | 2028/29 | 0 | 0 | 0 | 0 | 0 | 0 | 0 | 0 | 0 | 0 | 0 | 0 | 0 | 0 | 0 | 0 | 0 | 0 | 0 | 0 | 0 | 0 | 5YF | MCM / DAY | 2023/24 | 2024/25 | 2025/26 | 2026/27 | 2027/28 | 2028/29
|  | Bacton UKCS | 2023/24: 94.6241; 2024/25: 89.9009; 2025/26: 86.2009; 2026/27: 87.1978; 2027/28: 76.4793; 2028/29: 64.4301 |  | Bacton UKCS | 23.5677 | 22.3913 | 21.4697 | 21.718 | 19.0484 | 16.0474
|  | Bacton IP | 2023/24: -8.03e-05; 2024/25: 59.4062; 2025/26: 100.9503; 2026/27: 122.5834; 2027/28: 147.1392; 2028/29: 177.2264 |  | Bacton IP | -2e-05 | 14.7961 | 25.1433 | 30.5314 | 36.6474 | 44.1411
|  | Barrow | 2023/24: 14.6154; 2024/25: 11.1867; 2025/26: 9.8273; 2026/27: 7.6887; 2027/28: 6.0841; 2028/29: 2.7438 |  | Barrow | 3.6402 | 2.7862 | 2.4477 | 1.915 | 1.5153 | 0.6834
|  | Easington | 2023/24: 236.1458; 2024/25: 221.4924; 2025/26: 186.7166; 2026/27: 182.3616; 2027/28: 186.7793; 2028/29: 174.387 |  | Easington | 58.8159 | 55.1662 | 46.5048 | 45.4201 | 46.5204 | 43.4339
|  | St Fergus | 2023/24: 267.4772; 2024/25: 255.722; 2025/26: 245.3101; 2026/27: 231.2571; 2027/28: 226.314; 2028/29: 212.3851 |  | St Fergus | 66.6195 | 63.6916 | 61.0984 | 57.5983 | 56.3671 | 52.8979
|  | Teesside | 2023/24: 92.3031; 2024/25: 88.2693; 2025/26: 77.4628; 2026/27: 63.9804; 2027/28: 57.1803; 2028/29: 53.4899 |  | Teesside | 22.9896 | 21.9849 | 19.2934 | 15.9353 | 14.2417 | 13.3225
|  | Onshore | 2023/24: 7.318; 2024/25: 7.3684; 2025/26: 6.6838; 2026/27: 7.1847; 2027/28: 7.6418; 2028/29: 7.4387 |  | Onshore | 1.8227 | 1.8352 | 1.6647 | 1.7895 | 1.9033 | 1.8527
|  | Burton Point | 2023/24: 0; 2024/25: 0; 2025/26: 0; 2026/27: 0; 2027/28: 0; 2028/29: 0 |  | Burton Point | 0 | 0 | 0 | 0 | 0 | 0
|  | Isle of Grain | 2023/24: 12.9738; 2024/25: 12.7173; 2025/26: 11.2382; 2026/27: 11.7768; 2027/28: 12.2188; 2028/29: 11.6093 |  | Isle of Grain | 3.2313 | 3.1674 | 2.7991 | 2.9332 | 3.0433 | 2.8915
|  | Milford Haven | 2023/24: 30.7426; 2024/25: 30.1348; 2025/26: 26.63; 2026/27: 27.9062; 2027/28: 28.9536; 2028/29: 27.5094 |  | Milford Haven | 7.6569 | 7.5056 | 6.6326 | 6.9505 | 7.2114 | 6.8516
|  | Total | 2023/24: 756.1999; 2024/25: 776.1978; 2025/26: 751.0201; 2026/27: 741.9369; 2027/28: 748.7904; 2028/29: 731.2197 |  | Total | 188.3437 | 193.3245 | 187.0536 | 184.7912 | 186.4982 | 182.122
[33 empty] | TRUE | TRUE | TRUE | TRUE | TRUE | TRUE
[33 empty] | TRUE | TRUE | TRUE | TRUE | TRUE | TRUE
Figure 5.2S Annual Supply by terminal. 5YF Low continent/High LNG case
|  | TWH / YEAR | 2023/24 | 2024/25 | 2025/26 | 2026/27 | 2027/28 | 2028/29 | 0 | 0 | 0 | 0 | 0 | 0 | 0 | 0 | 0 | 0 | 0 | 0 | 0 | 0 | 0 | 0 | 0 | 0 | 0 | 0 | 0 | 0 | 5YF LC/HL | MCM / DAY | 2023/24 | 2024/25 | 2025/26 | 2026/27 | 2027/28 | 2028/29
|  | Bacton UKCS | 2023/24: 94.6241; 2024/25: 89.9009; 2025/26: 86.2009; 2026/27: 87.1978; 2027/28: 76.4793; 2028/29: 64.4301 |  | Bacton | 23.5677 | 22.3913 | 21.4697 | 21.718 | 19.0484 | 16.0474
|  | Bacton IP | 2023/24: 0; 2024/25: 0; 2025/26: 0; 2026/27: 0; 2027/28: 0; 2028/29: 0 |  | Bacton IP | 0 | 0 | 0 | 0 | 0 | 0
|  | Barrow | 2023/24: 14.6154; 2024/25: 11.1867; 2025/26: 9.8273; 2026/27: 7.6887; 2027/28: 6.0841; 2028/29: 2.7438 |  | Barrow | 3.6402 | 2.7862 | 2.4477 | 1.915 | 1.5153 | 0.6834
|  | Easington | 2023/24: 236.1458; 2024/25: 221.4924; 2025/26: 186.7166; 2026/27: 182.3616; 2027/28: 186.7793; 2028/29: 174.387 |  | Easington | 58.8159 | 55.1662 | 46.5048 | 45.4201 | 46.5204 | 43.4339
|  | St Fergus | 2023/24: 267.4772; 2024/25: 255.722; 2025/26: 245.3101; 2026/27: 231.2571; 2027/28: 226.314; 2028/29: 212.3851 |  | St Fergus | 66.6195 | 63.6916 | 61.0984 | 57.5983 | 56.3671 | 52.8979
|  | Teesside | 2023/24: 92.3031; 2024/25: 88.2693; 2025/26: 77.4628; 2026/27: 63.9804; 2027/28: 57.1803; 2028/29: 53.4899 |  | Teesside | 22.9896 | 21.9849 | 19.2934 | 15.9353 | 14.2417 | 13.3225
|  | Onshore | 2023/24: 7.318; 2024/25: 7.3684; 2025/26: 6.6838; 2026/27: 7.1847; 2027/28: 7.6418; 2028/29: 7.4387 |  | Onshore | 1.8227 | 1.8352 | 1.6647 | 1.7895 | 1.9033 | 1.8527
|  | Burton Point | 2023/24: 0; 2024/25: 0; 2025/26: 0; 2026/27: 0; 2027/28: 0; 2028/29: 0 |  | Burton Point | 0 | 0 | 0 | 0 | 0 | 0
|  | Isle of Grain | 2023/24: 12.9738; 2024/25: 30.3473; 2025/26: 41.1973; 2026/27: 48.156; 2027/28: 55.8855; 2028/29: 64.205 |  | Isle of Grain | 3.2313 | 7.5585 | 10.2609 | 11.994 | 13.9192 | 15.9913
|  | Milford Haven | 2023/24: 30.7426; 2024/25: 71.9109; 2025/26: 97.6212; 2026/27: 114.1104; 2027/28: 132.4261; 2028/29: 152.1401 |  | Milford Haven | 7.6569 | 17.9106 | 24.3141 | 28.421 | 32.9829 | 37.8929
|  | Total | 2023/24: 756.2; 2024/25: 776.1978; 2025/26: 751.0201; 2026/27: 741.9369; 2027/28: 748.7904; 2028/29: 731.2197 |  | Total | 188.3437 | 193.3245 | 187.0536 | 184.7912 | 186.4982 | 182.122
[33 empty] | TRUE | TRUE | TRUE | TRUE | TRUE | TRUE
[33 empty] | TRUE | TRUE | TRUE | TRUE | TRUE | TRUE

## Annual supply by terminal
Annual supply by terminal
Figure 5.2J Annual Supply by terminal. Electric Engagement High continent/Low LNG case
|  | TWH / YEAR | 2023/24 | 2024/25 | 2025/26 | 2026/27 | 2027/28 | 2028/29 | 2029/30 | 2030/31 | 2031/32 | 2032/33 | 2033/34 | 2034/35 | 2035/36 | 2036/37 | 2037/38 | 2038/39 | 2039/40 | 2040/41 | 2041/42 | 2042/43 | 2043/44 | 2044/45 | 2045/46 | 2046/47 | 2047/48 | 2048/49 | 2049/50 | 2050/51 | MCM / DAY | 2023/24 | 2024/25 | 2025/26 | 2026/27 | 2027/28 | 2028/29 | 2029/30 | 2030/31 | 2031/32 | 2032/33 | 2033/34 | 2034/35 | 2035/36 | 2036/37 | 2037/38 | 2038/39 | 2039/40 | 2040/41 | 2041/42 | 2042/43 | 2043/44 | 2044/45 | 2045/46 | 2046/47 | 2047/48 | 2048/49 | 2049/50 | 2050/51
|  | Bacton | 88.1445 | 106.299 | 134.1558 | 166.3011 | 183.892 | 202.0641 | 188.427 | 159.4674 | 145.441 | 166.5432 | 178.1173 | 164.3369 | 162.0149 | 151.6865 | 151.5591 | 151.002 | 147.9959 | 137.3315 | 118.9391 | 102.1583 | 89.9785 | 77.7402 | 65.7152 | 57.649 | 52.3662 | 45.3998 | 36.4546 | 32.999 | Bacton | 21.9538 | 26.4755 | 33.4137 | 41.42 | 45.8012 | 50.3273 | 46.9308 | 39.7179 | 36.2244 | 41.4803 | 44.363 | 40.9307 | 40.3524 | 37.7799 | 37.7482 | 37.6095 | 36.8607 | 34.2046 | 29.6237 | 25.4442 | 22.4106 | 19.3624 | 16.3674 | 14.3584 | 13.0426 | 11.3076 | 9.0796 | 8.2189
|  | Barrow | 13.5608 | 11.1867 | 9.8273 | 7.6887 | 6.0841 | 2.7438 | 0 | 0 | 0 | 0 | 0 | 0 | 0 | 0 | 0 | 0 | 0 | 0 | 0 | 0 | 0 | 0 | 0 | 0 | 0 | 0 | 0 | 0 | Barrow | 3.3775 | 2.7862 | 2.4477 | 1.915 | 1.5153 | 0.6834 | 0 | 0 | 0 | 0 | 0 | 0 | 0 | 0 | 0 | 0 | 0 | 0 | 0 | 0 | 0 | 0 | 0 | 0 | 0 | 0 | 0 | 0
|  | Easington | 193.7766 | 215.5717 | 188.8028 | 184.1718 | 186.8936 | 173.3447 | 168.1488 | 156.8251 | 153.0823 | 138.7674 | 115.9716 | 108.2638 | 91.9429 | 81.6811 | 72.7772 | 64.9417 | 57.8366 | 48.5167 | 42.2175 | 38.483 | 33.8549 | 32.4278 | 29.9189 | 28.0358 | 25.5993 | 20.7798 | 18.3441 | 19.3877 | Easington | 48.2632 | 53.6916 | 47.0244 | 45.8709 | 46.5488 | 43.1743 | 41.8802 | 39.0598 | 38.1276 | 34.5622 | 28.8846 | 26.9648 | 22.8999 | 20.344 | 18.1263 | 16.1748 | 14.4051 | 12.0839 | 10.5149 | 9.5848 | 8.4321 | 8.0767 | 7.4518 | 6.9828 | 6.3759 | 5.1755 | 4.5689 | 4.8288
|  | St Fergus | 231.9826 | 251.9366 | 246.6439 | 232.4145 | 226.3871 | 211.7187 | 202.698 | 192.1632 | 179.7843 | 167.4549 | 148.0081 | 135.4169 | 111.2497 | 102.5209 | 93.5341 | 82.781 | 72.0373 | 61.9615 | 57.6994 | 53.3566 | 50.4371 | 47.1865 | 42.9901 | 36.1345 | 33.3841 | 30.8824 | 37.2414 | 34.4295 | St Fergus | 57.779 | 62.7488 | 61.4306 | 57.8865 | 56.3853 | 52.7319 | 50.4852 | 47.8613 | 44.7782 | 41.7073 | 36.8638 | 33.7277 | 27.7085 | 25.5345 | 23.2962 | 20.6179 | 17.9421 | 15.4325 | 14.371 | 13.2893 | 12.5622 | 11.7525 | 10.7074 | 8.9999 | 8.3148 | 7.6918 | 9.2756 | 8.5752
|  | Teesside | 85.6429 | 88.2693 | 77.4628 | 63.9804 | 57.1803 | 53.4899 | 53.8542 | 53.4034 | 49.0847 | 41.2089 | 36.3424 | 33.4192 | 34.3162 | 31.3336 | 29.3421 | 26.7246 | 25.3925 | 24.0817 | 23.5058 | 22.2022 | 17.4922 | 14.3003 | 13.6333 | 14.8214 | 13.9001 | 11.3953 | 0 | 0 | Teesside | 21.3307 | 21.9849 | 19.2934 | 15.9353 | 14.2417 | 13.3225 | 13.4133 | 13.301 | 12.2253 | 10.2637 | 9.0517 | 8.3236 | 8.547 | 7.8041 | 7.3081 | 6.6562 | 6.3244 | 5.9979 | 5.8545 | 5.5298 | 4.3567 | 3.5617 | 3.3956 | 3.6915 | 3.462 | 2.8382 | 0 | 0
|  | Onshore | 4.6292 | 7.0846 | 6.7676 | 7.2625 | 7.6468 | 7.3907 | 7.3771 | 7.2295 | 6.9769 | 6.7615 | 5.7526 | 5.3191 | 4.6167 | 4.2987 | 3.8277 | 3.2637 | 2.6898 | 2.0649 | 1.5624 | 1.0413 | 0.51953 | 2.1597e-15 | 0 | 0 | 0 | 0 | 0 | 0 | Onshore | 1.153 | 1.7645 | 1.6856 | 1.8088 | 1.9046 | 1.8408 | 1.8374 | 1.8006 | 1.7377 | 1.684 | 1.4328 | 1.3248 | 1.1499 | 1.0707 | 0.95335 | 0.81288 | 0.66994 | 0.5143 | 0.38915 | 0.25936 | 0.1294 | 5.379e-16 | 0 | 0 | 0 | 0 | 0 | 0
|  | Burton Point | 0 | 0 | 0 | 0 | 0 | 0 | 0 | 0 | 0 | 0 | 0 | 0 | 0 | 0 | 0 | 0 | 0 | 0 | 0 | 0 | 0 | 0 | 0 | 0 | 0 | 0 | 0 | 0 | Burton Point | 0 | 0 | 0 | 0 | 0 | 0 | 0 | 0 | 0 | 0 | 0 | 0 | 0 | 0 | 0 | 0 | 0 | 0 | 0 | 0 | 0 | 0 | 0 | 0 | 0 | 0 | 0 | 0
|  | Isle of Grain | 33.0517 | 12.2274 | 11.3791 | 11.9042 | 12.2269 | 11.5345 | 11.2441 | 10.7673 | 11.1905 | 11.7487 | 10.9044 | 11.091 | 10.6959 | 11.2041 | 11.4017 | 11.342 | 11.2172 | 10.764 | 10.8594 | 10.8566 | 10.8327 | 10.9747 | 10.7173 | 11.1863 | 11.2211 | 10.6006 | 10.5126 | 11.8932 | Isle of Grain | 8.2321 | 3.0454 | 2.8341 | 2.9649 | 3.0453 | 2.8729 | 2.8005 | 2.6818 | 2.7872 | 2.9262 | 2.7159 | 2.7624 | 2.664 | 2.7906 | 2.8398 | 2.8249 | 2.7938 | 2.6809 | 2.7047 | 2.704 | 2.6981 | 2.7334 | 2.6693 | 2.7861 | 2.7948 | 2.6402 | 2.6183 | 2.9622
|  | Milford Haven | 78.3194 | 28.9741 | 26.9638 | 28.2082 | 28.9728 | 27.3321 | 26.6441 | 25.5142 | 26.517 | 27.8396 | 25.8391 | 26.2812 | 25.345 | 26.5492 | 27.0175 | 26.8759 | 26.5802 | 25.5063 | 25.7325 | 25.7257 | 25.6691 | 26.0056 | 25.3958 | 26.5071 | 26.5895 | 25.1192 | 24.9105 | 28.1822 | Milford Haven | 19.5067 | 7.2165 | 6.7158 | 7.0257 | 7.2161 | 6.8075 | 6.6361 | 6.3547 | 6.6045 | 6.9339 | 6.4356 | 6.5458 | 6.3126 | 6.6125 | 6.7291 | 6.6939 | 6.6202 | 6.3528 | 6.4091 | 6.4074 | 6.3933 | 6.4771 | 6.3252 | 6.602 | 6.6225 | 6.2563 | 6.2044 | 7.0192
|  | Total | 729.1077 | 721.5494 | 702.0032 | 701.9314 | 709.2836 | 689.6185 | 658.3933 | 605.3701 | 572.0768 | 560.3241 | 520.9356 | 484.1281 | 440.1814 | 409.2741 | 389.4594 | 366.9309 | 343.7496 | 310.2267 | 280.5162 | 253.8237 | 228.784 | 208.635 | 188.3705 | 174.334 | 163.0602 | 144.1771 | 127.4632 | 126.8915 | Total | 181.5959 | 179.7134 | 174.8451 | 174.8273 | 176.6584 | 171.7605 | 163.9834 | 150.7771 | 142.4849 | 139.5577 | 129.7474 | 120.5799 | 109.6342 | 101.9363 | 97.0011 | 91.39 | 85.6163 | 77.2669 | 69.867 | 63.2189 | 56.9823 | 51.9639 | 46.9167 | 43.4207 | 40.6127 | 35.9096 | 31.7468 | 31.6044
Figure 5.2J Annual Supply by terminal. Electric Engagement Low continent/High LNG case
|  | TWH / YEAR | 2023/24 | 2024/25 | 2025/26 | 2026/27 | 2027/28 | 2028/29 | 2029/30 | 2030/31 | 2031/32 | 2032/33 | 2033/34 | 2034/35 | 2035/36 | 2036/37 | 2037/38 | 2038/39 | 2039/40 | 2040/41 | 2041/42 | 2042/43 | 2043/44 | 2044/45 | 2045/46 | 2046/47 | 2047/48 | 2048/49 | 2049/50 | 2050/51 | MCM / DAY | 2023/24 | 2024/25 | 2025/26 | 2026/27 | 2027/28 | 2028/29 | 2029/30 | 2030/31 | 2031/32 | 2032/33 | 2033/34 | 2034/35 | 2035/36 | 2036/37 | 2037/38 | 2038/39 | 2039/40 | 2040/41 | 2041/42 | 2042/43 | 2043/44 | 2044/45 | 2045/46 | 2046/47 | 2047/48 | 2048/49 | 2049/50 | 2050/51
|  | Bacton | 88.1445 | 89.9009 | 86.2009 | 87.1978 | 76.4793 | 64.4301 | 50.9808 | 41.1459 | 34.8691 | 27.7396 | 24.1876 | 21.067 | 20.737 | 16.3272 | 11.261 | 10.3963 | 9.8084 | 8.4725 | 2.4355 | 0 | 0 | 0 | 0 | 0 | 0 | 0 | 0 | 0 | Bacton | 21.9538 | 22.3913 | 21.4697 | 21.718 | 19.0484 | 16.0474 | 12.6976 | 10.248 | 8.6847 | 6.909 | 6.0243 | 5.2471 | 5.1649 | 4.0665 | 2.8047 | 2.5894 | 2.4429 | 2.1102 | 0.60659 | 0 | 0 | 0 | 0 | 0 | 0 | 0 | 0 | 0
|  | Barrow | 13.5608 | 11.1867 | 9.8273 | 7.6887 | 6.0841 | 2.7438 | 0 | 0 | 0 | 0 | 0 | 0 | 0 | 0 | 0 | 0 | 0 | 0 | 0 | 0 | 0 | 0 | 0 | 0 | 0 | 0 | 0 | 0 | Barrow | 3.3775 | 2.7862 | 2.4477 | 1.915 | 1.5153 | 0.6834 | 0 | 0 | 0 | 0 | 0 | 0 | 0 | 0 | 0 | 0 | 0 | 0 | 0 | 0 | 0 | 0 | 0 | 0 | 0 | 0 | 0 | 0
|  | Easington | 193.7766 | 215.5717 | 188.8028 | 184.1718 | 186.8936 | 173.3447 | 168.1488 | 156.8251 | 153.0823 | 138.7674 | 115.9716 | 108.2638 | 91.9429 | 81.6811 | 72.7772 | 64.9417 | 57.8366 | 48.5167 | 42.2175 | 38.483 | 33.8549 | 32.4278 | 29.9189 | 28.0358 | 25.5993 | 20.7798 | 18.3441 | 19.3877 | Easington | 48.2632 | 53.6916 | 47.0244 | 45.8709 | 46.5488 | 43.1743 | 41.8802 | 39.0598 | 38.1276 | 34.5622 | 28.8846 | 26.9648 | 22.8999 | 20.344 | 18.1263 | 16.1748 | 14.4051 | 12.0839 | 10.5149 | 9.5848 | 8.4321 | 8.0767 | 7.4518 | 6.9828 | 6.3759 | 5.1755 | 4.5689 | 4.8288
|  | St Fergus | 231.9826 | 251.9366 | 246.6439 | 232.4145 | 226.3871 | 211.7187 | 202.698 | 192.1632 | 179.7843 | 167.4549 | 148.0081 | 135.4169 | 111.2497 | 102.5209 | 93.5341 | 82.781 | 72.0373 | 61.9615 | 57.6994 | 53.3566 | 50.4371 | 47.1865 | 42.9901 | 36.1345 | 33.3841 | 30.8824 | 37.2414 | 34.4295 | St Fergus | 57.779 | 62.7488 | 61.4306 | 57.8865 | 56.3853 | 52.7319 | 50.4852 | 47.8613 | 44.7782 | 41.7073 | 36.8638 | 33.7277 | 27.7085 | 25.5345 | 23.2962 | 20.6179 | 17.9421 | 15.4325 | 14.371 | 13.2893 | 12.5622 | 11.7525 | 10.7074 | 8.9999 | 8.3148 | 7.6918 | 9.2756 | 8.5752
|  | Teesside | 85.6429 | 88.2693 | 77.4628 | 63.9804 | 57.1803 | 53.4899 | 53.8542 | 53.4034 | 49.0847 | 41.2089 | 36.3424 | 33.4192 | 34.3162 | 31.3336 | 29.3421 | 26.7246 | 25.3925 | 24.0817 | 23.5058 | 22.2022 | 17.4922 | 14.3003 | 13.6333 | 14.8214 | 13.9001 | 11.3953 | 0 | 0 | Teesside | 21.3307 | 21.9849 | 19.2934 | 15.9353 | 14.2417 | 13.3225 | 13.4133 | 13.301 | 12.2253 | 10.2637 | 9.0517 | 8.3236 | 8.547 | 7.8041 | 7.3081 | 6.6562 | 6.3244 | 5.9979 | 5.8545 | 5.5298 | 4.3567 | 3.5617 | 3.3956 | 3.6915 | 3.462 | 2.8382 | 0 | 0
|  | Onshore | 4.6292 | 7.0846 | 6.7676 | 7.2625 | 7.6468 | 7.3907 | 7.3771 | 7.2295 | 6.9769 | 6.7615 | 5.7526 | 5.3191 | 4.6167 | 4.2987 | 3.8277 | 3.2637 | 2.6898 | 2.0649 | 1.5624 | 1.0413 | 0.51953 | 2.1597e-15 | 0 | 0 | 0 | 0 | 0 | 0 | Onshore | 1.153 | 1.7645 | 1.6856 | 1.8088 | 1.9046 | 1.8408 | 1.8374 | 1.8006 | 1.7377 | 1.684 | 1.4328 | 1.3248 | 1.1499 | 1.0707 | 0.95335 | 0.81288 | 0.66994 | 0.5143 | 0.38915 | 0.25936 | 0.1294 | 5.379e-16 | 0 | 0 | 0 | 0 | 0 | 0
|  | Burton Point | 0 | 0 | 0 | 0 | 0 | 0 | 0 | 0 | 0 | 0 | 0 | 0 | 0 | 0 | 0 | 0 | 0 | 0 | 0 | 0 | 0 | 0 | 0 | 0 | 0 | 0 | 0 | 0 | Burton Point | 0 | 0 | 0 | 0 | 0 | 0 | 0 | 0 | 0 | 0 | 0 | 0 | 0 | 0 | 0 | 0 | 0 | 0 | 0 | 0 | 0 | 0 | 0 | 0 | 0 | 0 | 0 | 0
|  | Isle of Grain | 33.0517 | 17.0939 | 25.6107 | 35.3798 | 44.1038 | 52.3803 | 52.0342 | 45.8817 | 44.0051 | 52.9416 | 56.5863 | 53.6094 | 52.6231 | 51.3748 | 53.0382 | 53.0697 | 52.2272 | 49.0056 | 45.4344 | 41.1742 | 37.5357 | 34.0457 | 30.2197 | 28.2949 | 26.7619 | 24.074 | 21.3312 | 21.6864 | Isle of Grain | 8.2321 | 4.2575 | 6.3788 | 8.8119 | 10.9848 | 13.0461 | 12.9599 | 11.4276 | 10.9602 | 13.1859 | 14.0937 | 13.3523 | 13.1066 | 12.7957 | 13.21 | 13.2179 | 13.008 | 12.2056 | 11.3162 | 10.2551 | 9.3489 | 8.4796 | 7.5267 | 7.0473 | 6.6655 | 5.996 | 5.3129 | 5.4013
|  | Milford Haven | 78.3194 | 40.5058 | 60.6871 | 83.8359 | 104.5084 | 124.1203 | 123.3001 | 108.7212 | 104.2744 | 125.4503 | 134.0869 | 127.0327 | 124.6957 | 121.7378 | 125.6792 | 125.7539 | 123.7576 | 116.1237 | 107.6612 | 97.5664 | 88.9446 | 80.6747 | 71.6086 | 67.0475 | 63.4149 | 57.0456 | 50.5465 | 51.388 | Milford Haven | 19.5067 | 10.0886 | 15.1151 | 20.8807 | 26.0295 | 30.9141 | 30.7099 | 27.0788 | 25.9712 | 31.2454 | 33.3965 | 31.6395 | 31.0575 | 30.3207 | 31.3024 | 31.321 | 30.8238 | 28.9225 | 26.8148 | 24.3005 | 22.1531 | 20.0933 | 17.8353 | 16.6993 | 15.7945 | 14.2081 | 12.5894 | 12.799
|  | Total | 729.1077 | 721.5494 | 702.0032 | 701.9314 | 709.2836 | 689.6185 | 658.3933 | 605.3701 | 572.0768 | 560.3241 | 520.9356 | 484.1281 | 440.1814 | 409.2741 | 389.4594 | 366.9309 | 343.7496 | 310.2267 | 280.5162 | 253.8237 | 228.784 | 208.635 | 188.3705 | 174.334 | 163.0602 | 144.1771 | 127.4632 | 126.8915 | Total | 181.5959 | 179.7134 | 174.8451 | 174.8273 | 176.6584 | 171.7605 | 163.9834 | 150.7771 | 142.4849 | 139.5577 | 129.7474 | 120.5799 | 109.6342 | 101.9363 | 97.0011 | 91.39 | 85.6163 | 77.2669 | 69.867 | 63.2189 | 56.9823 | 51.9639 | 46.9167 | 43.4207 | 40.6127 | 35.9096 | 31.7468 | 31.6044
Figure 5.2L Annual Supply by terminal. Hydrogen Evolution High continent/Low LNG case
|  | TWH / YEAR | 2023/24 | 2024/25 | 2025/26 | 2026/27 | 2027/28 | 2028/29 | 2029/30 | 2030/31 | 2031/32 | 2032/33 | 2033/34 | 2034/35 | 2035/36 | 2036/37 | 2037/38 | 2038/39 | 2039/40 | 2040/41 | 2041/42 | 2042/43 | 2043/44 | 2044/45 | 2045/46 | 2046/47 | 2047/48 | 2048/49 | 2049/50 | 2050/51 | MCM / DAY | 2023/24 | 2024/25 | 2025/26 | 2026/27 | 2027/28 | 2028/29 | 2029/30 | 2030/31 | 2031/32 | 2032/33 | 2033/34 | 2034/35 | 2035/36 | 2036/37 | 2037/38 | 2038/39 | 2039/40 | 2040/41 | 2041/42 | 2042/43 | 2043/44 | 2044/45 | 2045/46 | 2046/47 | 2047/48 | 2048/49 | 2049/50 | 2050/51
|  | Bacton | 97.7807 | 123.6286 | 161.2725 | 187.4917 | 207.6013 | 224.5383 | 226.4215 | 217.9488 | 201.7549 | 227.3615 | 223.4817 | 208.0875 | 234.1494 | 263.1278 | 282.803 | 279.9062 | 266.2924 | 258.4545 | 255.0467 | 256.2002 | 254.5727 | 248.0495 | 243.4714 | 240.721 | 233.3844 | 226.9507 | 210.207 | 206.6732 | Bacton | 24.3539 | 30.7917 | 40.1675 | 46.6978 | 51.7064 | 55.9249 | 56.3939 | 54.2836 | 50.2503 | 56.628 | 55.6617 | 51.8275 | 58.3186 | 65.5362 | 70.4366 | 69.7151 | 66.3244 | 64.3722 | 63.5235 | 63.8108 | 63.4054 | 61.7807 | 60.6405 | 59.9554 | 58.1281 | 56.5257 | 52.3554 | 51.4753
|  | Barrow | 15.0625 | 11.1867 | 9.8273 | 7.6887 | 6.0841 | 2.7438 | 0 | 0 | 0 | 0 | 0 | 0 | 0 | 0 | 0 | 0 | 0 | 0 | 0 | 0 | 0 | 0 | 0 | 0 | 0 | 0 | 0 | 0 | Barrow | 3.7516 | 2.7862 | 2.4477 | 1.915 | 1.5153 | 0.6834 | 0 | 0 | 0 | 0 | 0 | 0 | 0 | 0 | 0 | 0 | 0 | 0 | 0 | 0 | 0 | 0 | 0 | 0 | 0 | 0 | 0 | 0
|  | Easington | 159.7518 | 219.1019 | 187.4296 | 185.412 | 186.2744 | 175.7769 | 177.2474 | 157.3265 | 156.629 | 136.1761 | 114.8052 | 111.0145 | 101.0393 | 86.8794 | 74.9495 | 64.2481 | 58.2036 | 51.5978 | 44.9603 | 41.881 | 35.3385 | 34.2785 | 32.4385 | 28.7761 | 26.2443 | 22.5823 | 19.0942 | 19.3834 | Easington | 39.7888 | 54.5708 | 46.6823 | 46.1798 | 46.3946 | 43.78 | 44.1463 | 39.1847 | 39.011 | 33.9168 | 28.5941 | 27.6499 | 25.1654 | 21.6387 | 18.6674 | 16.002 | 14.4965 | 12.8513 | 11.1981 | 10.4311 | 8.8016 | 8.5376 | 8.0793 | 7.1671 | 6.5366 | 5.6245 | 4.7557 | 4.8277
|  | St Fergus | 222.1991 | 254.1936 | 245.7659 | 233.2074 | 225.9912 | 213.2737 | 208.5151 | 192.4837 | 182.0519 | 165.7981 | 147.2624 | 137.1755 | 117.0654 | 105.8444 | 94.9229 | 82.3376 | 72.2719 | 63.9314 | 59.453 | 55.5292 | 51.3856 | 48.3697 | 44.601 | 36.6078 | 33.7965 | 32.0348 | 37.721 | 34.4268 | St Fergus | 55.3422 | 63.311 | 61.2119 | 58.084 | 56.2867 | 53.1192 | 51.934 | 47.9412 | 45.3429 | 41.2947 | 36.6781 | 34.1658 | 29.157 | 26.3622 | 23.6421 | 20.5075 | 18.0005 | 15.9231 | 14.8077 | 13.8304 | 12.7984 | 12.0473 | 11.1086 | 9.1178 | 8.4176 | 7.9788 | 9.395 | 8.5745
|  | Teesside | 95.1269 | 88.2693 | 77.4628 | 63.9804 | 57.1803 | 53.4899 | 53.8542 | 53.4034 | 49.0847 | 41.2089 | 36.3424 | 33.4192 | 34.3162 | 31.3336 | 29.3421 | 26.7246 | 25.3925 | 24.0817 | 23.5058 | 22.2022 | 17.4922 | 14.3003 | 13.6333 | 14.8214 | 13.9001 | 11.3953 | 0 | 0 | Teesside | 23.6929 | 21.9849 | 19.2934 | 15.9353 | 14.2417 | 13.3225 | 13.4133 | 13.301 | 12.2253 | 10.2637 | 9.0517 | 8.3236 | 8.547 | 7.8041 | 7.3081 | 6.6562 | 6.3244 | 5.9979 | 5.8545 | 5.5298 | 4.3567 | 3.5617 | 3.3956 | 3.6915 | 3.462 | 2.8382 | 0 | 0
|  | Onshore | 3.4823 | 9.0588 | 9.579 | 11.8843 | 13.8082 | 14.9375 | 16.8644 | 16.8568 | 17.4312 | 16.5418 | 15.3104 | 15.6133 | 13.8917 | 11.1697 | 9.6511 | 8.3461 | 8.3448 | 8.2985 | 7.6854 | 7.5233 | 5.721 | 5.3669 | 5.1211 | 4.2642 | 3.9447 | 3.4279 | 2.3236 | 1.906 | Onshore | 0.86733 | 2.2562 | 2.3858 | 2.96 | 3.4391 | 3.7204 | 4.2003 | 4.1984 | 4.3415 | 4.12 | 3.8133 | 3.8887 | 3.46 | 2.782 | 2.4038 | 2.0787 | 2.0784 | 2.0669 | 1.9142 | 1.8738 | 1.4249 | 1.3367 | 1.2755 | 1.0621 | 0.98248 | 0.85378 | 0.57873 | 0.47473
|  | Burton Point | 0 | 0 | 0 | 0 | 0 | 0 | 0 | 0 | 0 | 0 | 0 | 0 | 0 | 0 | 0 | 0 | 0 | 0 | 0 | 0 | 0 | 0 | 0 | 0 | 0 | 0 | 0 | 0 | Burton Point | 0 | 0 | 0 | 0 | 0 | 0 | 0 | 0 | 0 | 0 | 0 | 0 | 0 | 0 | 0 | 0 | 0 | 0 | 0 | 0 | 0 | 0 | 0 | 0 | 0 | 0 | 0 | 0
|  | Isle of Grain | 41.9538 | 12.824 | 11.2863 | 11.9915 | 12.183 | 11.709 | 11.8926 | 10.8029 | 11.4584 | 11.5214 | 10.7914 | 11.381 | 11.7902 | 11.9331 | 11.7504 | 11.2176 | 11.2905 | 11.4707 | 11.5913 | 11.853 | 11.3291 | 11.6275 | 11.657 | 11.4934 | 11.5147 | 11.5202 | 10.9424 | 11.8906 | Isle of Grain | 10.4493 | 3.194 | 2.811 | 2.9867 | 3.0344 | 2.9163 | 2.962 | 2.6906 | 2.8539 | 2.8696 | 2.6878 | 2.8346 | 2.9365 | 2.9721 | 2.9266 | 2.7939 | 2.8121 | 2.857 | 2.887 | 2.9522 | 2.8217 | 2.896 | 2.9034 | 2.8626 | 2.8679 | 2.8693 | 2.7254 | 2.9615
|  | Milford Haven | 99.4137 | 30.3876 | 26.7441 | 28.4151 | 28.8689 | 27.7457 | 28.1807 | 25.5986 | 27.1519 | 27.3012 | 25.5713 | 26.9683 | 27.938 | 28.2767 | 27.8437 | 26.5811 | 26.754 | 27.181 | 27.4668 | 28.0868 | 26.8454 | 27.5525 | 27.6223 | 27.2348 | 27.2853 | 27.2981 | 25.9292 | 28.1759 | Milford Haven | 24.7606 | 7.5685 | 6.661 | 7.0772 | 7.1903 | 6.9105 | 7.0189 | 6.3757 | 6.7626 | 6.7998 | 6.3689 | 6.7169 | 6.9584 | 7.0428 | 6.9349 | 6.6205 | 6.6635 | 6.7699 | 6.8411 | 6.9955 | 6.6863 | 6.8624 | 6.8798 | 6.7833 | 6.7958 | 6.799 | 6.4581 | 7.0177
|  | Total | 734.7708 | 748.6506 | 729.3676 | 730.071 | 737.9915 | 724.2148 | 722.9759 | 674.4208 | 645.562 | 625.909 | 573.5647 | 543.6593 | 540.1901 | 538.5649 | 531.2625 | 499.3611 | 468.5497 | 445.0157 | 429.7094 | 423.2756 | 402.6844 | 389.5448 | 378.5446 | 363.9186 | 350.0699 | 335.2094 | 306.2175 | 302.456 | Total | 183.0064 | 186.4634 | 181.6607 | 181.8359 | 183.8086 | 180.3773 | 180.0687 | 167.9753 | 160.7876 | 155.8927 | 142.8555 | 135.4071 | 134.543 | 134.1382 | 132.3194 | 124.3739 | 116.6998 | 110.8383 | 107.026 | 105.4236 | 100.295 | 97.0224 | 94.2826 | 90.6398 | 87.1905 | 83.4893 | 76.2684 | 75.3315
Figure 5.2M Annual Supply by terminal. Hydrogen Evolution Low continent/High LNG case
|  | TWH / YEAR | 2023/24 | 2024/25 | 2025/26 | 2026/27 | 2027/28 | 2028/29 | 2029/30 | 2030/31 | 2031/32 | 2032/33 | 2033/34 | 2034/35 | 2035/36 | 2036/37 | 2037/38 | 2038/39 | 2039/40 | 2040/41 | 2041/42 | 2042/43 | 2043/44 | 2044/45 | 2045/46 | 2046/47 | 2047/48 | 2048/49 | 2049/50 | 2050/51 | MCM / DAY | 2023/24 | 2024/25 | 2025/26 | 2026/27 | 2027/28 | 2028/29 | 2029/30 | 2030/31 | 2031/32 | 2032/33 | 2033/34 | 2034/35 | 2035/36 | 2036/37 | 2037/38 | 2038/39 | 2039/40 | 2040/41 | 2041/42 | 2042/43 | 2043/44 | 2044/45 | 2045/46 | 2046/47 | 2047/48 | 2048/49 | 2049/50 | 2050/51
|  | Bacton | 97.7807 | 89.9009 | 86.2009 | 87.1978 | 76.4793 | 64.4301 | 50.9808 | 41.1459 | 34.8691 | 27.7396 | 24.1876 | 21.067 | 20.737 | 16.3272 | 11.261 | 10.3963 | 9.8084 | 8.4725 | 2.4355 | 0 | 0 | 0 | 0 | 0 | 0 | 0 | 0 | 0 | Bacton | 24.3539 | 22.3913 | 21.4697 | 21.718 | 19.0484 | 16.0474 | 12.6976 | 10.248 | 8.6847 | 6.909 | 6.0243 | 5.2471 | 5.1649 | 4.0665 | 2.8047 | 2.5894 | 2.4429 | 2.1102 | 0.60659 | 0 | 0 | 0 | 0 | 0 | 0 | 0 | 0 | 0
|  | Barrow | 15.0625 | 11.1867 | 9.8273 | 7.6887 | 6.0841 | 2.7438 | 0 | 0 | 0 | 0 | 0 | 0 | 0 | 0 | 0 | 0 | 0 | 0 | 0 | 0 | 0 | 0 | 0 | 0 | 0 | 0 | 0 | 0 | Barrow | 3.7516 | 2.7862 | 2.4477 | 1.915 | 1.5153 | 0.6834 | 0 | 0 | 0 | 0 | 0 | 0 | 0 | 0 | 0 | 0 | 0 | 0 | 0 | 0 | 0 | 0 | 0 | 0 | 0 | 0 | 0 | 0
|  | Easington | 159.7518 | 219.1019 | 187.4296 | 185.412 | 186.2744 | 175.7769 | 177.2474 | 157.3265 | 156.629 | 136.1761 | 114.8052 | 111.0145 | 101.0393 | 86.8794 | 74.9495 | 64.2481 | 58.2036 | 51.5978 | 44.9603 | 41.881 | 35.3385 | 34.2785 | 32.4385 | 28.7761 | 26.2443 | 22.5823 | 19.0942 | 19.3834 | Easington | 39.7888 | 54.5708 | 46.6823 | 46.1798 | 46.3946 | 43.78 | 44.1463 | 39.1847 | 39.011 | 33.9168 | 28.5941 | 27.6499 | 25.1654 | 21.6387 | 18.6674 | 16.002 | 14.4965 | 12.8513 | 11.1981 | 10.4311 | 8.8016 | 8.5376 | 8.0793 | 7.1671 | 6.5366 | 5.6245 | 4.7557 | 4.8277
|  | St Fergus | 222.1991 | 254.1936 | 245.7659 | 233.2074 | 225.9912 | 213.2737 | 208.5151 | 192.4837 | 182.0519 | 165.7981 | 147.2624 | 137.1755 | 117.0654 | 105.8444 | 94.9229 | 82.3376 | 72.2719 | 63.9314 | 59.453 | 55.5292 | 51.3856 | 48.3697 | 44.601 | 36.6078 | 33.7965 | 32.0348 | 37.721 | 34.4268 | St Fergus | 55.3422 | 63.311 | 61.2119 | 58.084 | 56.2867 | 53.1192 | 51.934 | 47.9412 | 45.3429 | 41.2947 | 36.6781 | 34.1658 | 29.157 | 26.3622 | 23.6421 | 20.5075 | 18.0005 | 15.9231 | 14.8077 | 13.8304 | 12.7984 | 12.0473 | 11.1086 | 9.1178 | 8.4176 | 7.9788 | 9.395 | 8.5745
|  | Teesside | 95.1269 | 88.2693 | 77.4628 | 63.9804 | 57.1803 | 53.4899 | 53.8542 | 53.4034 | 49.0847 | 41.2089 | 36.3424 | 33.4192 | 34.3162 | 31.3336 | 29.3421 | 26.7246 | 25.3925 | 24.0817 | 23.5058 | 22.2022 | 17.4922 | 14.3003 | 13.6333 | 14.8214 | 13.9001 | 11.3953 | 0 | 0 | Teesside | 23.6929 | 21.9849 | 19.2934 | 15.9353 | 14.2417 | 13.3225 | 13.4133 | 13.301 | 12.2253 | 10.2637 | 9.0517 | 8.3236 | 8.547 | 7.8041 | 7.3081 | 6.6562 | 6.3244 | 5.9979 | 5.8545 | 5.5298 | 4.3567 | 3.5617 | 3.3956 | 3.6915 | 3.462 | 2.8382 | 0 | 0
|  | Onshore | 3.4823 | 9.0588 | 9.579 | 11.8843 | 13.8082 | 14.9375 | 16.8644 | 16.8568 | 17.4312 | 16.5418 | 15.3104 | 15.6133 | 13.8917 | 11.1697 | 9.6511 | 8.3461 | 8.3448 | 8.2985 | 7.6854 | 7.5233 | 5.721 | 5.3669 | 5.1211 | 4.2642 | 3.9447 | 3.4279 | 2.3236 | 1.906 | Onshore | 0.86733 | 2.2562 | 2.3858 | 2.96 | 3.4391 | 3.7204 | 4.2003 | 4.1984 | 4.3415 | 4.12 | 3.8133 | 3.8887 | 3.46 | 2.782 | 2.4038 | 2.0787 | 2.0784 | 2.0669 | 1.9142 | 1.8738 | 1.4249 | 1.3367 | 1.2755 | 1.0621 | 0.98248 | 0.85378 | 0.57873 | 0.47473
|  | Burton Point | 0 | 0 | 0 | 0 | 0 | 0 | 0 | 0 | 0 | 0 | 0 | 0 | 0 | 0 | 0 | 0 | 0 | 0 | 0 | 0 | 0 | 0 | 0 | 0 | 0 | 0 | 0 | 0 | Burton Point | 0 | 0 | 0 | 0 | 0 | 0 | 0 | 0 | 0 | 0 | 0 | 0 | 0 | 0 | 0 | 0 | 0 | 0 | 0 | 0 | 0 | 0 | 0 | 0 | 0 | 0 | 0 | 0
|  | Isle of Grain | 41.9538 | 22.8334 | 33.5654 | 41.7558 | 51.0963 | 59.2245 | 63.9583 | 63.2729 | 60.9853 | 70.7634 | 69.9362 | 66.8833 | 75.1248 | 85.1764 | 92.3362 | 91.2003 | 87.4076 | 85.6582 | 86.5591 | 87.8858 | 86.8789 | 85.2414 | 83.9123 | 82.9325 | 80.7765 | 78.8726 | 73.3258 | 73.2252 | Isle of Grain | 10.4493 | 5.687 | 8.36 | 10.4 | 12.7263 | 14.7508 | 15.9298 | 15.7591 | 15.1894 | 17.6248 | 17.4187 | 16.6583 | 18.711 | 21.2146 | 22.9978 | 22.7149 | 21.7703 | 21.3345 | 21.5589 | 21.8894 | 21.6386 | 21.2307 | 20.8997 | 20.6557 | 20.1187 | 19.6445 | 18.263 | 18.2379
|  | Milford Haven | 99.4137 | 54.106 | 79.5366 | 98.9446 | 121.0777 | 140.3383 | 151.5556 | 149.9315 | 144.5108 | 167.681 | 165.7207 | 158.4865 | 178.0157 | 201.834 | 218.7998 | 216.1082 | 207.1209 | 202.9756 | 205.1104 | 208.2541 | 205.8682 | 201.988 | 198.8385 | 196.5168 | 191.4079 | 186.8964 | 173.7528 | 173.5145 | Milford Haven | 24.7606 | 13.476 | 19.8099 | 24.6437 | 30.1563 | 34.9535 | 37.7474 | 37.3428 | 35.9927 | 41.7636 | 41.2754 | 39.4736 | 44.3377 | 50.27 | 54.4956 | 53.8252 | 51.5868 | 50.5543 | 51.086 | 51.869 | 51.2748 | 50.3083 | 49.5239 | 48.9456 | 47.6732 | 46.5495 | 43.2759 | 43.2166
|  | Total | 734.7708 | 748.6506 | 729.3676 | 730.071 | 737.9915 | 724.2148 | 722.9759 | 674.4208 | 645.562 | 625.909 | 573.5647 | 543.6593 | 540.1901 | 538.5649 | 531.2625 | 499.3611 | 468.5497 | 445.0157 | 429.7094 | 423.2756 | 402.6844 | 389.5448 | 378.5446 | 363.9186 | 350.0699 | 335.2094 | 306.2175 | 302.456 | Total | 183.0064 | 186.4634 | 181.6607 | 181.8359 | 183.8086 | 180.3773 | 180.0687 | 167.9753 | 160.7876 | 155.8927 | 142.8555 | 135.4071 | 134.543 | 134.1382 | 132.3194 | 124.3739 | 116.6998 | 110.8383 | 107.026 | 105.4236 | 100.295 | 97.0224 | 94.2826 | 90.6398 | 87.1905 | 83.4893 | 76.2684 | 75.3315
Figure 5.2O Annual Supply by terminal. Holistic Transition High continent/Low LNG case
|  | TWH / YEAR | 2023/24 | 2024/25 | 2025/26 | 2026/27 | 2027/28 | 2028/29 | 2029/30 | 2030/31 | 2031/32 | 2032/33 | 2033/34 | 2034/35 | 2035/36 | 2036/37 | 2037/38 | 2038/39 | 2039/40 | 2040/41 | 2041/42 | 2042/43 | 2043/44 | 2044/45 | 2045/46 | 2046/47 | 2047/48 | 2048/49 | 2049/50 | 2050/51 | MCM / DAY | 2023/24 | 2024/25 | 2025/26 | 2026/27 | 2027/28 | 2028/29 | 2029/30 | 2030/31 | 2031/32 | 2032/33 | 2033/34 | 2034/35 | 2035/36 | 2036/37 | 2037/38 | 2038/39 | 2039/40 | 2040/41 | 2041/42 | 2042/43 | 2043/44 | 2044/45 | 2045/46 | 2046/47 | 2047/48 | 2048/49 | 2049/50 | 2050/51
|  | Bacton | 86.6303 | 122.8075 | 157.1523 | 189.9584 | 209.2583 | 227.7517 | 208.1091 | 184.5735 | 168.0519 | 175.354 | 173.8808 | 153.2693 | 145.6933 | 141.9986 | 132.1644 | 123.9137 | 114.4696 | 117.237 | 104.0537 | 89.2799 | 80.108 | 71.5462 | 69.7391 | 78.031 | 82.2187 | 72.6407 | 60.8327 | 58.3149 | Bacton | 21.5767 | 30.5872 | 39.1413 | 47.3122 | 52.1191 | 56.7252 | 51.8329 | 45.971 | 41.856 | 43.6747 | 43.3078 | 38.1742 | 36.2873 | 35.367 | 32.9176 | 30.8627 | 28.5105 | 29.1998 | 25.9162 | 22.2366 | 19.9522 | 17.8197 | 17.3696 | 19.4349 | 20.4779 | 18.0923 | 15.1514 | 14.5243
|  | Barrow | 13.3807 | 11.1867 | 9.8273 | 7.6887 | 6.0841 | 2.7438 | 0 | 0 | 0 | 0 | 0 | 0 | 0 | 0 | 0 | 0 | 0 | 0 | 0 | 0 | 0 | 0 | 0 | 0 | 0 | 0 | 0 | 0 | Barrow | 3.3327 | 2.7862 | 2.4477 | 1.915 | 1.5153 | 0.6834 | 0 | 0 | 0 | 0 | 0 | 0 | 0 | 0 | 0 | 0 | 0 | 0 | 0 | 0 | 0 | 0 | 0 | 0 | 0 | 0 | 0 | 0
|  | Easington | 236.3792 | 203.5159 | 170.6487 | 164.8105 | 166.6949 | 154.3306 | 146.9865 | 133.8188 | 127.5381 | 114.862 | 95.4762 | 84.8899 | 75.8926 | 61.5531 | 54.7568 | 44.9799 | 40.4644 | 31.8536 | 26.0694 | 24.7631 | 19.699 | 18.509 | 17.7688 | 15.6235 | 12.3736 | 9.737 | 8.5096 | 8.9117 | Easington | 58.874 | 50.6889 | 42.5028 | 41.0487 | 41.518 | 38.4385 | 36.6093 | 33.3297 | 31.7654 | 28.6082 | 23.7799 | 21.1432 | 18.9023 | 15.3308 | 13.6381 | 11.203 | 10.0783 | 7.9336 | 6.493 | 6.1677 | 4.9064 | 4.61 | 4.4256 | 3.8913 | 3.0819 | 2.4252 | 2.1195 | 2.2196
|  | St Fergus | 257.7847 | 244.2288 | 235.0372 | 220.036 | 213.4731 | 199.5622 | 189.168 | 177.4542 | 163.4528 | 152.1711 | 134.9045 | 120.4729 | 100.9881 | 89.6522 | 82.0128 | 70.0186 | 60.9305 | 51.308 | 47.3752 | 44.5849 | 41.3866 | 38.2876 | 35.222 | 28.1988 | 24.9283 | 23.8223 | 30.9538 | 27.7318 | St Fergus | 64.2054 | 60.8291 | 58.5398 | 54.8035 | 53.1689 | 49.7042 | 47.1153 | 44.1978 | 40.7105 | 37.9006 | 33.6001 | 30.0057 | 25.1527 | 22.3293 | 20.4266 | 17.4393 | 15.1757 | 12.7791 | 11.7996 | 11.1046 | 10.308 | 9.5361 | 8.7726 | 7.0234 | 6.2088 | 5.9333 | 7.7095 | 6.907
|  | Teesside | 84.5054 | 88.2693 | 77.4628 | 63.9804 | 57.1803 | 53.4899 | 53.8542 | 53.4034 | 49.0847 | 41.2089 | 36.3424 | 33.4192 | 34.3162 | 31.3336 | 29.3421 | 26.7246 | 25.3925 | 24.0817 | 23.5058 | 22.2022 | 17.4922 | 14.3003 | 13.6333 | 14.8214 | 13.9001 | 11.3953 | 0 | 0 | Teesside | 21.0474 | 21.9849 | 19.2934 | 15.9353 | 14.2417 | 13.3225 | 13.4133 | 13.301 | 12.2253 | 10.2637 | 9.0517 | 8.3236 | 8.547 | 7.8041 | 7.3081 | 6.6562 | 6.3244 | 5.9979 | 5.8545 | 5.5298 | 4.3567 | 3.5617 | 3.3956 | 3.6915 | 3.462 | 2.8382 | 0 | 0
|  | Onshore | 7.4607 | 8.5511 | 9.6272 | 11.855 | 13.8874 | 14.723 | 15.6668 | 15.6706 | 16.3472 | 16.2797 | 12.9748 | 12.785 | 11.8063 | 10.8111 | 9.8454 | 8.9778 | 9.9343 | 9.277 | 7.9749 | 8.379 | 7.2709 | 8.1059 | 7.1721 | 6.1215 | 3.9216 | 3.6046 | 4.0337 | 2.3238 | Onshore | 1.8582 | 2.1298 | 2.3978 | 2.9527 | 3.4589 | 3.667 | 3.9021 | 3.903 | 4.0715 | 4.0547 | 3.2316 | 3.1843 | 2.9406 | 2.6927 | 2.4522 | 2.2361 | 2.4743 | 2.3106 | 1.9863 | 2.0869 | 1.8109 | 2.0189 | 1.7863 | 1.5247 | 0.97673 | 0.89778 | 1.0047 | 0.57878
|  | Burton Point | 0 | 0 | 0 | 0 | 0 | 0 | 0 | 0 | 0 | 0 | 0 | 0 | 0 | 0 | 0 | 0 | 0 | 0 | 0 | 0 | 0 | 0 | 0 | 0 | 0 | 0 | 0 | 0 | Burton Point | 0 | 0 | 0 | 0 | 0 | 0 | 0 | 0 | 0 | 0 | 0 | 0 | 0 | 0 | 0 | 0 | 0 | 0 | 0 | 0 | 0 | 0 | 0 | 0 | 0 | 0 | 0 | 0
|  | Isle of Grain | 13.2267 | 12.1052 | 11.3431 | 11.9619 | 12.2529 | 11.5409 | 11.0481 | 10.834 | 10.9867 | 11.4513 | 10.581 | 10.7224 | 10.8937 | 10.9376 | 11.1049 | 10.662 | 11.2308 | 11.3239 | 10.6853 | 11.1472 | 10.6078 | 11.3071 | 11.533 | 12.1198 | 11.312 | 10.8038 | 10.6067 | 11.8903 | Isle of Grain | 3.2943 | 3.015 | 2.8252 | 2.9793 | 3.0518 | 2.8745 | 2.7517 | 2.6984 | 2.7364 | 2.8521 | 2.6354 | 2.6706 | 2.7133 | 2.7242 | 2.7658 | 2.6555 | 2.7972 | 2.8204 | 2.6613 | 2.7764 | 2.642 | 2.8162 | 2.8725 | 3.0186 | 2.8174 | 2.6909 | 2.6418 | 2.9615
|  | Milford Haven | 31.3421 | 28.6846 | 26.8785 | 28.345 | 29.0345 | 27.3474 | 26.1795 | 25.6722 | 26.0341 | 27.1349 | 25.0727 | 25.4077 | 25.8138 | 25.9178 | 26.3141 | 25.2647 | 26.6125 | 26.8332 | 25.3199 | 26.4145 | 25.1362 | 26.7934 | 27.3286 | 28.719 | 26.8048 | 25.6007 | 25.1337 | 28.1753 | Milford Haven | 7.8062 | 7.1443 | 6.6945 | 7.0598 | 7.2315 | 6.8113 | 6.5204 | 6.3941 | 6.4842 | 6.7584 | 6.2448 | 6.3282 | 6.4293 | 6.4552 | 6.554 | 6.2926 | 6.6283 | 6.6832 | 6.3063 | 6.5789 | 6.2606 | 6.6733 | 6.8066 | 7.1529 | 6.6762 | 6.3763 | 6.2599 | 7.0175
|  | Total | 730.7098 | 719.349 | 697.9772 | 698.6359 | 707.8655 | 691.4895 | 651.0122 | 601.4268 | 561.4955 | 538.4618 | 489.2325 | 440.9664 | 405.4041 | 372.2041 | 345.5405 | 310.5414 | 289.0346 | 271.9146 | 244.9842 | 226.7709 | 201.7008 | 188.8496 | 182.3969 | 183.6349 | 175.4591 | 157.6043 | 140.0702 | 137.3478 | Total | 181.995 | 179.1654 | 173.8424 | 174.0064 | 176.3052 | 172.2265 | 162.145 | 149.795 | 139.8494 | 134.1125 | 121.8512 | 109.8297 | 100.9724 | 92.7034 | 86.0624 | 77.3453 | 71.9887 | 67.7247 | 61.0172 | 56.4809 | 50.2368 | 47.036 | 45.4289 | 45.7372 | 43.7009 | 39.2539 | 34.8867 | 34.2087
Figure 5.2P Annual Supply by terminal. Holistic Transition Low continent/High LNG case
|  | TWH / YEAR | 2023/24 | 2024/25 | 2025/26 | 2026/27 | 2027/28 | 2028/29 | 2029/30 | 2030/31 | 2031/32 | 2032/33 | 2033/34 | 2034/35 | 2035/36 | 2036/37 | 2037/38 | 2038/39 | 2039/40 | 2040/41 | 2041/42 | 2042/43 | 2043/44 | 2044/45 | 2045/46 | 2046/47 | 2047/48 | 2048/49 | 2049/50 | 2050/51 | MCM / DAY | 2023/24 | 2024/25 | 2025/26 | 2026/27 | 2027/28 | 2028/29 | 2029/30 | 2030/31 | 2031/32 | 2032/33 | 2033/34 | 2034/35 | 2035/36 | 2036/37 | 2037/38 | 2038/39 | 2039/40 | 2040/41 | 2041/42 | 2042/43 | 2043/44 | 2044/45 | 2045/46 | 2046/47 | 2047/48 | 2048/49 | 2049/50 | 2050/51
|  | Bacton | 86.6303 | 89.9009 | 86.2009 | 87.1978 | 76.4793 | 64.4301 | 50.9808 | 41.1459 | 34.8691 | 27.7396 | 24.1876 | 21.067 | 20.737 | 16.3272 | 11.261 | 10.3963 | 9.8084 | 8.4725 | 2.4355 | 0 | 0 | 0 | 0 | 0 | 0 | 0 | 0 | 0 | Bacton | 21.5767 | 22.3913 | 21.4697 | 21.718 | 19.0484 | 16.0474 | 12.6976 | 10.248 | 8.6847 | 6.909 | 6.0243 | 5.2471 | 5.1649 | 4.0665 | 2.8047 | 2.5894 | 2.4429 | 2.1102 | 0.60659 | 0 | 0 | 0 | 0 | 0 | 0 | 0 | 0 | 0
|  | Barrow | 13.3807 | 11.1867 | 9.8273 | 7.6887 | 6.0841 | 2.7438 | 0 | 0 | 0 | 0 | 0 | 0 | 0 | 0 | 0 | 0 | 0 | 0 | 0 | 0 | 0 | 0 | 0 | 0 | 0 | 0 | 0 | 0 | Barrow | 3.3327 | 2.7862 | 2.4477 | 1.915 | 1.5153 | 0.6834 | 0 | 0 | 0 | 0 | 0 | 0 | 0 | 0 | 0 | 0 | 0 | 0 | 0 | 0 | 0 | 0 | 0 | 0 | 0 | 0 | 0 | 0
|  | Easington | 236.3792 | 203.5159 | 170.6487 | 164.8105 | 166.6949 | 154.3306 | 146.9865 | 133.8188 | 127.5381 | 114.862 | 95.4762 | 84.8899 | 75.8926 | 61.5531 | 54.7568 | 44.9799 | 40.4644 | 31.8536 | 26.0694 | 24.7631 | 19.699 | 18.509 | 17.7688 | 15.6235 | 12.3736 | 9.737 | 8.5096 | 8.9117 | Easington | 58.874 | 50.6889 | 42.5028 | 41.0487 | 41.518 | 38.4385 | 36.6093 | 33.3297 | 31.7654 | 28.6082 | 23.7799 | 21.1432 | 18.9023 | 15.3308 | 13.6381 | 11.203 | 10.0783 | 7.9336 | 6.493 | 6.1677 | 4.9064 | 4.61 | 4.4256 | 3.8913 | 3.0819 | 2.4252 | 2.1195 | 2.2196
|  | St Fergus | 257.7847 | 244.2288 | 235.0372 | 220.036 | 213.4731 | 199.5622 | 189.168 | 177.4542 | 163.4528 | 152.1711 | 134.9045 | 120.4729 | 100.9881 | 89.6522 | 82.0128 | 70.0186 | 60.9305 | 51.308 | 47.3752 | 44.5849 | 41.3866 | 38.2876 | 35.222 | 28.1988 | 24.9283 | 23.8223 | 30.9538 | 27.7318 | St Fergus | 64.2054 | 60.8291 | 58.5398 | 54.8035 | 53.1689 | 49.7042 | 47.1153 | 44.1978 | 40.7105 | 37.9006 | 33.6001 | 30.0057 | 25.1527 | 22.3293 | 20.4266 | 17.4393 | 15.1757 | 12.7791 | 11.7996 | 11.1046 | 10.308 | 9.5361 | 8.7726 | 7.0234 | 6.2088 | 5.9333 | 7.7095 | 6.907
|  | Teesside | 84.5054 | 88.2693 | 77.4628 | 63.9804 | 57.1803 | 53.4899 | 53.8542 | 53.4034 | 49.0847 | 41.2089 | 36.3424 | 33.4192 | 34.3162 | 31.3336 | 29.3421 | 26.7246 | 25.3925 | 24.0817 | 23.5058 | 22.2022 | 17.4922 | 14.3003 | 13.6333 | 14.8214 | 13.9001 | 11.3953 | 0 | 0 | Teesside | 21.0474 | 21.9849 | 19.2934 | 15.9353 | 14.2417 | 13.3225 | 13.4133 | 13.301 | 12.2253 | 10.2637 | 9.0517 | 8.3236 | 8.547 | 7.8041 | 7.3081 | 6.6562 | 6.3244 | 5.9979 | 5.8545 | 5.5298 | 4.3567 | 3.5617 | 3.3956 | 3.6915 | 3.462 | 2.8382 | 0 | 0
|  | Onshore | 7.4607 | 8.5511 | 9.6272 | 11.855 | 13.8874 | 14.723 | 15.6668 | 15.6706 | 16.3472 | 16.2797 | 12.9748 | 12.785 | 11.8063 | 10.8111 | 9.8454 | 8.9778 | 9.9343 | 9.277 | 7.9749 | 8.379 | 7.2709 | 8.1059 | 7.1721 | 6.1215 | 3.9216 | 3.6046 | 4.0337 | 2.3238 | Onshore | 1.8582 | 2.1298 | 2.3978 | 2.9527 | 3.4589 | 3.667 | 3.9021 | 3.903 | 4.0715 | 4.0547 | 3.2316 | 3.1843 | 2.9406 | 2.6927 | 2.4522 | 2.2361 | 2.4743 | 2.3106 | 1.9863 | 2.0869 | 1.8109 | 2.0189 | 1.7863 | 1.5247 | 0.97673 | 0.89778 | 1.0047 | 0.57878
|  | Burton Point | 0 | 0 | 0 | 0 | 0 | 0 | 0 | 0 | 0 | 0 | 0 | 0 | 0 | 0 | 0 | 0 | 0 | 0 | 0 | 0 | 0 | 0 | 0 | 0 | 0 | 0 | 0 | 0 | Burton Point | 0 | 0 | 0 | 0 | 0 | 0 | 0 | 0 | 0 | 0 | 0 | 0 | 0 | 0 | 0 | 0 | 0 | 0 | 0 | 0 | 0 | 0 | 0 | 0 | 0 | 0 | 0 | 0
|  | Isle of Grain | 13.2267 | 21.871 | 32.3994 | 42.4583 | 51.6579 | 60.01 | 57.6792 | 53.3992 | 50.5115 | 55.259 | 55.0056 | 49.9562 | 47.9772 | 48.2333 | 46.9855 | 44.3507 | 42.2912 | 43.6021 | 40.8427 | 37.6429 | 34.3815 | 32.54 | 32.2296 | 35.2771 | 35.7121 | 32.3615 | 28.6601 | 29.1965 | Isle of Grain | 3.2943 | 5.4473 | 8.0696 | 10.5749 | 12.8662 | 14.9465 | 14.3659 | 13.2999 | 12.5807 | 13.7631 | 13.7 | 12.4424 | 11.9495 | 12.0133 | 11.7025 | 11.0463 | 10.5333 | 10.8598 | 10.1725 | 9.3756 | 8.5633 | 8.1046 | 8.0273 | 8.7863 | 8.8947 | 8.0601 | 7.1383 | 7.2719
|  | Milford Haven | 31.3421 | 51.8254 | 76.7736 | 100.6092 | 122.4085 | 142.1998 | 136.6766 | 126.5346 | 119.6921 | 130.9416 | 130.3413 | 118.3762 | 113.6867 | 114.2935 | 111.3369 | 105.0934 | 100.2133 | 103.3196 | 96.7808 | 89.1987 | 81.4705 | 77.1067 | 76.3712 | 83.5926 | 84.6234 | 76.6837 | 67.913 | 69.184 | Milford Haven | 7.8062 | 12.908 | 19.1217 | 25.0583 | 30.4878 | 35.4171 | 34.0415 | 31.5155 | 29.8112 | 32.6131 | 32.4636 | 29.4835 | 28.3155 | 28.4666 | 27.7302 | 26.1752 | 24.9597 | 25.7334 | 24.1048 | 22.2164 | 20.2915 | 19.2047 | 19.0215 | 20.8201 | 21.0768 | 19.0993 | 16.9148 | 17.2314
|  | Total | 730.7098 | 719.349 | 697.9772 | 698.6359 | 707.8655 | 691.4895 | 651.0122 | 601.4268 | 561.4955 | 538.4618 | 489.2325 | 440.9664 | 405.4041 | 372.2041 | 345.5405 | 310.5414 | 289.0346 | 271.9146 | 244.9842 | 226.7709 | 201.7008 | 188.8496 | 182.3969 | 183.6349 | 175.4591 | 157.6043 | 140.0702 | 137.3478 | Total | 181.995 | 179.1654 | 173.8424 | 174.0064 | 176.3052 | 172.2265 | 162.145 | 149.795 | 139.8494 | 134.1125 | 121.8512 | 109.8297 | 100.9724 | 92.7034 | 86.0624 | 77.3453 | 71.9887 | 67.7247 | 61.0172 | 56.4809 | 50.2368 | 47.036 | 45.4289 | 45.7372 | 43.7009 | 39.2539 | 34.8867 | 34.2087
Figure 5.2R Annual Supply by terminal. Counter Factual High continent/Low LNG case
|  | TWH / YEAR | 2023/24 | 2024/25 | 2025/26 | 2026/27 | 2027/28 | 2028/29 | 2029/30 | 2030/31 | 2031/32 | 2032/33 | 2033/34 | 2034/35 | 2035/36 | 2036/37 | 2037/38 | 2038/39 | 2039/40 | 2040/41 | 2041/42 | 2042/43 | 2043/44 | 2044/45 | 2045/46 | 2046/47 | 2047/48 | 2048/49 | 2049/50 | 2050/51 | MCM / DAY | 2023/24 | 2024/25 | 2025/26 | 2026/27 | 2027/28 | 2028/29 | 2029/30 | 2030/31 | 2031/32 | 2032/33 | 2033/34 | 2034/35 | 2035/36 | 2036/37 | 2037/38 | 2038/39 | 2039/40 | 2040/41 | 2041/42 | 2042/43 | 2043/44 | 2044/45 | 2045/46 | 2046/47 | 2047/48 | 2048/49 | 2049/50 | 2050/51
|  | Bacton | 97.1644 | 103.898 | 169.5183 | 211.9482 | 237.7126 | 261.6613 | 256.4028 | 251.1146 | 239.0396 | 258.6494 | 276.522 | 275.1692 | 291.6889 | 315.7528 | 358.3862 | 375.8147 | 398.1808 | 417.459 | 416.3073 | 436.6623 | 433.9996 | 423.8642 | 431.0581 | 424.8794 | 424.8849 | 429.2481 | 436.5787 | 439.9524 | Bacton | 24.2003 | 25.8775 | 42.2212 | 52.7891 | 59.2061 | 65.1709 | 63.8612 | 62.5441 | 59.5366 | 64.4208 | 68.8722 | 68.5353 | 72.6498 | 78.6433 | 89.2618 | 93.6027 | 99.1733 | 103.9749 | 103.688 | 108.7577 | 108.0945 | 105.5702 | 107.3619 | 105.823 | 105.8244 | 106.9111 | 108.7369 | 109.5772
|  | Barrow | 14.9618 | 11.1867 | 9.8273 | 7.6887 | 6.0318 | 2.725 | 0 | 0 | 0 | 0 | 0 | 0 | 0 | 0 | 0 | 0 | 0 | 0 | 0 | 0 | 0 | 0 | 0 | 0 | 0 | 0 | 0 | 0 | Barrow | 3.7265 | 2.7862 | 2.4477 | 1.915 | 1.5023 | 0.67872 | 0 | 0 | 0 | 0 | 0 | 0 | 0 | 0 | 0 | 0 | 0 | 0 | 0 | 0 | 0 | 0 | 0 | 0 | 0 | 0 | 0 | 0
|  | Easington | 175.1133 | 262.0965 | 219.3671 | 209.4389 | 213.286 | 200.1397 | 205.0525 | 190.4817 | 184.6185 | 170.2078 | 153.4305 | 147.3997 | 135.9448 | 129.2628 | 116.4811 | 105.0662 | 103.5596 | 90.7522 | 89.0092 | 82.3152 | 81.3717 | 82.2821 | 81.9195 | 84.4304 | 77.5625 | 70.6113 | 63.0524 | 61.0031 | Easington | 43.6148 | 65.2793 | 54.6369 | 52.1641 | 53.1223 | 49.848 | 51.0716 | 47.4425 | 45.9822 | 42.393 | 38.2143 | 36.7123 | 33.8592 | 32.195 | 29.0115 | 26.1684 | 25.7932 | 22.6033 | 22.1692 | 20.5019 | 20.2669 | 20.4937 | 20.4034 | 21.0287 | 19.3182 | 17.5869 | 15.7042 | 15.1938
|  | St Fergus | 231.2182 | 281.682 | 266.185 | 248.5689 | 242.3418 | 228.1589 | 226.1918 | 214.0037 | 200.4819 | 188.6642 | 172.8352 | 162.093 | 141.4181 | 135.6364 | 124.7643 | 112.0597 | 105.0697 | 92.9959 | 92.9819 | 87.5765 | 87.6121 | 86.8627 | 84.5968 | 80.028 | 75.062 | 73.2385 | 84.2791 | 80.6495 | St Fergus | 57.5886 | 70.1574 | 66.2976 | 61.9101 | 60.3591 | 56.8266 | 56.3367 | 53.3011 | 49.9332 | 46.9898 | 43.0474 | 40.3719 | 35.2225 | 33.7824 | 31.0746 | 27.9103 | 26.1693 | 23.1621 | 23.1586 | 21.8123 | 21.8212 | 21.6346 | 21.0702 | 19.9322 | 18.6954 | 18.2412 | 20.9911 | 20.087
|  | Teesside | 94.4913 | 88.2693 | 77.4628 | 63.9804 | 56.6887 | 53.1236 | 53.7975 | 53.5908 | 49.4054 | 41.7889 | 36.7744 | 34.2546 | 35.648 | 33.0121 | 31.3949 | 29.0727 | 28.1445 | 27.2192 | 27.6136 | 26.9865 | 21.6206 | 18.5179 | 18.41 | 21.2008 | 20.8067 | 18.1927 | 0 | 0 | Teesside | 23.5346 | 21.9849 | 19.2934 | 15.9353 | 14.1192 | 13.2313 | 13.3991 | 13.3476 | 12.3052 | 10.4082 | 9.1592 | 8.5317 | 8.8787 | 8.2222 | 7.8194 | 7.241 | 7.0098 | 6.7794 | 6.8776 | 6.7214 | 5.3849 | 4.6122 | 4.5853 | 5.2804 | 5.1822 | 4.5312 | 0 | 0
|  | Onshore | 3.9504 | 7.2481 | 6.9558 | 7.2625 | 7.6736 | 7.4936 | 7.8542 | 7.5479 | 7.7916 | 8.3412 | 8.3215 | 8.5689 | 8.8409 | 9.563 | 9.7132 | 9.6192 | 10.3428 | 10.067 | 10.5542 | 10.9211 | 10.8821 | 11.1735 | 11.7985 | 11.7727 | 12.034 | 12.4385 | 12.7506 | 13.1396 | Onshore | 0.98392 | 1.8053 | 1.7324 | 1.8088 | 1.9112 | 1.8664 | 1.9562 | 1.8799 | 1.9406 | 2.0775 | 2.0726 | 2.1342 | 2.202 | 2.3818 | 2.4192 | 2.3958 | 2.576 | 2.5074 | 2.6287 | 2.7201 | 2.7104 | 2.7829 | 2.9386 | 2.9322 | 2.9973 | 3.098 | 3.1757 | 3.2726
|  | Burton Point | 0 | 0 | 0 | 0 | 0 | 0 | 0 | 0 | 0 | 0 | 0 | 0 | 0 | 0 | 0 | 0 | 0 | 0 | 0 | 0 | 0 | 0 | 0 | 0 | 0 | 0 | 0 | 0 | Burton Point | 0 | 0 | 0 | 0 | 0 | 0 | 0 | 0 | 0 | 0 | 0 | 0 | 0 | 0 | 0 | 0 | 0 | 0 | 0 | 0 | 0 | 0 | 0 | 0 | 0 | 0 | 0 | 0
|  | Isle of Grain | 47.5936 | 12.5097 | 11.6955 | 11.9042 | 12.2696 | 11.695 | 11.9712 | 11.2001 | 11.3192 | 11.8198 | 11.5019 | 11.5527 | 11.6263 | 12.2668 | 12.1532 | 11.7396 | 12.3124 | 11.6895 | 11.9539 | 12.0653 | 11.7267 | 11.7446 | 12.0967 | 11.7735 | 11.7389 | 11.8353 | 11.8339 | 11.8951 | Isle of Grain | 11.8539 | 3.1157 | 2.913 | 2.9649 | 3.0559 | 2.9128 | 2.9816 | 2.7896 | 2.8192 | 2.9439 | 2.8647 | 2.8774 | 2.8957 | 3.0552 | 3.0269 | 2.9239 | 3.0666 | 2.9115 | 2.9773 | 3.0051 | 2.9207 | 2.9252 | 3.0129 | 2.9324 | 2.9238 | 2.9478 | 2.9474 | 2.9627
|  | Milford Haven | 112.7778 | 29.6429 | 27.7137 | 28.2083 | 29.074 | 27.7126 | 28.367 | 26.5397 | 26.8221 | 28.0081 | 27.2548 | 27.3753 | 27.5498 | 29.0673 | 28.7982 | 27.8182 | 29.1754 | 27.6994 | 28.326 | 28.59 | 27.7875 | 27.83 | 28.6644 | 27.8985 | 27.8166 | 28.0448 | 28.0417 | 28.1867 | Milford Haven | 28.0891 | 7.383 | 6.9025 | 7.0257 | 7.2413 | 6.9023 | 7.0653 | 6.6101 | 6.6805 | 6.9759 | 6.7882 | 6.8183 | 6.8617 | 7.2397 | 7.1727 | 6.9286 | 7.2666 | 6.899 | 7.055 | 7.1208 | 6.9209 | 6.9315 | 7.1393 | 6.9486 | 6.9282 | 6.985 | 6.9842 | 7.0203
|  | Total | 777.2708 | 796.5331 | 788.7256 | 789.0002 | 805.078 | 792.7099 | 789.637 | 754.4785 | 719.4783 | 707.4794 | 686.6402 | 666.4135 | 652.7167 | 664.561 | 681.6912 | 671.1903 | 686.7853 | 677.8822 | 676.7461 | 685.117 | 675.0003 | 662.275 | 668.5441 | 661.9832 | 649.9055 | 643.6091 | 636.5364 | 634.8264 | Total | 193.5917 | 198.3893 | 196.4447 | 196.5131 | 200.5176 | 197.4371 | 196.6717 | 187.9149 | 179.1976 | 176.2091 | 171.0187 | 165.9809 | 162.5696 | 165.5196 | 169.7861 | 167.1707 | 171.0549 | 168.8374 | 168.5545 | 170.6393 | 168.1196 | 164.9502 | 166.5116 | 164.8775 | 161.8694 | 160.3012 | 158.5396 | 158.1137
Figure 5.2S Annual Supply by terminal. Counter Factual Low continent/High LNG case
|  | TWH / YEAR | 2023/24 | 2024/25 | 2025/26 | 2026/27 | 2027/28 | 2028/29 | 2029/30 | 2030/31 | 2031/32 | 2032/33 | 2033/34 | 2034/35 | 2035/36 | 2036/37 | 2037/38 | 2038/39 | 2039/40 | 2040/41 | 2041/42 | 2042/43 | 2043/44 | 2044/45 | 2045/46 | 2046/47 | 2047/48 | 2048/49 | 2049/50 | 2050/51 | MCM / DAY | 2023/24 | 2024/25 | 2025/26 | 2026/27 | 2027/28 | 2028/29 | 2029/30 | 2030/31 | 2031/32 | 2032/33 | 2033/34 | 2034/35 | 2035/36 | 2036/37 | 2037/38 | 2038/39 | 2039/40 | 2040/41 | 2041/42 | 2042/43 | 2043/44 | 2044/45 | 2045/46 | 2046/47 | 2047/48 | 2048/49 | 2049/50 | 2050/51
|  | Bacton | 97.1644 | 89.9789 | 86.3469 | 87.4207 | 76.128 | 64.3537 | 51.3753 | 41.7795 | 35.6619 | 28.7938 | 25.1928 | 22.3866 | 22.4123 | 18.1969 | 13.1105 | 12.4086 | 12.1007 | 10.8163 | 4.2037 | 1.4305 | 1.4635 | 1.539 | 1.6606 | 1.6897 | 1.758 | 1.8463 | 1.9199 | 2.0041 | Bacton | 24.2003 | 22.4107 | 21.5061 | 21.7735 | 18.9609 | 16.0283 | 12.7958 | 10.4058 | 8.8822 | 7.1716 | 6.2747 | 5.5757 | 5.5821 | 4.5322 | 3.2654 | 3.0906 | 3.0139 | 2.694 | 1.047 | 0.35628 | 0.36451 | 0.38332 | 0.41361 | 0.42085 | 0.43786 | 0.45985 | 0.47819 | 0.49915
|  | Barrow | 14.9618 | 11.1867 | 9.8273 | 7.6887 | 6.0318 | 2.725 | 0 | 0 | 0 | 0 | 0 | 0 | 0 | 0 | 0 | 0 | 0 | 0 | 0 | 0 | 0 | 0 | 0 | 0 | 0 | 0 | 0 | 0 | Barrow | 3.7265 | 2.7862 | 2.4477 | 1.915 | 1.5023 | 0.67872 | 0 | 0 | 0 | 0 | 0 | 0 | 0 | 0 | 0 | 0 | 0 | 0 | 0 | 0 | 0 | 0 | 0 | 0 | 0 | 0 | 0 | 0
|  | Easington | 175.1133 | 262.0965 | 219.3671 | 209.4389 | 213.286 | 200.1397 | 205.0525 | 190.4817 | 184.6185 | 170.2078 | 153.4305 | 147.3997 | 135.9448 | 129.2628 | 116.4811 | 105.0662 | 103.5596 | 90.7522 | 89.0092 | 82.3152 | 81.3717 | 82.2821 | 81.9195 | 84.4304 | 77.5625 | 70.6113 | 63.0524 | 61.0031 | Easington | 43.6148 | 65.2793 | 54.6369 | 52.1641 | 53.1223 | 49.848 | 51.0716 | 47.4425 | 45.9822 | 42.393 | 38.2143 | 36.7123 | 33.8592 | 32.195 | 29.0115 | 26.1684 | 25.7932 | 22.6033 | 22.1692 | 20.5019 | 20.2669 | 20.4937 | 20.4034 | 21.0287 | 19.3182 | 17.5869 | 15.7042 | 15.1938
|  | St Fergus | 231.2182 | 281.682 | 266.185 | 248.5689 | 242.3418 | 228.1589 | 226.1918 | 214.0037 | 200.4819 | 188.6642 | 172.8352 | 162.093 | 141.4181 | 135.6364 | 124.7643 | 112.0597 | 105.0697 | 92.9959 | 92.9819 | 87.5765 | 87.6121 | 86.8627 | 84.5968 | 80.028 | 75.062 | 73.2385 | 84.2791 | 80.6495 | St Fergus | 57.5886 | 70.1574 | 66.2976 | 61.9101 | 60.3591 | 56.8266 | 56.3367 | 53.3011 | 49.9332 | 46.9898 | 43.0474 | 40.3719 | 35.2225 | 33.7824 | 31.0746 | 27.9103 | 26.1693 | 23.1621 | 23.1586 | 21.8123 | 21.8212 | 21.6346 | 21.0702 | 19.9322 | 18.6954 | 18.2412 | 20.9911 | 20.087
|  | Teesside | 94.4913 | 88.2693 | 77.4628 | 63.9804 | 56.6887 | 53.1236 | 53.7975 | 53.5908 | 49.4054 | 41.7889 | 36.7744 | 34.2546 | 35.648 | 33.0121 | 31.3949 | 29.0727 | 28.1445 | 27.2192 | 27.6136 | 26.9865 | 21.6206 | 18.5179 | 18.41 | 21.2008 | 20.8067 | 18.1927 | 0 | 0 | Teesside | 23.5346 | 21.9849 | 19.2934 | 15.9353 | 14.1192 | 13.2313 | 13.3991 | 13.3476 | 12.3052 | 10.4082 | 9.1592 | 8.5317 | 8.8787 | 8.2222 | 7.8194 | 7.241 | 7.0098 | 6.7794 | 6.8776 | 6.7214 | 5.3849 | 4.6122 | 4.5853 | 5.2804 | 5.1822 | 4.5312 | 0 | 0
|  | Onshore | 3.9504 | 7.2481 | 6.9558 | 7.2625 | 7.6736 | 7.4936 | 7.8542 | 7.5479 | 7.7916 | 8.3412 | 8.3215 | 8.5689 | 8.8409 | 9.563 | 9.7132 | 9.6192 | 10.3428 | 10.067 | 10.5542 | 10.9211 | 10.8821 | 11.1735 | 11.7985 | 11.7727 | 12.034 | 12.4385 | 12.7506 | 13.1396 | Onshore | 0.98392 | 1.8053 | 1.7324 | 1.8088 | 1.9112 | 1.8664 | 1.9562 | 1.8799 | 1.9406 | 2.0775 | 2.0726 | 2.1342 | 2.202 | 2.3818 | 2.4192 | 2.3958 | 2.576 | 2.5074 | 2.6287 | 2.7201 | 2.7104 | 2.7829 | 2.9386 | 2.9322 | 2.9973 | 3.098 | 3.1757 | 3.2726
|  | Burton Point | 0 | 0 | 0 | 0 | 0 | 0 | 0 | 0 | 0 | 0 | 0 | 0 | 0 | 0 | 0 | 0 | 0 | 0 | 0 | 0 | 0 | 0 | 0 | 0 | 0 | 0 | 0 | 0 | Burton Point | 0 | 0 | 0 | 0 | 0 | 0 | 0 | 0 | 0 | 0 | 0 | 0 | 0 | 0 | 0 | 0 | 0 | 0 | 0 | 0 | 0 | 0 | 0 | 0 | 0 | 0 | 0 | 0
|  | Isle of Grain | 47.5936 | 16.6404 | 36.3784 | 48.8604 | 60.2232 | 70.2503 | 72.8175 | 73.3247 | 71.6759 | 80.0343 | 86.0891 | 86.5713 | 91.5399 | 100.5728 | 114.8867 | 121.3072 | 130.7937 | 137.9605 | 140.4377 | 149.6703 | 148.1551 | 144.1624 | 147.4093 | 144.5398 | 144.4694 | 146.2767 | 149.1357 | 150.5181 | Isle of Grain | 11.8539 | 4.1446 | 9.0606 | 12.1695 | 14.9996 | 17.497 | 18.1364 | 18.2627 | 17.852 | 19.9338 | 21.4419 | 21.562 | 22.7995 | 25.0493 | 28.6144 | 30.2135 | 32.5763 | 34.3613 | 34.9783 | 37.2778 | 36.9004 | 35.906 | 36.7146 | 35.9999 | 35.9824 | 36.4325 | 37.1446 | 37.4889
|  | Milford Haven | 112.7778 | 39.4312 | 86.2022 | 115.7797 | 142.705 | 166.465 | 172.5483 | 173.7501 | 169.8432 | 189.6492 | 203.9968 | 205.1394 | 216.9128 | 238.3172 | 271.3405 | 281.6567 | 296.7743 | 308.0711 | 311.9457 | 326.2169 | 323.8953 | 317.7375 | 322.7493 | 318.3218 | 318.2129 | 321.0052 | 325.3988 | 327.512 | Milford Haven | 28.0891 | 9.821 | 21.47 | 28.8368 | 35.543 | 41.4608 | 42.9759 | 43.2753 | 42.3022 | 47.2352 | 50.8087 | 51.0932 | 54.0256 | 59.3567 | 67.5817 | 70.1511 | 73.9164 | 76.73 | 77.6951 | 81.2495 | 80.6713 | 79.1376 | 80.3859 | 79.2831 | 79.256 | 79.9515 | 81.0458 | 81.5721
|  | Total | 777.2708 | 796.5331 | 788.7256 | 789.0002 | 805.078 | 792.7099 | 789.637 | 754.4785 | 719.4783 | 707.4794 | 686.6402 | 666.4135 | 652.7167 | 664.561 | 681.6912 | 671.1903 | 686.7853 | 677.8822 | 676.7461 | 685.117 | 675.0003 | 662.275 | 668.5441 | 661.9832 | 649.9055 | 643.6091 | 636.5364 | 634.8264 | Total | 193.5917 | 198.3893 | 196.4447 | 196.5131 | 200.5176 | 197.4371 | 196.6717 | 187.9149 | 179.1976 | 176.2091 | 171.0187 | 165.9809 | 162.5696 | 165.5196 | 169.7861 | 167.1707 | 171.0549 | 168.8374 | 168.5545 | 170.6393 | 168.1196 | 164.9502 | 166.5116 | 164.8775 | 161.8694 | 160.3012 | 158.5396 | 158.1137
Figure 5.2R Annual Supply by terminal. 5YF High continent/Low LNG case
|  | TWH / YEAR | 2023/24 | 2024/25 | 2025/26 | 2026/27 | 2027/28 | 2028/29 | [22 empty] | MCM / DAY | 2023/24 | 2024/25 | 2025/26 | 2026/27 | 2027/28 | 2028/29 | 2029/30 | 2030/31 | 2031/32 | 2032/33 | 2033/34 | 2034/35 | 2035/36 | 2036/37 | 2037/38 | 2038/39 | 2039/40 | 2040/41 | 2041/42 | 2042/43 | 2043/44 | 2044/45 | 2045/46 | 2046/47 | 2047/48 | 2048/49 | 2049/50 | 2050/51
|  | Bacton | 94.6241 | 149.3071 | 187.1512 | 209.7813 | 223.6186 | 241.6565 | [22 empty] | Bacton | 2023/24: 23.5676; 2024/25: 37.1873; 2025/26: 46.613; 2026/27: 52.2494; 2027/28: 55.6958; 2028/29: 60.1884
|  | Barrow | 14.6154 | 11.1867 | 9.8273 | 7.6887 | 6.0841 | 2.7438 | [22 empty] | Barrow | 2023/24: 3.6402; 2024/25: 2.7862; 2025/26: 2.4477; 2026/27: 1.915; 2027/28: 1.5153; 2028/29: 0.6834
|  | Easington | 236.1458 | 221.4924 | 186.7166 | 182.3616 | 186.7793 | 174.387 | [22 empty] | Easington | 2023/24: 58.8159; 2024/25: 55.1662; 2025/26: 46.5048; 2026/27: 45.4201; 2027/28: 46.5204; 2028/29: 43.4339
|  | St Fergus | 267.4772 | 255.722 | 245.3101 | 231.2571 | 226.314 | 212.3851 | [22 empty] | St Fergus | 2023/24: 66.6195; 2024/25: 63.6916; 2025/26: 61.0984; 2026/27: 57.5983; 2027/28: 56.3671; 2028/29: 52.8979
|  | Teesside | 92.3031 | 88.2693 | 77.4628 | 63.9804 | 57.1803 | 53.4899 | [22 empty] | Teesside | 2023/24: 22.9896; 2024/25: 21.9849; 2025/26: 19.2934; 2026/27: 15.9353; 2027/28: 14.2417; 2028/29: 13.3225
|  | Onshore | 7.318 | 7.3684 | 6.6838 | 7.1847 | 7.6418 | 7.4387 | [22 empty] | Onshore | 2023/24: 1.8227; 2024/25: 1.8352; 2025/26: 1.6647; 2026/27: 1.7895; 2027/28: 1.9033; 2028/29: 1.8527
|  | Burton Point | 0 | 0 | 0 | 0 | 0 | 0 | [22 empty] | Burton Point | 2023/24: 0; 2024/25: 0; 2025/26: 0; 2026/27: 0; 2027/28: 0; 2028/29: 0
|  | Isle of Grain | 12.9738 | 12.7173 | 11.2382 | 11.7768 | 12.2188 | 11.6093 | [22 empty] | Isle of Grain | 2023/24: 3.2313; 2024/25: 3.1674; 2025/26: 2.7991; 2026/27: 2.9332; 2027/28: 3.0433; 2028/29: 2.8915
|  | Milford Haven | 30.7426 | 30.1348 | 26.63 | 27.9062 | 28.9536 | 27.5094 | [22 empty] | Milford Haven | 2023/24: 7.6569; 2024/25: 7.5056; 2025/26: 6.6326; 2026/27: 6.9505; 2027/28: 7.2114; 2028/29: 6.8516
|  | Total | 756.1999 | 776.1978 | 751.0201 | 741.9369 | 748.7904 | 731.2197 | [22 empty] | Total | 2023/24: 188.3437; 2024/25: 193.3245; 2025/26: 187.0536; 2026/27: 184.7912; 2027/28: 186.4982; 2028/29: 182.122
Figure 5.2S Annual Supply by terminal. 5YF Low continent/High LNG case
|  | TWH / YEAR | 2023/24 | 2024/25 | 2025/26 | 2026/27 | 2027/28 | 2028/29 | [22 empty] | MCM / DAY | 2023/24 | 2024/25 | 2025/26 | 2026/27 | 2027/28 | 2027/28 | 2028/29 | 2029/30 | 2030/31 | 2031/32 | 2032/33 | 2033/34 | 2034/35 | 2035/36 | 2036/37 | 2037/38 | 2038/39 | 2039/40 | 2040/41 | 2041/42 | 2042/43 | 2043/44 | 2044/45 | 2045/46 | 2046/47 | 2047/48 | 2048/49 | 2049/50
|  | Bacton | 94.6241 | 89.9009 | 86.2009 | 87.1978 | 76.4793 | 64.4301 | [22 empty] | Bacton | 2023/24: 23.5677; 2024/25: 22.3913; 2025/26: 21.4697; 2026/27: 21.718; 2027/28: 19.0484; 2027/28: 16.0474
|  | Barrow | 14.6154 | 11.1867 | 9.8273 | 7.6887 | 6.0841 | 2.7438 | [22 empty] | Barrow | 2023/24: 3.6402; 2024/25: 2.7862; 2025/26: 2.4477; 2026/27: 1.915; 2027/28: 1.5153; 2027/28: 0.6834
|  | Easington | 236.1458 | 221.4924 | 186.7166 | 182.3616 | 186.7793 | 174.387 | [22 empty] | Easington | 2023/24: 58.8159; 2024/25: 55.1662; 2025/26: 46.5048; 2026/27: 45.4201; 2027/28: 46.5204; 2027/28: 43.4339
|  | St Fergus | 267.4772 | 255.722 | 245.3101 | 231.2571 | 226.314 | 212.3851 | [22 empty] | St Fergus | 2023/24: 66.6195; 2024/25: 63.6916; 2025/26: 61.0984; 2026/27: 57.5983; 2027/28: 56.3671; 2027/28: 52.8979
|  | Teesside | 92.3031 | 88.2693 | 77.4628 | 63.9804 | 57.1803 | 53.4899 | [22 empty] | Teesside | 2023/24: 22.9896; 2024/25: 21.9849; 2025/26: 19.2934; 2026/27: 15.9353; 2027/28: 14.2417; 2027/28: 13.3225
|  | Onshore | 7.318 | 7.3684 | 6.6838 | 7.1847 | 7.6418 | 7.4387 | [22 empty] | Onshore | 2023/24: 1.8227; 2024/25: 1.8352; 2025/26: 1.6647; 2026/27: 1.7895; 2027/28: 1.9033; 2027/28: 1.8527
|  | Burton Point | 0 | 0 | 0 | 0 | 0 | 0 | [22 empty] | Burton Point | 2023/24: 0; 2024/25: 0; 2025/26: 0; 2026/27: 0; 2027/28: 0; 2027/28: 0
|  | Isle of Grain | 12.9738 | 30.3473 | 41.1973 | 48.156 | 55.8855 | 64.205 | [22 empty] | Isle of Grain | 2023/24: 3.2313; 2024/25: 7.5585; 2025/26: 10.2609; 2026/27: 11.994; 2027/28: 13.9192; 2027/28: 15.9913
|  | Milford Haven | 30.7426 | 71.9109 | 97.6212 | 114.1104 | 132.4261 | 152.1401 | [22 empty] | Milford Haven | 2023/24: 7.6569; 2024/25: 17.9106; 2025/26: 24.3141; 2026/27: 28.421; 2027/28: 32.9829; 2027/28: 37.8929
|  | Total | 756.2 | 776.1978 | 751.0201 | 741.9369 | 748.7904 | 731.2197 | [22 empty] | Total | 2023/24: 188.3437; 2024/25: 193.3245; 2025/26: 187.0536; 2026/27: 184.7912; 2027/28: 186.4982; 2027/28: 182.122

## Peak by terminal Bacton Split
Peak supply by terminal with Bacton split
| Figure 5.2N Peak Supply by terminal. Electric Engagement | [29 empty] | P2
|  |  | 2023/24 | 2024/25 | 2025/26 | 2026/27 | 2027/28 | 2028/29 | 2029/30 | 2030/31 | 2031/32 | 2032/33 | 2033/34 | 2034/35 | 2035/36 | 2036/37 | 2037/38 | 2038/39 | 2039/40 | 2040/41 | 2041/42 | 2042/43 | 2043/44 | 2044/45 | 2045/46 | 2046/47 | 2047/48 | 2048/49 | 2049/50 | 2050/51 | MCM/D | 2023/24 | 2024/25 | 2025/26 | 2026/27 | 2027/28 | 2028/29 | 2029/30 | 2030/31 | 2031/32 | 2032/33 | 2033/34 | 2034/35 | 2035/36 | 2036/37 | 2037/38 | 2038/39 | 2039/40 | 2040/41 | 2041/42 | 2042/43 | 2043/44 | 2044/45 | 2045/46 | 2046/47 | 2047/48 | 2048/49 | 2049/50 | 2050/51
|  | Bacton UKCS | 105.3557 | 107.8811 | 103.4411 | 104.6374 | 91.7752 | 77.3162 | 61.177 | 49.3751 | 41.8429 | 33.2875 | 29.0251 | 25.2804 | 24.8844 | 19.5926 | 13.5131 | 12.4756 | 11.7701 | 10.1669 | 2.9226 | 0 | 0 | 0 | 0 | 0 | 0 | 0 | 0 | 0 | Bacton UKCS | 26.2405 | 26.8695 | 25.7637 | 26.0616 | 22.8581 | 19.2568 | 15.2371 | 12.2976 | 10.4216 | 8.2908 | 7.2292 | 6.2965 | 6.1979 | 4.8799 | 3.3657 | 3.1072 | 2.9315 | 2.5322 | 0.72791 | 0 | 0 | 0 | 0 | 0 | 0 | 0 | 0 | 0
|  | Bacton IP | 500.269 | 500.269 | 500.269 | 500.269 | 500.269 | 500.269 | 500.269 | 500.269 | 500.269 | 500.269 | 500.269 | 500.269 | 500.269 | 500.269 | 500.269 | 500.269 | 500.269 | 500.269 | 500.269 | 500.269 | 500.269 | 500.269 | 500.269 | 500.269 | 500.269 | 500.269 | 500.269 | 500.269 | Bacton IP | 124.6 | 124.6 | 124.6 | 124.6 | 124.6 | 124.6 | 124.6 | 124.6 | 124.6 | 124.6 | 124.6 | 124.6 | 124.6 | 124.6 | 124.6 | 124.6 | 124.6 | 124.6 | 124.6 | 124.6 | 124.6 | 124.6 | 124.6 | 124.6 | 124.6 | 124.6 | 124.6 | 124.6
|  | Barrow | 16.2729 | 13.424 | 11.7928 | 9.2264 | 7.3009 | 3.2926 | 0 | 0 | 0 | 0 | 0 | 0 | 0 | 0 | 0 | 0 | 0 | 0 | 0 | 0 | 0 | 0 | 0 | 0 | 0 | 0 | 0 | 0 | Barrow | 4.053 | 3.3435 | 2.9372 | 2.298 | 1.8184 | 0.82008 | 0 | 0 | 0 | 0 | 0 | 0 | 0 | 0 | 0 | 0 | 0 | 0 | 0 | 0 | 0 | 0 | 0 | 0 | 0 | 0 | 0 | 0
|  | Easington | 351.9485 | 347.3151 | 329.5042 | 323.236 | 322.06 | 320.2528 | 317.6022 | 311.5423 | 311.0776 | 310.885 | 309.2367 | 308.7934 | 308.7782 | 307.2875 | 307.2251 | 307.187 | 307.1894 | 307.0473 | 306.9664 | 306.8901 | 306.9134 | 306.717 | 306.5561 | 306.4279 | 306.2775 | 305.14 | 305.14 | 305.14 | Easington | 87.6584 | 86.5044 | 82.0683 | 80.5071 | 80.2142 | 79.7641 | 79.1039 | 77.5946 | 77.4789 | 77.4309 | 77.0203 | 76.9099 | 76.9062 | 76.5349 | 76.5193 | 76.5099 | 76.5104 | 76.475 | 76.4549 | 76.4359 | 76.4417 | 76.3928 | 76.3527 | 76.3208 | 76.2833 | 76 | 76 | 76
|  | St Fergus | 420.6129 | 424.8739 | 427.6728 | 410.143 | 400.07 | 391.7074 | 383.1742 | 375.3458 | 363.0656 | 359.1297 | 352.229 | 342.7496 | 326.2609 | 322.7062 | 318.7133 | 311.7969 | 304.3571 | 299.3255 | 298.9922 | 296.5972 | 296.6594 | 293.728 | 290.5143 | 283.6503 | 282.123 | 282.0913 | 291.5908 | 287.4159 | St Fergus | 104.7604 | 105.8216 | 106.5188 | 102.1527 | 99.6438 | 97.561 | 95.4357 | 93.4859 | 90.4273 | 89.447 | 87.7283 | 85.3673 | 81.2605 | 80.3752 | 79.3806 | 77.658 | 75.805 | 74.5518 | 74.4688 | 73.8723 | 73.8878 | 73.1577 | 72.3572 | 70.6477 | 70.2673 | 70.2594 | 72.6254 | 71.5855
|  | Teesside | 102.7715 | 105.9231 | 92.9554 | 76.7765 | 68.6164 | 64.1879 | 64.6251 | 64.0841 | 58.9017 | 49.4507 | 43.6109 | 40.103 | 41.1795 | 37.6004 | 35.2105 | 32.0695 | 30.471 | 28.8981 | 28.207 | 26.6426 | 20.9906 | 17.1603 | 16.3599 | 17.7856 | 16.6801 | 13.6744 | 0 | 0 | Teesside | 25.5969 | 26.3819 | 23.152 | 19.1224 | 17.09 | 15.987 | 16.0959 | 15.9612 | 14.6704 | 12.3165 | 10.862 | 9.9883 | 10.2564 | 9.365 | 8.7697 | 7.9874 | 7.5893 | 7.1975 | 7.0254 | 6.6358 | 5.228 | 4.274 | 4.0747 | 4.4298 | 4.1544 | 3.4058 | 0 | 0
|  | Onshore | 6.204 | 8.2845 | 8.5038 | 8.7231 | 8.9424 | 9.1617 | 9.3811 | 9.6004 | 8.9146 | 8.2289 | 7.5431 | 6.8574 | 6.1717 | 5.4859 | 4.8002 | 4.1144 | 3.4287 | 2.743 | 2.0572 | 1.3715 | 0.68574 | 2.8137e-15 | 0 | 0 | 0 | 0 | 0 | 0 | Onshore | 1.5452 | 2.0634 | 2.118 | 2.1726 | 2.2273 | 2.2819 | 2.3365 | 2.3911 | 2.2203 | 2.0495 | 1.8787 | 1.7079 | 1.5372 | 1.3664 | 1.1956 | 1.0248 | 0.85397 | 0.68318 | 0.51238 | 0.34159 | 0.17079 | 7.0081e-16 | 0 | 0 | 0 | 0 | 0 | 0
|  | Burton Point | 0 | 0 | 0 | 0 | 0 | 0 | 0 | 0 | 0 | 0 | 0 | 0 | 0 | 0 | 0 | 0 | 0 | 0 | 0 | 0 | 0 | 0 | 0 | 0 | 0 | 0 | 0 | 0 | Burton Point
|  | Isle of Grain | 255.354 | 255.354 | 255.354 | 255.354 | 255.354 | 255.354 | 255.354 | 255.354 | 255.354 | 255.354 | 255.354 | 255.354 | 255.354 | 255.354 | 255.354 | 255.354 | 255.354 | 255.354 | 255.354 | 255.354 | 255.354 | 255.354 | 255.354 | 255.354 | 255.354 | 255.354 | 255.354 | 255.354 | Isle of Grain | 63.6 | 63.6 | 63.6 | 63.6 | 63.6 | 63.6 | 63.6 | 63.6 | 63.6 | 63.6 | 63.6 | 63.6 | 63.6 | 63.6 | 63.6 | 63.6 | 63.6 | 63.6 | 63.6 | 63.6 | 63.6 | 63.6 | 63.6 | 63.6 | 63.6 | 63.6 | 63.6 | 63.6
|  | Milford Haven | 346.896 | 346.896 | 346.896 | 346.896 | 346.896 | 346.896 | 346.896 | 346.896 | 346.896 | 346.896 | 346.896 | 346.896 | 346.896 | 346.896 | 346.896 | 346.896 | 346.896 | 346.896 | 346.896 | 346.896 | 346.896 | 346.896 | 346.896 | 346.896 | 346.896 | 346.896 | 346.896 | 346.896 | Milford Haven | 86.4 | 86.4 | 86.4 | 86.4 | 86.4 | 86.4 | 86.4 | 86.4 | 86.4 | 86.4 | 86.4 | 86.4 | 86.4 | 86.4 | 86.4 | 86.4 | 86.4 | 86.4 | 86.4 | 86.4 | 86.4 | 86.4 | 86.4 | 86.4 | 86.4 | 86.4 | 86.4 | 86.4
|  | Medium & Short Range Storage | 509.905 | 509.905 | 509.905 | 509.905 | 509.905 | 509.905 | 509.905 | 509.905 | 509.905 | 509.905 | 509.905 | 509.905 | 509.905 | 509.905 | 509.905 | 509.905 | 509.905 | 509.905 | 509.905 | 509.905 | 509.905 | 509.905 | 509.905 | 509.905 | 509.905 | 509.905 | 509.905 | 509.905 | Medium & Short Range Storage | 127 | 127 | 127 | 127 | 127 | 127 | 127 | 127 | 127 | 127 | 127 | 127 | 127 | 127 | 127 | 127 | 127 | 127 | 127 | 127 | 127 | 127 | 127 | 127 | 127 | 127 | 127 | 127
|  | Long Range Storage | 0 | 0 | 0 | 0 | 0 | 0 | 0 | 0 | 0 | 0 | 0 | 0 | 0 | 0 | 0 | 0 | 0 | 0 | 0 | 0 | 0 | 0 | 0 | 0 | 0 | 0 | 0 | 0 | Long Range Storage | 0 | 0 | 0 | 0 | 0 | 0 | 0 | 0 | 0 | 0 | 0 | 0 | 0 | 0 | 0 | 0 | 0 | 0 | 0 | 0 | 0 | 0 | 0 | 0 | 0 | 0 | 0 | 0
|  | Generic Storage | 0 | 0 | 0 | 0 | 0 | 0 | 0 | 0 | 0 | 0 | 0 | 0 | 0 | 0 | 0 | 0 | 0 | 0 | 0 | 0 | 0 | 0 | 0 | 0 | 0 | 0 | 0 | 0 | Generic Storage | 0 | 0 | 0 | 0 | 0 | 0 | 0 | 0 | 0 | 0 | 0 | 0 | 0 | 0 | 0 | 0 | 0 | 0 | 0 | 0 | 0 | 0 | 0 | 0 | 0 | 0 | 0 | 0
|  | Total | 2615.5896 | 2620.1258 | 2586.2941 | 2545.1665 | 2511.1889 | 2478.3427 | 2448.3836 | 2422.3717 | 2396.2263 | 2373.4057 | 2354.0688 | 2336.2078 | 2319.6986 | 2305.0966 | 2291.8862 | 2280.0674 | 2269.6403 | 2260.6048 | 2251.5693 | 2243.9254 | 2237.6731 | 2230.0293 | 2225.8544 | 2220.2879 | 2217.5046 | 2213.3297 | 2209.1548 | 2204.9799 | Total | 651.4544 | 652.5843 | 644.1579 | 633.9144 | 625.4518 | 617.2709 | 609.8091 | 603.3304 | 596.8185 | 591.1347 | 586.3185 | 581.8699 | 577.7581 | 574.1212 | 570.8309 | 567.8873 | 565.2902 | 563.0398 | 560.7894 | 558.8855 | 557.3283 | 555.4245 | 554.3846 | 552.9982 | 552.305 | 551.2652 | 550.2254 | 549.1855
[32 empty] | TRUE | TRUE | TRUE | TRUE | TRUE | TRUE | TRUE | TRUE | TRUE | TRUE | TRUE | TRUE | TRUE | TRUE | TRUE | TRUE | TRUE | TRUE | TRUE | TRUE | TRUE | TRUE | TRUE | TRUE | TRUE | TRUE | TRUE | TRUE
[32 empty] | TRUE | TRUE | TRUE | TRUE | TRUE | TRUE | TRUE | TRUE | TRUE | TRUE | TRUE | TRUE | TRUE | TRUE | TRUE | TRUE | TRUE | TRUE | TRUE | TRUE | TRUE | TRUE | TRUE | TRUE | TRUE | TRUE | TRUE | TRUE
| Figure 5.2N Peak Supply by terminal. Hydrogen Evolution | [29 empty] | P3
|  |  | 2023/24 | 2024/25 | 2025/26 | 2026/27 | 2027/28 | 2028/29 | 2029/30 | 2030/31 | 2031/32 | 2032/33 | 2033/34 | 2034/35 | 2035/36 | 2036/37 | 2037/38 | 2038/39 | 2039/40 | 2040/41 | 2041/42 | 2042/43 | 2043/44 | 2044/45 | 2045/46 | 2046/47 | 2047/48 | 2048/49 | 2049/50 | 2050/51 | MCM/D | 2023/24 | 2024/25 | 2025/26 | 2026/27 | 2027/28 | 2028/29 | 2029/30 | 2030/31 | 2031/32 | 2032/33 | 2033/34 | 2034/35 | 2035/36 | 2036/37 | 2037/38 | 2038/39 | 2039/40 | 2040/41 | 2041/42 | 2042/43 | 2043/44 | 2044/45 | 2045/46 | 2046/47 | 2047/48 | 2048/49 | 2049/50 | 2050/51
|  | Bacton UKCS | 117.0227 | 107.8811 | 103.4411 | 104.6374 | 91.7752 | 77.3162 | 61.177 | 49.3751 | 41.8429 | 33.2875 | 29.0251 | 25.2804 | 24.8844 | 19.5926 | 13.5131 | 12.4756 | 11.7701 | 10.1669 | 2.9226 | 0 | 0 | 0 | 0 | 0 | 0 | 0 | 0 | 0 | Bacton UKCS | 29.1464 | 26.8695 | 25.7637 | 26.0616 | 22.8581 | 19.2568 | 15.2371 | 12.2976 | 10.4216 | 8.2908 | 7.2292 | 6.2965 | 6.1979 | 4.8799 | 3.3657 | 3.1072 | 2.9315 | 2.5322 | 0.72791 | 0 | 0 | 0 | 0 | 0 | 0 | 0 | 0 | 0
|  | Bacton IP | 500.269 | 500.269 | 500.269 | 500.269 | 500.269 | 500.269 | 500.269 | 500.269 | 500.269 | 500.269 | 500.269 | 500.269 | 500.269 | 500.269 | 500.269 | 500.269 | 500.269 | 500.269 | 500.269 | 500.269 | 500.269 | 500.269 | 500.269 | 500.269 | 500.269 | 500.269 | 500.269 | 500.269 | Bacton IP | 124.6 | 124.6 | 124.6 | 124.6 | 124.6 | 124.6 | 124.6 | 124.6 | 124.6 | 124.6 | 124.6 | 124.6 | 124.6 | 124.6 | 124.6 | 124.6 | 124.6 | 124.6 | 124.6 | 124.6 | 124.6 | 124.6 | 124.6 | 124.6 | 124.6 | 124.6 | 124.6 | 124.6
|  | Barrow | 18.075 | 13.424 | 11.7928 | 9.2264 | 7.3009 | 3.2926 | 0 | 0 | 0 | 0 | 0 | 0 | 0 | 0 | 0 | 0 | 0 | 0 | 0 | 0 | 0 | 0 | 0 | 0 | 0 | 0 | 0 | 0 | Barrow | 4.5019 | 3.3435 | 2.9372 | 2.298 | 1.8184 | 0.82008 | 0 | 0 | 0 | 0 | 0 | 0 | 0 | 0 | 0 | 0 | 0 | 0 | 0 | 0 | 0 | 0 | 0 | 0 | 0 | 0 | 0 | 0
|  | Easington | 357.132 | 347.3151 | 329.5042 | 323.236 | 322.06 | 320.2528 | 317.6022 | 311.5423 | 311.0776 | 310.885 | 309.2367 | 308.7934 | 308.7782 | 307.2875 | 307.2251 | 307.187 | 307.1894 | 307.0473 | 306.9664 | 306.8901 | 306.9134 | 306.717 | 306.5561 | 306.4279 | 306.2775 | 305.14 | 305.14 | 305.14 | Easington | 88.9494 | 86.5044 | 82.0683 | 80.5071 | 80.2142 | 79.7641 | 79.1039 | 77.5946 | 77.4789 | 77.4309 | 77.0203 | 76.9099 | 76.9062 | 76.5349 | 76.5193 | 76.5099 | 76.5104 | 76.475 | 76.4549 | 76.4359 | 76.4417 | 76.3928 | 76.3527 | 76.3208 | 76.2833 | 76 | 76 | 76
|  | St Fergus | 438.291 | 424.8739 | 427.6728 | 410.143 | 400.07 | 391.7074 | 383.1742 | 375.3458 | 363.0656 | 359.1297 | 352.229 | 342.7496 | 326.2609 | 322.7062 | 318.7133 | 311.7969 | 304.3571 | 299.3255 | 298.9922 | 296.5972 | 296.6594 | 293.728 | 290.5143 | 283.6503 | 282.123 | 282.0913 | 291.5908 | 287.4159 | St Fergus | 109.1634 | 105.8216 | 106.5188 | 102.1527 | 99.6438 | 97.561 | 95.4357 | 93.4859 | 90.4273 | 89.447 | 87.7283 | 85.3673 | 81.2605 | 80.3752 | 79.3806 | 77.658 | 75.805 | 74.5518 | 74.4688 | 73.8723 | 73.8878 | 73.1577 | 72.3572 | 70.6477 | 70.2673 | 70.2594 | 72.6254 | 71.5855
|  | Teesside | 114.1523 | 105.9231 | 92.9554 | 76.7765 | 68.6164 | 64.1879 | 64.6251 | 64.0841 | 58.9017 | 49.4507 | 43.6109 | 40.103 | 41.1795 | 37.6004 | 35.2105 | 32.0695 | 30.471 | 28.8981 | 28.207 | 26.6426 | 20.9906 | 17.1603 | 16.3599 | 17.7856 | 16.6801 | 13.6744 | 0 | 0 | Teesside | 28.4314 | 26.3819 | 23.152 | 19.1224 | 17.09 | 15.987 | 16.0959 | 15.9612 | 14.6704 | 12.3165 | 10.862 | 9.9883 | 10.2564 | 9.365 | 8.7697 | 7.9874 | 7.5893 | 7.1975 | 7.0254 | 6.6358 | 5.228 | 4.274 | 4.0747 | 4.4298 | 4.1544 | 3.4058 | 0 | 0
|  | Onshore | 6.204 | 10.1003 | 12.1355 | 14.1706 | 16.2057 | 18.2409 | 20.276 | 22.3111 | 21.7516 | 20.5289 | 20.286 | 19.6157 | 16.8471 | 13.3837 | 11.744 | 10.6383 | 10.568 | 10.3442 | 9.4803 | 9.0755 | 7.2205 | 6.5997 | 6.2815 | 5.3048 | 4.8983 | 4.2546 | 3.0363 | 2.292 | Onshore | 1.5452 | 2.5156 | 3.0225 | 3.5294 | 4.0363 | 4.5432 | 5.0501 | 5.5569 | 5.4176 | 5.113 | 5.0525 | 4.8856 | 4.196 | 3.3334 | 2.925 | 2.6496 | 2.6321 | 2.5764 | 2.3612 | 2.2604 | 1.7984 | 1.6438 | 1.5645 | 1.3213 | 1.22 | 1.0597 | 0.75623 | 0.57086
|  | Burton Point | 0 | 0 | 0 | 0 | 0 | 0 | 0 | 0 | 0 | 0 | 0 | 0 | 0 | 0 | 0 | 0 | 0 | 0 | 0 | 0 | 0 | 0 | 0 | 0 | 0 | 0 | 0 | 0 | Burton Point
|  | Isle of Grain | 255.354 | 255.354 | 255.354 | 255.354 | 255.354 | 255.354 | 255.354 | 255.354 | 255.354 | 255.354 | 255.354 | 255.354 | 255.354 | 255.354 | 255.354 | 255.354 | 255.354 | 255.354 | 255.354 | 255.354 | 255.354 | 255.354 | 255.354 | 255.354 | 255.354 | 255.354 | 255.354 | 255.354 | Isle of Grain | 63.6 | 63.6 | 63.6 | 63.6 | 63.6 | 63.6 | 63.6 | 63.6 | 63.6 | 63.6 | 63.6 | 63.6 | 63.6 | 63.6 | 63.6 | 63.6 | 63.6 | 63.6 | 63.6 | 63.6 | 63.6 | 63.6 | 63.6 | 63.6 | 63.6 | 63.6 | 63.6 | 63.6
|  | Milford Haven | 346.896 | 346.896 | 346.896 | 346.896 | 346.896 | 346.896 | 346.896 | 346.896 | 346.896 | 346.896 | 346.896 | 346.896 | 346.896 | 346.896 | 346.896 | 346.896 | 346.896 | 346.896 | 346.896 | 346.896 | 346.896 | 346.896 | 346.896 | 346.896 | 346.896 | 346.896 | 346.896 | 346.896 | Milford Haven | 86.4 | 86.4 | 86.4 | 86.4 | 86.4 | 86.4 | 86.4 | 86.4 | 86.4 | 86.4 | 86.4 | 86.4 | 86.4 | 86.4 | 86.4 | 86.4 | 86.4 | 86.4 | 86.4 | 86.4 | 86.4 | 86.4 | 86.4 | 86.4 | 86.4 | 86.4 | 86.4 | 86.4
|  | Medium & Short Range Storage | 509.905 | 509.905 | 509.905 | 509.905 | 509.905 | 509.905 | 509.905 | 509.905 | 509.905 | 509.905 | 509.905 | 509.905 | 509.905 | 509.905 | 509.905 | 509.905 | 509.905 | 509.905 | 509.905 | 509.905 | 509.905 | 509.905 | 509.905 | 509.905 | 509.905 | 509.905 | 509.905 | 509.905 | Medium & Short Range Storage | 127 | 127 | 127 | 127 | 127 | 127 | 127 | 127 | 127 | 127 | 127 | 127 | 127 | 127 | 127 | 127 | 127 | 127 | 127 | 127 | 127 | 127 | 127 | 127 | 127 | 127 | 127 | 127
|  | Long Range Storage | 0 | 0 | 0 | 0 | 0 | 0 | 0 | 0 | 0 | 0 | 0 | 0 | 0 | 0 | 0 | 0 | 0 | 0 | 0 | 0 | 0 | 0 | 0 | 0 | 0 | 0 | 0 | 0 | Long Range Storage | 0 | 0 | 0 | 0 | 0 | 0 | 0 | 0 | 0 | 0 | 0 | 0 | 0 | 0 | 0 | 0 | 0 | 0 | 0 | 0 | 0 | 0 | 0 | 0 | 0 | 0 | 0 | 0
|  | Generic Storage | 0 | 0 | 0 | 0 | 0 | 0 | 0 | 0 | 0 | 0 | 0 | 0 | 0 | 0 | 0 | 0 | 0 | 0 | 0 | 0 | 0 | 0 | 0 | 0 | 0 | 0 | 0 | 0 | Generic Storage | 0 | 0 | 0 | 0 | 0 | 0 | 0 | 0 | 0 | 0 | 0 | 0 | 0 | 0 | 0 | 0 | 0 | 0 | 0 | 0 | 0 | 0 | 0 | 0 | 0 | 0 | 0 | 0
|  | Total | 2663.3009 | 2621.9416 | 2589.9257 | 2550.6139 | 2518.4522 | 2487.4218 | 2459.2785 | 2435.0824 | 2409.0633 | 2385.7057 | 2366.8117 | 2348.9661 | 2330.3741 | 2312.9944 | 2298.83 | 2286.5913 | 2276.7796 | 2268.2061 | 2258.9923 | 2251.6294 | 2244.2079 | 2236.6289 | 2232.1359 | 2225.5927 | 2222.4029 | 2217.5843 | 2212.1911 | 2207.2719 | Total | 663.3377 | 653.0365 | 645.0624 | 635.2712 | 627.2608 | 619.5322 | 612.5227 | 606.4963 | 600.0158 | 594.1982 | 589.4923 | 585.0476 | 580.417 | 576.0883 | 572.5604 | 569.5122 | 567.0684 | 564.933 | 562.6382 | 560.8043 | 558.9559 | 557.0682 | 555.9492 | 554.3195 | 553.525 | 552.3249 | 550.9816 | 549.7564
[32 empty] | TRUE | TRUE | TRUE | TRUE | TRUE | TRUE | TRUE | TRUE | TRUE | TRUE | TRUE | TRUE | TRUE | TRUE | TRUE | TRUE | TRUE | TRUE | TRUE | TRUE | TRUE | TRUE | TRUE | TRUE | TRUE | TRUE | TRUE | TRUE
[32 empty] | TRUE | TRUE | TRUE | TRUE | TRUE | TRUE | TRUE | TRUE | TRUE | TRUE | TRUE | TRUE | TRUE | TRUE | TRUE | TRUE | TRUE | TRUE | TRUE | TRUE | TRUE | TRUE | TRUE | TRUE | TRUE | TRUE | TRUE | TRUE
| Figure 5.2Q Peak Supply by terminal. Holistic Transition | [29 empty] | P1
|  |  | 2023/24 | 2024/25 | 2025/26 | 2026/27 | 2027/28 | 2028/29 | 2029/30 | 2030/31 | 2031/32 | 2032/33 | 2033/34 | 2034/35 | 2035/36 | 2036/37 | 2037/38 | 2038/39 | 2039/40 | 2040/41 | 2041/42 | 2042/43 | 2043/44 | 2044/45 | 2045/46 | 2046/47 | 2047/48 | 2048/49 | 2049/50 | 2050/51 | MCM/D | 2023/24 | 2024/25 | 2025/26 | 2026/27 | 2027/28 | 2028/29 | 2029/30 | 2030/31 | 2031/32 | 2032/33 | 2033/34 | 2034/35 | 2035/36 | 2036/37 | 2037/38 | 2038/39 | 2039/40 | 2040/41 | 2041/42 | 2042/43 | 2043/44 | 2044/45 | 2045/46 | 2046/47 | 2047/48 | 2048/49 | 2049/50 | 2050/51
|  | Bacton UKCS | 103.9564 | 107.8811 | 103.4411 | 104.6374 | 91.7752 | 77.3162 | 61.177 | 49.3751 | 41.8429 | 33.2875 | 29.0251 | 25.2804 | 24.8844 | 19.5926 | 13.5131 | 12.4756 | 11.7701 | 10.1669 | 2.9226 | 0 | 0 | 0 | 0 | 0 | 0 | 0 | 0 | 0 | Bacton UKCS | 25.892 | 26.8695 | 25.7637 | 26.0616 | 22.8581 | 19.2568 | 15.2371 | 12.2976 | 10.4216 | 8.2908 | 7.2292 | 6.2965 | 6.1979 | 4.8799 | 3.3657 | 3.1072 | 2.9315 | 2.5322 | 0.72791 | 0 | 0 | 0 | 0 | 0 | 0 | 0 | 0 | 0
|  | Bacton IP | 500.269 | 500.269 | 500.269 | 500.269 | 500.269 | 500.269 | 500.269 | 500.269 | 500.269 | 500.269 | 500.269 | 500.269 | 500.269 | 500.269 | 500.269 | 500.269 | 500.269 | 500.269 | 500.269 | 500.269 | 500.269 | 500.269 | 500.269 | 500.269 | 500.269 | 500.269 | 500.269 | 500.269 | Bacton IP | 124.6 | 124.6 | 124.6 | 124.6 | 124.6 | 124.6 | 124.6 | 124.6 | 124.6 | 124.6 | 124.6 | 124.6 | 124.6 | 124.6 | 124.6 | 124.6 | 124.6 | 124.6 | 124.6 | 124.6 | 124.6 | 124.6 | 124.6 | 124.6 | 124.6 | 124.6 | 124.6 | 124.6
|  | Barrow | 16.0568 | 13.424 | 11.7928 | 9.2264 | 7.3009 | 3.2926 | 0 | 0 | 0 | 0 | 0 | 0 | 0 | 0 | 0 | 0 | 0 | 0 | 0 | 0 | 0 | 0 | 0 | 0 | 0 | 0 | 0 | 0 | Barrow | 3.9992 | 3.3435 | 2.9372 | 2.298 | 1.8184 | 0.82008 | 0 | 0 | 0 | 0 | 0 | 0 | 0 | 0 | 0 | 0 | 0 | 0 | 0 | 0 | 0 | 0 | 0 | 0 | 0 | 0 | 0 | 0
|  | Easington | 351.3268 | 347.3151 | 329.5042 | 323.236 | 322.06 | 320.2528 | 317.6022 | 311.5423 | 311.0776 | 310.885 | 309.2367 | 308.7934 | 308.7782 | 307.2875 | 307.2251 | 307.187 | 307.1894 | 307.0473 | 306.9664 | 306.8901 | 306.9134 | 306.717 | 306.5561 | 306.4279 | 306.2775 | 305.14 | 305.14 | 305.14 | Easington | 87.5036 | 86.5044 | 82.0683 | 80.5071 | 80.2142 | 79.7641 | 79.1039 | 77.5946 | 77.4789 | 77.4309 | 77.0203 | 76.9099 | 76.9062 | 76.5349 | 76.5193 | 76.5099 | 76.5104 | 76.475 | 76.4549 | 76.4359 | 76.4417 | 76.3928 | 76.3527 | 76.3208 | 76.2833 | 76 | 76 | 76
|  | St Fergus | 418.4926 | 424.8739 | 427.6728 | 410.143 | 400.07 | 391.7074 | 383.1742 | 375.3458 | 363.0656 | 359.1297 | 352.229 | 342.7496 | 326.2609 | 322.7062 | 318.7133 | 311.7969 | 304.3571 | 299.3255 | 298.9922 | 296.5972 | 296.6594 | 293.728 | 290.5143 | 283.6503 | 282.123 | 282.0913 | 291.5908 | 287.4159 | St Fergus | 104.2323 | 105.8216 | 106.5188 | 102.1527 | 99.6438 | 97.561 | 95.4357 | 93.4859 | 90.4273 | 89.447 | 87.7283 | 85.3673 | 81.2605 | 80.3752 | 79.3806 | 77.658 | 75.805 | 74.5518 | 74.4688 | 73.8723 | 73.8878 | 73.1577 | 72.3572 | 70.6477 | 70.2673 | 70.2594 | 72.6254 | 71.5855
|  | Teesside | 101.4065 | 105.9231 | 92.9554 | 76.7765 | 68.6164 | 64.1879 | 64.6251 | 64.0841 | 58.9017 | 49.4507 | 43.6109 | 40.103 | 41.1795 | 37.6004 | 35.2105 | 32.0695 | 30.471 | 28.8981 | 28.207 | 26.6426 | 20.9906 | 17.1603 | 16.3599 | 17.7856 | 16.6801 | 13.6744 | 0 | 0 | Teesside | 25.2569 | 26.3819 | 23.152 | 19.1224 | 17.09 | 15.987 | 16.0959 | 15.9612 | 14.6704 | 12.3165 | 10.862 | 9.9883 | 10.2564 | 9.365 | 8.7697 | 7.9874 | 7.5893 | 7.1975 | 7.0254 | 6.6358 | 5.228 | 4.274 | 4.0747 | 4.4298 | 4.1544 | 3.4058 | 0 | 0
|  | Onshore | 8.0652 | 10.1003 | 12.1355 | 14.1706 | 16.2057 | 18.2409 | 20.276 | 20.6818 | 21.2748 | 20.3274 | 17.5332 | 17.049 | 15.4963 | 14.133 | 12.6768 | 12.0398 | 12.6478 | 11.7139 | 10.6716 | 10.7477 | 9.8006 | 10.2504 | 8.8919 | 7.2219 | 4.9569 | 4.7705 | 5.4376 | 2.7944 | Onshore | 2.0088 | 2.5156 | 3.0225 | 3.5294 | 4.0363 | 4.5432 | 5.0501 | 5.1511 | 5.2988 | 5.0629 | 4.3669 | 4.2463 | 3.8596 | 3.52 | 3.1574 | 2.9987 | 3.1501 | 2.9175 | 2.6579 | 2.6769 | 2.441 | 2.553 | 2.2147 | 1.7987 | 1.2346 | 1.1882 | 1.3543 | 0.696
|  | Burton Point | 0 | 0 | 0 | 0 | 0 | 0 | 0 | 0 | 0 | 0 | 0 | 0 | 0 | 0 | 0 | 0 | 0 | 0 | 0 | 0 | 0 | 0 | 0 | 0 | 0 | 0 | 0 | 0 | Burton Point
|  | Isle of Grain | 255.354 | 255.354 | 255.354 | 255.354 | 255.354 | 255.354 | 255.354 | 255.354 | 255.354 | 255.354 | 255.354 | 255.354 | 255.354 | 255.354 | 255.354 | 255.354 | 255.354 | 255.354 | 255.354 | 255.354 | 255.354 | 255.354 | 255.354 | 255.354 | 255.354 | 255.354 | 255.354 | 255.354 | Isle of Grain | 63.6 | 63.6 | 63.6 | 63.6 | 63.6 | 63.6 | 63.6 | 63.6 | 63.6 | 63.6 | 63.6 | 63.6 | 63.6 | 63.6 | 63.6 | 63.6 | 63.6 | 63.6 | 63.6 | 63.6 | 63.6 | 63.6 | 63.6 | 63.6 | 63.6 | 63.6 | 63.6 | 63.6
|  | Milford Haven | 346.896 | 346.896 | 346.896 | 346.896 | 346.896 | 346.896 | 346.896 | 346.896 | 346.896 | 346.896 | 346.896 | 346.896 | 346.896 | 346.896 | 346.896 | 346.896 | 346.896 | 346.896 | 346.896 | 346.896 | 346.896 | 346.896 | 346.896 | 346.896 | 346.896 | 346.896 | 346.896 | 346.896 | Milford Haven | 86.4 | 86.4 | 86.4 | 86.4 | 86.4 | 86.4 | 86.4 | 86.4 | 86.4 | 86.4 | 86.4 | 86.4 | 86.4 | 86.4 | 86.4 | 86.4 | 86.4 | 86.4 | 86.4 | 86.4 | 86.4 | 86.4 | 86.4 | 86.4 | 86.4 | 86.4 | 86.4 | 86.4
|  | Medium & Short Range Storage | 509.905 | 509.905 | 509.905 | 509.905 | 509.905 | 509.905 | 509.905 | 509.905 | 509.905 | 509.905 | 509.905 | 509.905 | 509.905 | 509.905 | 509.905 | 509.905 | 509.905 | 509.905 | 509.905 | 509.905 | 509.905 | 509.905 | 509.905 | 509.905 | 509.905 | 509.905 | 509.905 | 509.905 | Medium & Short Range Storage | 127 | 127 | 127 | 127 | 127 | 127 | 127 | 127 | 127 | 127 | 127 | 127 | 127 | 127 | 127 | 127 | 127 | 127 | 127 | 127 | 127 | 127 | 127 | 127 | 127 | 127 | 127 | 127
|  | Long Range Storage | 0 | 0 | 0 | 0 | 0 | 0 | 0 | 0 | 0 | 0 | 0 | 0 | 0 | 0 | 0 | 0 | 0 | 0 | 0 | 0 | 0 | 0 | 0 | 0 | 0 | 0 | 0 | 0 | Long Range Storage | 0 | 0 | 0 | 0 | 0 | 0 | 0 | 0 | 0 | 0 | 0 | 0 | 0 | 0 | 0 | 0 | 0 | 0 | 0 | 0 | 0 | 0 | 0 | 0 | 0 | 0 | 0 | 0
|  | Generic Storage | 0 | 0 | 0 | 0 | 0 | 0 | 0 | 0 | 0 | 0 | 0 | 0 | 0 | 0 | 0 | 0 | 0 | 0 | 0 | 0 | 0 | 0 | 0 | 0 | 0 | 0 | 0 | 0 | Generic Storage | 0 | 0 | 0 | 0 | 0 | 0 | 0 | 0 | 0 | 0 | 0 | 0 | 0 | 0 | 0 | 0 | 0 | 0 | 0 | 0 | 0 | 0 | 0 | 0 | 0 | 0 | 0 | 0
|  | Total | 2611.7284 | 2621.9416 | 2589.9257 | 2550.6139 | 2518.4522 | 2487.4218 | 2459.2785 | 2433.4531 | 2408.5865 | 2385.5042 | 2364.0589 | 2346.3994 | 2329.0232 | 2313.7437 | 2299.7628 | 2287.9928 | 2278.8594 | 2269.5757 | 2260.1836 | 2253.3016 | 2246.788 | 2240.2796 | 2234.7462 | 2227.5098 | 2222.4615 | 2218.1002 | 2214.5924 | 2207.7744 | Total | 650.4927 | 653.0365 | 645.0624 | 635.2712 | 627.2608 | 619.5322 | 612.5227 | 606.0904 | 599.897 | 594.148 | 588.8067 | 584.4083 | 580.0805 | 576.2749 | 572.7927 | 569.8612 | 567.5864 | 565.2741 | 562.9349 | 561.2208 | 559.5985 | 557.9775 | 556.5993 | 554.797 | 553.5396 | 552.4534 | 551.5797 | 549.8815
[32 empty] | TRUE | TRUE | TRUE | TRUE | TRUE | TRUE | TRUE | TRUE | TRUE | TRUE | TRUE | TRUE | TRUE | TRUE | TRUE | TRUE | TRUE | TRUE | TRUE | TRUE | TRUE | TRUE | TRUE | TRUE | TRUE | TRUE | TRUE | TRUE
[32 empty] | TRUE | TRUE | TRUE | TRUE | TRUE | TRUE | TRUE | TRUE | TRUE | TRUE | TRUE | TRUE | TRUE | TRUE | TRUE | TRUE | TRUE | TRUE | TRUE | TRUE | TRUE | TRUE | TRUE | TRUE | TRUE | TRUE | TRUE | TRUE
| Figure 5.2T Peak Supply by terminal. Counter Factual | [29 empty] | CF
|  |  | 2023/24 | 2024/25 | 2025/26 | 2026/27 | 2027/28 | 2028/29 | 2029/30 | 2030/31 | 2031/32 | 2032/33 | 2033/34 | 2034/35 | 2035/36 | 2036/37 | 2037/38 | 2038/39 | 2039/40 | 2040/41 | 2041/42 | 2042/43 | 2043/44 | 2044/45 | 2045/46 | 2046/47 | 2047/48 | 2048/49 | 2049/50 | 2050/51 | MCM/D | 2023/24 | 2024/25 | 2025/26 | 2026/27 | 2027/28 | 2028/29 | 2029/30 | 2030/31 | 2031/32 | 2032/33 | 2033/34 | 2034/35 | 2035/36 | 2036/37 | 2037/38 | 2038/39 | 2039/40 | 2040/41 | 2041/42 | 2042/43 | 2043/44 | 2044/45 | 2045/46 | 2046/47 | 2047/48 | 2048/49 | 2049/50 | 2050/51
|  | Bacton UKCS | 116.2408 | 107.8811 | 103.4411 | 104.6374 | 90.9861 | 76.7866 | 61.1125 | 49.5483 | 42.1162 | 33.756 | 29.37 | 25.9123 | 25.8501 | 20.6422 | 14.4585 | 13.5717 | 13.0457 | 11.4915 | 3.4333 | 0 | 0 | 0 | 0 | 0 | 0 | 0 | 0 | 0 | Bacton UKCS | 28.9516 | 26.8695 | 25.7637 | 26.0616 | 22.6615 | 19.1249 | 15.2211 | 12.3408 | 10.4897 | 8.4075 | 7.3151 | 6.4539 | 6.4384 | 5.1413 | 3.6011 | 3.3803 | 3.2492 | 2.8622 | 0.85512 | 0 | 0 | 0 | 0 | 0 | 0 | 0 | 0 | 0
|  | Bacton IP | 500.269 | 500.269 | 500.269 | 500.269 | 500.269 | 500.269 | 500.269 | 500.269 | 500.269 | 500.269 | 500.269 | 500.269 | 500.269 | 500.269 | 500.269 | 500.269 | 500.269 | 500.269 | 500.269 | 500.269 | 500.269 | 500.269 | 500.269 | 500.269 | 500.269 | 500.269 | 500.269 | 500.269 | Bacton IP | 124.6 | 124.6 | 124.6 | 124.6 | 124.6 | 124.6 | 124.6 | 124.6 | 124.6 | 124.6 | 124.6 | 124.6 | 124.6 | 124.6 | 124.6 | 124.6 | 124.6 | 124.6 | 124.6 | 124.6 | 124.6 | 124.6 | 124.6 | 124.6 | 124.6 | 124.6 | 124.6 | 124.6
|  | Barrow | 17.9542 | 13.424 | 11.7928 | 9.2264 | 7.2382 | 3.2701 | 0 | 0 | 0 | 0 | 0 | 0 | 0 | 0 | 0 | 0 | 0 | 0 | 0 | 0 | 0 | 0 | 0 | 0 | 0 | 0 | 0 | 0 | Barrow | 4.4718 | 3.3435 | 2.9372 | 2.298 | 1.8028 | 0.81446 | 0 | 0 | 0 | 0 | 0 | 0 | 0 | 0 | 0 | 0 | 0 | 0 | 0 | 0 | 0 | 0 | 0 | 0 | 0 | 0 | 0 | 0
|  | Easington | 356.7846 | 347.3151 | 329.5042 | 323.236 | 321.9145 | 320.1493 | 317.5891 | 311.5648 | 311.1164 | 310.9658 | 309.2854 | 308.8847 | 308.9194 | 307.4025 | 307.3709 | 307.3669 | 307.4115 | 307.2958 | 307.2855 | 307.2672 | 307.3319 | 307.1821 | 307.0523 | 306.9822 | 306.8427 | 305.14 | 305.14 | 305.14 | Easington | 88.8629 | 86.5044 | 82.0683 | 80.5071 | 80.178 | 79.7383 | 79.1006 | 77.6002 | 77.4885 | 77.451 | 77.0325 | 76.9327 | 76.9413 | 76.5635 | 76.5556 | 76.5546 | 76.5658 | 76.5369 | 76.5344 | 76.5298 | 76.5459 | 76.5086 | 76.4763 | 76.4588 | 76.4241 | 76 | 76 | 76
|  | St Fergus | 437.1063 | 424.8739 | 427.6728 | 410.143 | 398.874 | 390.812 | 383.0454 | 375.7471 | 363.7325 | 360.5111 | 353.3136 | 344.7937 | 328.7945 | 326.0131 | 322.7527 | 316.2622 | 309.0587 | 304.322 | 305.636 | 304.2735 | 305.0815 | 303.388 | 300.8641 | 293.4103 | 292.631 | 294.6874 | 313.7353 | 310.952 | St Fergus | 108.8683 | 105.8216 | 106.5188 | 102.1527 | 99.346 | 97.338 | 95.4036 | 93.5858 | 90.5934 | 89.7911 | 87.9984 | 85.8764 | 81.8915 | 81.1988 | 80.3867 | 78.7702 | 76.976 | 75.7963 | 76.1235 | 75.7842 | 75.9854 | 75.5636 | 74.935 | 73.0785 | 72.8844 | 73.3966 | 78.1408 | 77.4476
|  | Teesside | 113.3896 | 105.9231 | 92.9554 | 76.7765 | 68.0264 | 63.7483 | 64.557 | 64.309 | 59.2864 | 50.1466 | 44.1293 | 41.1055 | 42.7776 | 39.6145 | 37.6739 | 34.8872 | 33.7734 | 32.6631 | 33.1363 | 32.3839 | 25.9447 | 22.2215 | 22.0919 | 25.441 | 24.9681 | 21.8312 | 0 | 0 | Teesside | 28.2415 | 26.3819 | 23.152 | 19.1224 | 16.9431 | 15.8775 | 16.0789 | 16.0172 | 14.7662 | 12.4898 | 10.9911 | 10.238 | 10.6544 | 9.8666 | 9.3833 | 8.6892 | 8.4118 | 8.1353 | 8.2531 | 8.0657 | 6.4619 | 5.5346 | 5.5024 | 6.3365 | 6.2187 | 5.4374 | 0 | 0
|  | Onshore | 6.204 | 8.2845 | 8.5038 | 8.7231 | 8.9424 | 9.1617 | 9.3811 | 9.6004 | 9.8423 | 10.0904 | 10.3447 | 10.6055 | 10.8728 | 11.1468 | 11.4278 | 11.7158 | 12.0111 | 12.3139 | 12.6242 | 12.9424 | 13.2686 | 13.6031 | 13.9459 | 14.2974 | 14.6578 | 15.0273 | 15.406 | 15.7943 | Onshore | 1.5452 | 2.0634 | 2.118 | 2.1726 | 2.2273 | 2.2819 | 2.3365 | 2.3911 | 2.4514 | 2.5132 | 2.5765 | 2.6415 | 2.708 | 2.7763 | 2.8463 | 2.918 | 2.9916 | 3.067 | 3.1443 | 3.2235 | 3.3048 | 3.3881 | 3.4735 | 3.561 | 3.6508 | 3.7428 | 3.8371 | 3.9338
|  | Burton Point | 0 | 0 | 0 | 0 | 0 | 0 | 0 | 0 | 0 | 0 | 0 | 0 | 0 | 0 | 0 | 0 | 0 | 0 | 0 | 0 | 0 | 0 | 0 | 0 | 0 | 0 | 0 | 0 | Burton Point
|  | Isle of Grain | 255.354 | 255.354 | 255.354 | 255.354 | 255.354 | 255.354 | 255.354 | 255.354 | 255.354 | 255.354 | 255.354 | 255.354 | 255.354 | 255.354 | 255.354 | 255.354 | 255.354 | 255.354 | 255.354 | 255.354 | 255.354 | 255.354 | 255.354 | 255.354 | 255.354 | 255.354 | 255.354 | 255.354 | Isle of Grain | 63.6 | 63.6 | 63.6 | 63.6 | 63.6 | 63.6 | 63.6 | 63.6 | 63.6 | 63.6 | 63.6 | 63.6 | 63.6 | 63.6 | 63.6 | 63.6 | 63.6 | 63.6 | 63.6 | 63.6 | 63.6 | 63.6 | 63.6 | 63.6 | 63.6 | 63.6 | 63.6 | 63.6
|  | Milford Haven | 346.896 | 346.896 | 346.896 | 346.896 | 346.896 | 346.896 | 346.896 | 346.896 | 346.896 | 346.896 | 346.896 | 346.896 | 346.896 | 346.896 | 346.896 | 346.896 | 346.896 | 346.896 | 346.896 | 346.896 | 346.896 | 346.896 | 346.896 | 346.896 | 346.896 | 346.896 | 346.896 | 346.896 | Milford Haven | 86.4 | 86.4 | 86.4 | 86.4 | 86.4 | 86.4 | 86.4 | 86.4 | 86.4 | 86.4 | 86.4 | 86.4 | 86.4 | 86.4 | 86.4 | 86.4 | 86.4 | 86.4 | 86.4 | 86.4 | 86.4 | 86.4 | 86.4 | 86.4 | 86.4 | 86.4 | 86.4 | 86.4
|  | Medium & Short Range Storage | 509.905 | 509.905 | 509.905 | 509.905 | 509.905 | 509.905 | 509.905 | 509.905 | 509.905 | 509.905 | 509.905 | 509.905 | 509.905 | 509.905 | 509.905 | 509.905 | 509.905 | 509.905 | 509.905 | 509.905 | 509.905 | 509.905 | 509.905 | 509.905 | 509.905 | 509.905 | 509.905 | 509.905 | Medium & Short Range Storage | 127 | 127 | 127 | 127 | 127 | 127 | 127 | 127 | 127 | 127 | 127 | 127 | 127 | 127 | 127 | 127 | 127 | 127 | 127 | 127 | 127 | 127 | 127 | 127 | 127 | 127 | 127 | 127
|  | Long Range Storage | 0 | 0 | 0 | 0 | 0 | 0 | 0 | 0 | 0 | 0 | 0 | 0 | 0 | 0 | 0 | 0 | 0 | 0 | 0 | 0 | 0 | 0 | 0 | 0 | 0 | 0 | 0 | 0 | Long Range Storage | 0 | 0 | 0 | 0 | 0 | 0 | 0 | 0 | 0 | 0 | 0 | 0 | 0 | 0 | 0 | 0 | 0 | 0 | 0 | 0 | 0 | 0 | 0 | 0 | 0 | 0 | 0 | 0
|  | Generic Storage | 0 | 0 | 0 | 0 | 0 | 0 | 0 | 0 | 0 | 0 | 0 | 0 | 0 | 0 | 0 | 0 | 0 | 0 | 0 | 0 | 0 | 0 | 0 | 0 | 0 | 0 | 0 | 0 | Generic Storage | 0 | 0 | 0 | 0 | 0 | 0 | 0 | 0 | 0 | 0 | 0 | 0 | 0 | 0 | 0 | 0 | 0 | 0 | 0 | 0 | 0 | 0 | 0 | 0 | 0 | 0 | 0 | 0
|  | Total | 2660.1035 | 2620.1258 | 2586.2941 | 2545.1665 | 2508.4056 | 2476.352 | 2448.109 | 2423.1934 | 2398.5178 | 2377.8939 | 2358.8671 | 2343.7257 | 2329.6383 | 2317.2431 | 2306.1078 | 2296.2279 | 2287.7244 | 2280.5102 | 2274.5393 | 2269.291 | 2264.0507 | 2258.8186 | 2256.3782 | 2252.5549 | 2251.5236 | 2249.1098 | 2246.7053 | 2244.3103 | Total | 662.5413 | 652.5843 | 644.1579 | 633.9144 | 624.7586 | 616.7751 | 609.7407 | 603.5351 | 597.3892 | 592.2525 | 587.5136 | 583.7424 | 580.2337 | 577.1465 | 574.3731 | 571.9123 | 569.7944 | 567.9976 | 566.5104 | 565.2032 | 563.8981 | 562.5949 | 561.9871 | 561.0348 | 560.778 | 560.1768 | 559.5779 | 558.9814
[32 empty] | TRUE | TRUE | TRUE | TRUE | TRUE | TRUE | TRUE | TRUE | TRUE | TRUE | TRUE | TRUE | TRUE | TRUE | TRUE | TRUE | TRUE | TRUE | TRUE | TRUE | TRUE | TRUE | TRUE | TRUE | TRUE | TRUE | TRUE | TRUE
[32 empty] | TRUE | TRUE | TRUE | TRUE | TRUE | TRUE | TRUE | TRUE | TRUE | TRUE | TRUE | TRUE | TRUE | TRUE | TRUE | TRUE | TRUE | TRUE | TRUE | TRUE | TRUE | TRUE | TRUE | TRUE | TRUE | TRUE | TRUE | TRUE
| Figure 5.2T Peak Supply by terminal. 5YF | [29 empty] | 5YF
|  |  | 2023/24 | 2024/25 | 2025/26 | 2026/27 | 2027/28 | 2028/29 | 0 | 0 | 0 | 0 | 0 | 0 | 0 | 0 | 0 | 0 | 0 | 0 | 0 | 0 | 0 | [7 empty] | MCM/D | 2023/24 | 2024/25 | 2025/26 | 2026/27 | 2027/28 | 2028/29
|  | Bacton UKCS | 2023/24: 113.549; 2024/25: 107.8811; 2025/26: 103.4411; 2026/27: 104.6374; 2027/28: 91.7752; 2028/29: 77.3162 | Bacton UKCS | 28.2812 | 26.8695 | 25.7637 | 26.0616 | 22.8581 | 19.2568
|  | Bacton IP | 2023/24: 500.269; 2024/25: 500.269; 2025/26: 500.269; 2026/27: 500.269; 2027/28: 500.269; 2028/29: 500.269 | Bacton IP | 124.6 | 124.6 | 124.6 | 124.6 | 124.6 | 124.6
|  | Barrow | 2023/24: 17.5384; 2024/25: 13.424; 2025/26: 11.7928; 2026/27: 9.2264; 2027/28: 7.3009; 2028/29: 3.2926 | Barrow | 4.3682 | 3.3435 | 2.9372 | 2.298 | 1.8184 | 0.82008
|  | Easington | 2023/24: 355.5887; 2024/25: 347.3151; 2025/26: 329.5042; 2026/27: 323.236; 2027/28: 322.06; 2028/29: 320.2528 | Easington | 88.5651 | 86.5044 | 82.0683 | 80.5071 | 80.2142 | 79.7641
|  | St Fergus | 2023/24: 433.0276; 2024/25: 424.8739; 2025/26: 427.6728; 2026/27: 410.143; 2027/28: 400.07; 2028/29: 391.7074 | St Fergus | 107.8524 | 105.8216 | 106.5188 | 102.1527 | 99.6438 | 97.561
|  | Teesside | 2023/24: 110.7638; 2024/25: 105.9231; 2025/26: 92.9554; 2026/27: 76.7765; 2027/28: 68.6164; 2028/29: 64.1879 | Teesside | 27.5875 | 26.3819 | 23.152 | 19.1224 | 17.09 | 15.987
|  | Onshore | 2023/24: 8.0652; 2024/25: 8.2845; 2025/26: 8.5038; 2026/27: 8.7231; 2027/28: 8.9424; 2028/29: 9.1617 | Onshore | 2.0088 | 2.0634 | 2.118 | 2.1726 | 2.2273 | 2.2819
|  | Burton Point | 2023/24: 0; 2024/25: 0; 2025/26: 0; 2026/27: 0; 2027/28: 0; 2028/29: 0 | Burton Point
|  | Isle of Grain | 2023/24: 255.354; 2024/25: 255.354; 2025/26: 255.354; 2026/27: 255.354; 2027/28: 255.354; 2028/29: 255.354 | Isle of Grain | 63.6 | 63.6 | 63.6 | 63.6 | 63.6 | 63.6
|  | Milford Haven | 2023/24: 346.896; 2024/25: 346.896; 2025/26: 346.896; 2026/27: 346.896; 2027/28: 346.896; 2028/29: 346.896 | Milford Haven | 86.4 | 86.4 | 86.4 | 86.4 | 86.4 | 86.4
|  | Medium & Short Range Storage | 2023/24: 509.905; 2024/25: 509.905; 2025/26: 509.905; 2026/27: 509.905; 2027/28: 509.905; 2028/29: 509.905 | Medium & Short Range Storage | 127 | 127 | 127 | 127 | 127 | 127
|  | Long Range Storage | 2023/24: 0; 2024/25: 0; 2025/26: 0; 2026/27: 0; 2027/28: 0; 2028/29: 0 | Long Range Storage | 0 | 0 | 0 | 0 | 0 | 0
|  | Generic Storage | 2023/24: 0; 2024/25: 0; 2025/26: 0; 2026/27: 0; 2027/28: 0; 2028/29: 0 | Generic Storage | 0 | 0 | 0 | 0 | 0 | 0
|  | Total | 2650.9566 | 2620.1258 | 2586.2941 | 2545.1665 | 2511.1889 | 2478.3427 | 0 | 0 | 0 | 0 | 0 | 0 | 0 | 0 | 0 | 0 | 0 | 0 | 0 | 0 | 0 | [7 empty] | Total | 660.2632 | 652.5843 | 644.1579 | 633.9144 | 625.4518 | 617.2709
[32 empty] | TRUE | TRUE | TRUE | TRUE | TRUE | TRUE
[32 empty] | TRUE | TRUE | TRUE | TRUE | TRUE | TRUE

## Peak supply by terminal
Peak supply by Terminal
|  |  | 2023/24 | 2024/25 | 2025/26 | 2026/27 | 2027/28 | 2028/29 | 2029/30 | 2030/31 | 2031/32 | 2032/33 | 2033/34 | 2034/35 | 2035/36 | 2036/37 | 2037/38 | 2038/39 | 2039/40 | 2040/41 | 2041/42 | 2042/43 | 2043/44 | 2044/45 | 2045/46 | 2046/47 | 2047/48 | 2048/49 | 2049/50 | 2050/51 |  | 2023/24 | 2024/25 | 2025/26 | 2026/27 | 2027/28 | 2028/29 | 2029/30 | 2030/31 | 2031/32 | 2032/33 | 2033/34 | 2034/35 | 2035/36 | 2036/37 | 2037/38 | 2038/39 | 2039/40 | 2040/41 | 2041/42 | 2042/43 | 2043/44 | 2044/45 | 2045/46 | 2046/47 | 2047/48 | 2048/49 | 2049/50 | 2050/51
|  | Bacton | 605.6247 | 608.1501 | 603.7101 | 604.9064 | 592.0442 | 577.5852 | 561.446 | 549.6441 | 542.1119 | 533.5565 | 529.2941 | 525.5494 | 525.1534 | 519.8616 | 513.7821 | 512.7446 | 512.0391 | 510.4359 | 503.1916 | 500.269 | 500.269 | 500.269 | 500.269 | 500.269 | 500.269 | 500.269 | 500.269 | 500.269 | Bacton | 150.8405 | 151.4695 | 150.3637 | 150.6616 | 147.4581 | 143.8568 | 139.8371 | 136.8976 | 135.0216 | 132.8908 | 131.8292 | 130.8965 | 130.7979 | 129.4799 | 127.9657 | 127.7072 | 127.5315 | 127.1322 | 125.3279 | 124.6 | 124.6 | 124.6 | 124.6 | 124.6 | 124.6 | 124.6 | 124.6 | 124.6
|  | Barrow | 16.2729 | 13.424 | 11.7928 | 9.2264 | 7.3009 | 3.2926 | 0 | 0 | 0 | 0 | 0 | 0 | 0 | 0 | 0 | 0 | 0 | 0 | 0 | 0 | 0 | 0 | 0 | 0 | 0 | 0 | 0 | 0 | Barrow | 4.053 | 3.3435 | 2.9372 | 2.298 | 1.8184 | 0.82008 | 0 | 0 | 0 | 0 | 0 | 0 | 0 | 0 | 0 | 0 | 0 | 0 | 0 | 0 | 0 | 0 | 0 | 0 | 0 | 0 | 0 | 0
|  | Easington | 351.9485 | 347.3151 | 329.5042 | 323.236 | 322.06 | 320.2528 | 317.6022 | 311.5423 | 311.0776 | 310.885 | 309.2367 | 308.7934 | 308.7782 | 307.2875 | 307.2251 | 307.187 | 307.1894 | 307.0473 | 306.9664 | 306.8901 | 306.9134 | 306.717 | 306.5561 | 306.4279 | 306.2775 | 305.14 | 305.14 | 305.14 | Easington | 87.6584 | 86.5044 | 82.0683 | 80.5071 | 80.2142 | 79.7641 | 79.1039 | 77.5946 | 77.4789 | 77.4309 | 77.0203 | 76.9099 | 76.9062 | 76.5349 | 76.5193 | 76.5099 | 76.5104 | 76.475 | 76.4549 | 76.4359 | 76.4417 | 76.3928 | 76.3527 | 76.3208 | 76.2833 | 76 | 76 | 76
|  | St Fergus | 420.6129 | 424.8739 | 427.6728 | 410.143 | 400.07 | 391.7074 | 383.1742 | 375.3458 | 363.0656 | 359.1297 | 352.229 | 342.7496 | 326.2609 | 322.7062 | 318.7133 | 311.7969 | 304.3571 | 299.3255 | 298.9922 | 296.5972 | 296.6594 | 293.728 | 290.5143 | 283.6503 | 282.123 | 282.0913 | 291.5908 | 287.4159 | St Fergus | 104.7604 | 105.8216 | 106.5188 | 102.1527 | 99.6438 | 97.561 | 95.4357 | 93.4859 | 90.4273 | 89.447 | 87.7283 | 85.3673 | 81.2605 | 80.3752 | 79.3806 | 77.658 | 75.805 | 74.5518 | 74.4688 | 73.8723 | 73.8878 | 73.1577 | 72.3572 | 70.6477 | 70.2673 | 70.2594 | 72.6254 | 71.5855
|  | Teesside | 102.7715 | 105.9231 | 92.9554 | 76.7765 | 68.6164 | 64.1879 | 64.6251 | 64.0841 | 58.9017 | 49.4507 | 43.6109 | 40.103 | 41.1795 | 37.6004 | 35.2105 | 32.0695 | 30.471 | 28.8981 | 28.207 | 26.6426 | 20.9906 | 17.1603 | 16.3599 | 17.7856 | 16.6801 | 13.6744 | 0 | 0 | Teesside | 25.5969 | 26.3819 | 23.152 | 19.1224 | 17.09 | 15.987 | 16.0959 | 15.9612 | 14.6704 | 12.3165 | 10.862 | 9.9883 | 10.2564 | 9.365 | 8.7697 | 7.9874 | 7.5893 | 7.1975 | 7.0254 | 6.6358 | 5.228 | 4.274 | 4.0747 | 4.4298 | 4.1544 | 3.4058 | 0 | 0
|  | Onshore | 6.204 | 8.2845 | 8.5038 | 8.7231 | 8.9424 | 9.1617 | 9.3811 | 9.6004 | 8.9146 | 8.2289 | 7.5431 | 6.8574 | 6.1717 | 5.4859 | 4.8002 | 4.1144 | 3.4287 | 2.743 | 2.0572 | 1.3715 | 0.68574 | 2.8137e-15 | 0 | 0 | 0 | 0 | 0 | 0 | Onshore | 1.5452 | 2.0634 | 2.118 | 2.1726 | 2.2273 | 2.2819 | 2.3365 | 2.3911 | 2.2203 | 2.0495 | 1.8787 | 1.7079 | 1.5372 | 1.3664 | 1.1956 | 1.0248 | 0.85397 | 0.68318 | 0.51238 | 0.34159 | 0.17079 | 7.0081e-16 | 0 | 0 | 0 | 0 | 0 | 0
|  | Burton Point | 0 | 0 | 0 | 0 | 0 | 0 | 0 | 0 | 0 | 0 | 0 | 0 | 0 | 0 | 0 | 0 | 0 | 0 | 0 | 0 | 0 | 0 | 0 | 0 | 0 | 0 | 0 | 0 | Burton Point | 0 | 0 | 0 | 0 | 0 | 0 | 0 | 0 | 0 | 0 | 0 | 0 | 0 | 0 | 0 | 0 | 0 | 0 | 0 | 0 | 0 | 0 | 0 | 0 | 0 | 0 | 0 | 0
|  | Isle of Grain | 255.354 | 255.354 | 255.354 | 255.354 | 255.354 | 255.354 | 255.354 | 255.354 | 255.354 | 255.354 | 255.354 | 255.354 | 255.354 | 255.354 | 255.354 | 255.354 | 255.354 | 255.354 | 255.354 | 255.354 | 255.354 | 255.354 | 255.354 | 255.354 | 255.354 | 255.354 | 255.354 | 255.354 | Isle of Grain | 63.6 | 63.6 | 63.6 | 63.6 | 63.6 | 63.6 | 63.6 | 63.6 | 63.6 | 63.6 | 63.6 | 63.6 | 63.6 | 63.6 | 63.6 | 63.6 | 63.6 | 63.6 | 63.6 | 63.6 | 63.6 | 63.6 | 63.6 | 63.6 | 63.6 | 63.6 | 63.6 | 63.6
|  | Milford Haven | 346.896 | 346.896 | 346.896 | 346.896 | 346.896 | 346.896 | 346.896 | 346.896 | 346.896 | 346.896 | 346.896 | 346.896 | 346.896 | 346.896 | 346.896 | 346.896 | 346.896 | 346.896 | 346.896 | 346.896 | 346.896 | 346.896 | 346.896 | 346.896 | 346.896 | 346.896 | 346.896 | 346.896 | Milford Haven | 86.4 | 86.4 | 86.4 | 86.4 | 86.4 | 86.4 | 86.4 | 86.4 | 86.4 | 86.4 | 86.4 | 86.4 | 86.4 | 86.4 | 86.4 | 86.4 | 86.4 | 86.4 | 86.4 | 86.4 | 86.4 | 86.4 | 86.4 | 86.4 | 86.4 | 86.4 | 86.4 | 86.4
|  | Medium & Short Range Storage | 509.905 | 509.905 | 509.905 | 509.905 | 509.905 | 509.905 | 509.905 | 509.905 | 509.905 | 509.905 | 509.905 | 509.905 | 509.905 | 509.905 | 509.905 | 509.905 | 509.905 | 509.905 | 509.905 | 509.905 | 509.905 | 509.905 | 509.905 | 509.905 | 509.905 | 509.905 | 509.905 | 509.905 | Medium & Short Range Storage | 127 | 127 | 127 | 127 | 127 | 127 | 127 | 127 | 127 | 127 | 127 | 127 | 127 | 127 | 127 | 127 | 127 | 127 | 127 | 127 | 127 | 127 | 127 | 127 | 127 | 127 | 127 | 127
|  | Long Range Storage | 0 | 0 | 0 | 0 | 0 | 0 | 0 | 0 | 0 | 0 | 0 | 0 | 0 | 0 | 0 | 0 | 0 | 0 | 0 | 0 | 0 | 0 | 0 | 0 | 0 | 0 | 0 | 0 | Long Range Storage | 0 | 0 | 0 | 0 | 0 | 0 | 0 | 0 | 0 | 0 | 0 | 0 | 0 | 0 | 0 | 0 | 0 | 0 | 0 | 0 | 0 | 0 | 0 | 0 | 0 | 0 | 0 | 0
|  | Generic Storage | 0 | 0 | 0 | 0 | 0 | 0 | 0 | 0 | 0 | 0 | 0 | 0 | 0 | 0 | 0 | 0 | 0 | 0 | 0 | 0 | 0 | 0 | 0 | 0 | 0 | 0 | 0 | 0 | Generic Storage
|  | Total | 2615.5896 | 2620.1258 | 2586.2941 | 2545.1665 | 2511.1889 | 2478.3427 | 2448.3836 | 2422.3717 | 2396.2263 | 2373.4057 | 2354.0688 | 2336.2078 | 2319.6986 | 2305.0966 | 2291.8862 | 2280.0674 | 2269.6403 | 2260.6048 | 2251.5693 | 2243.9254 | 2237.6731 | 2230.0293 | 2225.8544 | 2220.2879 | 2217.5046 | 2213.3297 | 2209.1548 | 2204.9799 | Total | 651.4544 | 652.5843 | 644.1579 | 633.9144 | 625.4518 | 617.2709 | 609.8091 | 603.3304 | 596.8185 | 591.1347 | 586.3185 | 581.8699 | 577.7581 | 574.1212 | 570.8309 | 567.8873 | 565.2902 | 563.0398 | 560.7894 | 558.8855 | 557.3283 | 555.4245 | 554.3846 | 552.9982 | 552.305 | 551.2652 | 550.2254 | 549.1855
Figure 5.2N Peak Supply by terminal. Hydrogen Evolution
|  |  | 2023/24 | 2024/25 | 2025/26 | 2026/27 | 2027/28 | 2028/29 | 2029/30 | 2030/31 | 2031/32 | 2032/33 | 2033/34 | 2034/35 | 2035/36 | 2036/37 | 2037/38 | 2038/39 | 2039/40 | 2040/41 | 2041/42 | 2042/43 | 2043/44 | 2044/45 | 2045/46 | 2046/47 | 2047/48 | 2048/49 | 2049/50 | 2050/51 |  | 2023/24 | 2024/25 | 2025/26 | 2026/27 | 2027/28 | 2028/29 | 2029/30 | 2030/31 | 2031/32 | 2032/33 | 2033/34 | 2034/35 | 2035/36 | 2036/37 | 2037/38 | 2038/39 | 2039/40 | 2040/41 | 2041/42 | 2042/43 | 2043/44 | 2044/45 | 2045/46 | 2046/47 | 2047/48 | 2048/49 | 2049/50 | 2050/51
|  | Bacton | 617.2917 | 608.1501 | 603.7101 | 604.9064 | 592.0442 | 577.5852 | 561.446 | 549.6441 | 542.1119 | 533.5565 | 529.2941 | 525.5494 | 525.1534 | 519.8616 | 513.7821 | 512.7446 | 512.0391 | 510.4359 | 503.1916 | 500.269 | 500.269 | 500.269 | 500.269 | 500.269 | 500.269 | 500.269 | 500.269 | 500.269 | Bacton | 153.7464 | 151.4695 | 150.3637 | 150.6616 | 147.4581 | 143.8568 | 139.8371 | 136.8976 | 135.0216 | 132.8908 | 131.8292 | 130.8965 | 130.7979 | 129.4799 | 127.9657 | 127.7072 | 127.5315 | 127.1322 | 125.3279 | 124.6 | 124.6 | 124.6 | 124.6 | 124.6 | 124.6 | 124.6 | 124.6 | 124.6
|  | Barrow | 18.075 | 13.424 | 11.7928 | 9.2264 | 7.3009 | 3.2926 | 0 | 0 | 0 | 0 | 0 | 0 | 0 | 0 | 0 | 0 | 0 | 0 | 0 | 0 | 0 | 0 | 0 | 0 | 0 | 0 | 0 | 0 | Barrow | 4.5019 | 3.3435 | 2.9372 | 2.298 | 1.8184 | 0.82008 | 0 | 0 | 0 | 0 | 0 | 0 | 0 | 0 | 0 | 0 | 0 | 0 | 0 | 0 | 0 | 0 | 0 | 0 | 0 | 0 | 0 | 0
|  | Easington | 357.132 | 347.3151 | 329.5042 | 323.236 | 322.06 | 320.2528 | 317.6022 | 311.5423 | 311.0776 | 310.885 | 309.2367 | 308.7934 | 308.7782 | 307.2875 | 307.2251 | 307.187 | 307.1894 | 307.0473 | 306.9664 | 306.8901 | 306.9134 | 306.717 | 306.5561 | 306.4279 | 306.2775 | 305.14 | 305.14 | 305.14 | Easington | 88.9494 | 86.5044 | 82.0683 | 80.5071 | 80.2142 | 79.7641 | 79.1039 | 77.5946 | 77.4789 | 77.4309 | 77.0203 | 76.9099 | 76.9062 | 76.5349 | 76.5193 | 76.5099 | 76.5104 | 76.475 | 76.4549 | 76.4359 | 76.4417 | 76.3928 | 76.3527 | 76.3208 | 76.2833 | 76 | 76 | 76
|  | St Fergus | 438.291 | 424.8739 | 427.6728 | 410.143 | 400.07 | 391.7074 | 383.1742 | 375.3458 | 363.0656 | 359.1297 | 352.229 | 342.7496 | 326.2609 | 322.7062 | 318.7133 | 311.7969 | 304.3571 | 299.3255 | 298.9922 | 296.5972 | 296.6594 | 293.728 | 290.5143 | 283.6503 | 282.123 | 282.0913 | 291.5908 | 287.4159 | St Fergus | 109.1634 | 105.8216 | 106.5188 | 102.1527 | 99.6438 | 97.561 | 95.4357 | 93.4859 | 90.4273 | 89.447 | 87.7283 | 85.3673 | 81.2605 | 80.3752 | 79.3806 | 77.658 | 75.805 | 74.5518 | 74.4688 | 73.8723 | 73.8878 | 73.1577 | 72.3572 | 70.6477 | 70.2673 | 70.2594 | 72.6254 | 71.5855
|  | Teesside | 114.1523 | 105.9231 | 92.9554 | 76.7765 | 68.6164 | 64.1879 | 64.6251 | 64.0841 | 58.9017 | 49.4507 | 43.6109 | 40.103 | 41.1795 | 37.6004 | 35.2105 | 32.0695 | 30.471 | 28.8981 | 28.207 | 26.6426 | 20.9906 | 17.1603 | 16.3599 | 17.7856 | 16.6801 | 13.6744 | 0 | 0 | Teesside | 28.4314 | 26.3819 | 23.152 | 19.1224 | 17.09 | 15.987 | 16.0959 | 15.9612 | 14.6704 | 12.3165 | 10.862 | 9.9883 | 10.2564 | 9.365 | 8.7697 | 7.9874 | 7.5893 | 7.1975 | 7.0254 | 6.6358 | 5.228 | 4.274 | 4.0747 | 4.4298 | 4.1544 | 3.4058 | 0 | 0
|  | Onshore | 6.204 | 10.1003 | 12.1355 | 14.1706 | 16.2057 | 18.2409 | 20.276 | 22.3111 | 21.7516 | 20.5289 | 20.286 | 19.6157 | 16.8471 | 13.3837 | 11.744 | 10.6383 | 10.568 | 10.3442 | 9.4803 | 9.0755 | 7.2205 | 6.5997 | 6.2815 | 5.3048 | 4.8983 | 4.2546 | 3.0363 | 2.292 | Onshore | 1.5452 | 2.5156 | 3.0225 | 3.5294 | 4.0363 | 4.5432 | 5.0501 | 5.5569 | 5.4176 | 5.113 | 5.0525 | 4.8856 | 4.196 | 3.3334 | 2.925 | 2.6496 | 2.6321 | 2.5764 | 2.3612 | 2.2604 | 1.7984 | 1.6438 | 1.5645 | 1.3213 | 1.22 | 1.0597 | 0.75623 | 0.57086
|  | Burton Point | 0 | 0 | 0 | 0 | 0 | 0 | 0 | 0 | 0 | 0 | 0 | 0 | 0 | 0 | 0 | 0 | 0 | 0 | 0 | 0 | 0 | 0 | 0 | 0 | 0 | 0 | 0 | 0 | Burton Point | 0 | 0 | 0 | 0 | 0 | 0 | 0 | 0 | 0 | 0 | 0 | 0 | 0 | 0 | 0 | 0 | 0 | 0 | 0 | 0 | 0 | 0 | 0 | 0 | 0 | 0 | 0 | 0
|  | Isle of Grain | 255.354 | 255.354 | 255.354 | 255.354 | 255.354 | 255.354 | 255.354 | 255.354 | 255.354 | 255.354 | 255.354 | 255.354 | 255.354 | 255.354 | 255.354 | 255.354 | 255.354 | 255.354 | 255.354 | 255.354 | 255.354 | 255.354 | 255.354 | 255.354 | 255.354 | 255.354 | 255.354 | 255.354 | Isle of Grain | 63.6 | 63.6 | 63.6 | 63.6 | 63.6 | 63.6 | 63.6 | 63.6 | 63.6 | 63.6 | 63.6 | 63.6 | 63.6 | 63.6 | 63.6 | 63.6 | 63.6 | 63.6 | 63.6 | 63.6 | 63.6 | 63.6 | 63.6 | 63.6 | 63.6 | 63.6 | 63.6 | 63.6
|  | Milford Haven | 346.896 | 346.896 | 346.896 | 346.896 | 346.896 | 346.896 | 346.896 | 346.896 | 346.896 | 346.896 | 346.896 | 346.896 | 346.896 | 346.896 | 346.896 | 346.896 | 346.896 | 346.896 | 346.896 | 346.896 | 346.896 | 346.896 | 346.896 | 346.896 | 346.896 | 346.896 | 346.896 | 346.896 | Milford Haven | 86.4 | 86.4 | 86.4 | 86.4 | 86.4 | 86.4 | 86.4 | 86.4 | 86.4 | 86.4 | 86.4 | 86.4 | 86.4 | 86.4 | 86.4 | 86.4 | 86.4 | 86.4 | 86.4 | 86.4 | 86.4 | 86.4 | 86.4 | 86.4 | 86.4 | 86.4 | 86.4 | 86.4
|  | Medium & Short Range Storage | 509.905 | 509.905 | 509.905 | 509.905 | 509.905 | 509.905 | 509.905 | 509.905 | 509.905 | 509.905 | 509.905 | 509.905 | 509.905 | 509.905 | 509.905 | 509.905 | 509.905 | 509.905 | 509.905 | 509.905 | 509.905 | 509.905 | 509.905 | 509.905 | 509.905 | 509.905 | 509.905 | 509.905 | Medium & Short Range Storage | 127 | 127 | 127 | 127 | 127 | 127 | 127 | 127 | 127 | 127 | 127 | 127 | 127 | 127 | 127 | 127 | 127 | 127 | 127 | 127 | 127 | 127 | 127 | 127 | 127 | 127 | 127 | 127
|  | Long Range Storage | 0 | 0 | 0 | 0 | 0 | 0 | 0 | 0 | 0 | 0 | 0 | 0 | 0 | 0 | 0 | 0 | 0 | 0 | 0 | 0 | 0 | 0 | 0 | 0 | 0 | 0 | 0 | 0 | Long Range Storage | 0 | 0 | 0 | 0 | 0 | 0 | 0 | 0 | 0 | 0 | 0 | 0 | 0 | 0 | 0 | 0 | 0 | 0 | 0 | 0 | 0 | 0 | 0 | 0 | 0 | 0 | 0 | 0
|  | Generic Storage | 0 | 0 | 0 | 0 | 0 | 0 | 0 | 0 | 0 | 0 | 0 | 0 | 0 | 0 | 0 | 0 | 0 | 0 | 0 | 0 | 0 | 0 | 0 | 0 | 0 | 0 | 0 | 0 | Generic Storage
|  | Total | 2663.3009 | 2621.9416 | 2589.9257 | 2550.6139 | 2518.4522 | 2487.4218 | 2459.2785 | 2435.0824 | 2409.0633 | 2385.7057 | 2366.8117 | 2348.9661 | 2330.3741 | 2312.9944 | 2298.83 | 2286.5913 | 2276.7796 | 2268.2061 | 2258.9923 | 2251.6294 | 2244.2079 | 2236.6289 | 2232.1359 | 2225.5927 | 2222.4029 | 2217.5843 | 2212.1911 | 2207.2719 | Total | 663.3377 | 653.0365 | 645.0624 | 635.2712 | 627.2608 | 619.5322 | 612.5227 | 606.4963 | 600.0158 | 594.1982 | 589.4923 | 585.0476 | 580.417 | 576.0883 | 572.5604 | 569.5122 | 567.0684 | 564.933 | 562.6382 | 560.8043 | 558.9559 | 557.0682 | 555.9492 | 554.3195 | 553.525 | 552.3249 | 550.9816 | 549.7564
Figure 5.2Q Peak Supply by terminal. Holistic Transition
|  |  | 2023/24 | 2024/25 | 2025/26 | 2026/27 | 2027/28 | 2028/29 | 2029/30 | 2030/31 | 2031/32 | 2032/33 | 2033/34 | 2034/35 | 2035/36 | 2036/37 | 2037/38 | 2038/39 | 2039/40 | 2040/41 | 2041/42 | 2042/43 | 2043/44 | 2044/45 | 2045/46 | 2046/47 | 2047/48 | 2048/49 | 2049/50 | 2050/51 |  | 2023/24 | 2024/25 | 2025/26 | 2026/27 | 2027/28 | 2028/29 | 2029/30 | 2030/31 | 2031/32 | 2032/33 | 2033/34 | 2034/35 | 2035/36 | 2036/37 | 2037/38 | 2038/39 | 2039/40 | 2040/41 | 2041/42 | 2042/43 | 2043/44 | 2044/45 | 2045/46 | 2046/47 | 2047/48 | 2048/49 | 2049/50 | 2050/51
|  | Bacton | 604.2254 | 608.1501 | 603.7101 | 604.9064 | 592.0442 | 577.5852 | 561.446 | 549.6441 | 542.1119 | 533.5565 | 529.2941 | 525.5494 | 525.1534 | 519.8616 | 513.7821 | 512.7446 | 512.0391 | 510.4359 | 503.1916 | 500.269 | 500.269 | 500.269 | 500.269 | 500.269 | 500.269 | 500.269 | 500.269 | 500.269 | Bacton | 150.492 | 151.4695 | 150.3637 | 150.6616 | 147.4581 | 143.8568 | 139.8371 | 136.8976 | 135.0216 | 132.8908 | 131.8292 | 130.8965 | 130.7979 | 129.4799 | 127.9657 | 127.7072 | 127.5315 | 127.1322 | 125.3279 | 124.6 | 124.6 | 124.6 | 124.6 | 124.6 | 124.6 | 124.6 | 124.6 | 124.6
|  | Barrow | 16.0568 | 13.424 | 11.7928 | 9.2264 | 7.3009 | 3.2926 | 0 | 0 | 0 | 0 | 0 | 0 | 0 | 0 | 0 | 0 | 0 | 0 | 0 | 0 | 0 | 0 | 0 | 0 | 0 | 0 | 0 | 0 | Barrow | 3.9992 | 3.3435 | 2.9372 | 2.298 | 1.8184 | 0.82008 | 0 | 0 | 0 | 0 | 0 | 0 | 0 | 0 | 0 | 0 | 0 | 0 | 0 | 0 | 0 | 0 | 0 | 0 | 0 | 0 | 0 | 0
|  | Easington | 351.3268 | 347.3151 | 329.5042 | 323.236 | 322.06 | 320.2528 | 317.6022 | 311.5423 | 311.0776 | 310.885 | 309.2367 | 308.7934 | 308.7782 | 307.2875 | 307.2251 | 307.187 | 307.1894 | 307.0473 | 306.9664 | 306.8901 | 306.9134 | 306.717 | 306.5561 | 306.4279 | 306.2775 | 305.14 | 305.14 | 305.14 | Easington | 87.5036 | 86.5044 | 82.0683 | 80.5071 | 80.2142 | 79.7641 | 79.1039 | 77.5946 | 77.4789 | 77.4309 | 77.0203 | 76.9099 | 76.9062 | 76.5349 | 76.5193 | 76.5099 | 76.5104 | 76.475 | 76.4549 | 76.4359 | 76.4417 | 76.3928 | 76.3527 | 76.3208 | 76.2833 | 76 | 76 | 76
|  | St Fergus | 418.4926 | 424.8739 | 427.6728 | 410.143 | 400.07 | 391.7074 | 383.1742 | 375.3458 | 363.0656 | 359.1297 | 352.229 | 342.7496 | 326.2609 | 322.7062 | 318.7133 | 311.7969 | 304.3571 | 299.3255 | 298.9922 | 296.5972 | 296.6594 | 293.728 | 290.5143 | 283.6503 | 282.123 | 282.0913 | 291.5908 | 287.4159 | St Fergus | 104.2323 | 105.8216 | 106.5188 | 102.1527 | 99.6438 | 97.561 | 95.4357 | 93.4859 | 90.4273 | 89.447 | 87.7283 | 85.3673 | 81.2605 | 80.3752 | 79.3806 | 77.658 | 75.805 | 74.5518 | 74.4688 | 73.8723 | 73.8878 | 73.1577 | 72.3572 | 70.6477 | 70.2673 | 70.2594 | 72.6254 | 71.5855
|  | Teesside | 101.4065 | 105.9231 | 92.9554 | 76.7765 | 68.6164 | 64.1879 | 64.6251 | 64.0841 | 58.9017 | 49.4507 | 43.6109 | 40.103 | 41.1795 | 37.6004 | 35.2105 | 32.0695 | 30.471 | 28.8981 | 28.207 | 26.6426 | 20.9906 | 17.1603 | 16.3599 | 17.7856 | 16.6801 | 13.6744 | 0 | 0 | Teesside | 25.2569 | 26.3819 | 23.152 | 19.1224 | 17.09 | 15.987 | 16.0959 | 15.9612 | 14.6704 | 12.3165 | 10.862 | 9.9883 | 10.2564 | 9.365 | 8.7697 | 7.9874 | 7.5893 | 7.1975 | 7.0254 | 6.6358 | 5.228 | 4.274 | 4.0747 | 4.4298 | 4.1544 | 3.4058 | 0 | 0
|  | Onshore | 8.0652 | 10.1003 | 12.1355 | 14.1706 | 16.2057 | 18.2409 | 20.276 | 20.6818 | 21.2748 | 20.3274 | 17.5332 | 17.049 | 15.4963 | 14.133 | 12.6768 | 12.0398 | 12.6478 | 11.7139 | 10.6716 | 10.7477 | 9.8006 | 10.2504 | 8.8919 | 7.2219 | 4.9569 | 4.7705 | 5.4376 | 2.7944 | Onshore | 2.0088 | 2.5156 | 3.0225 | 3.5294 | 4.0363 | 4.5432 | 5.0501 | 5.1511 | 5.2988 | 5.0629 | 4.3669 | 4.2463 | 3.8596 | 3.52 | 3.1574 | 2.9987 | 3.1501 | 2.9175 | 2.6579 | 2.6769 | 2.441 | 2.553 | 2.2147 | 1.7987 | 1.2346 | 1.1882 | 1.3543 | 0.696
|  | Burton Point | 0 | 0 | 0 | 0 | 0 | 0 | 0 | 0 | 0 | 0 | 0 | 0 | 0 | 0 | 0 | 0 | 0 | 0 | 0 | 0 | 0 | 0 | 0 | 0 | 0 | 0 | 0 | 0 | Burton Point | 0 | 0 | 0 | 0 | 0 | 0 | 0 | 0 | 0 | 0 | 0 | 0 | 0 | 0 | 0 | 0 | 0 | 0 | 0 | 0 | 0 | 0 | 0 | 0 | 0 | 0 | 0 | 0
|  | Isle of Grain | 255.354 | 255.354 | 255.354 | 255.354 | 255.354 | 255.354 | 255.354 | 255.354 | 255.354 | 255.354 | 255.354 | 255.354 | 255.354 | 255.354 | 255.354 | 255.354 | 255.354 | 255.354 | 255.354 | 255.354 | 255.354 | 255.354 | 255.354 | 255.354 | 255.354 | 255.354 | 255.354 | 255.354 | Isle of Grain | 63.6 | 63.6 | 63.6 | 63.6 | 63.6 | 63.6 | 63.6 | 63.6 | 63.6 | 63.6 | 63.6 | 63.6 | 63.6 | 63.6 | 63.6 | 63.6 | 63.6 | 63.6 | 63.6 | 63.6 | 63.6 | 63.6 | 63.6 | 63.6 | 63.6 | 63.6 | 63.6 | 63.6
|  | Milford Haven | 346.896 | 346.896 | 346.896 | 346.896 | 346.896 | 346.896 | 346.896 | 346.896 | 346.896 | 346.896 | 346.896 | 346.896 | 346.896 | 346.896 | 346.896 | 346.896 | 346.896 | 346.896 | 346.896 | 346.896 | 346.896 | 346.896 | 346.896 | 346.896 | 346.896 | 346.896 | 346.896 | 346.896 | Milford Haven | 86.4 | 86.4 | 86.4 | 86.4 | 86.4 | 86.4 | 86.4 | 86.4 | 86.4 | 86.4 | 86.4 | 86.4 | 86.4 | 86.4 | 86.4 | 86.4 | 86.4 | 86.4 | 86.4 | 86.4 | 86.4 | 86.4 | 86.4 | 86.4 | 86.4 | 86.4 | 86.4 | 86.4
|  | Medium & Short Range Storage | 509.905 | 509.905 | 509.905 | 509.905 | 509.905 | 509.905 | 509.905 | 509.905 | 509.905 | 509.905 | 509.905 | 509.905 | 509.905 | 509.905 | 509.905 | 509.905 | 509.905 | 509.905 | 509.905 | 509.905 | 509.905 | 509.905 | 509.905 | 509.905 | 509.905 | 509.905 | 509.905 | 509.905 | Medium & Short Range Storage | 127 | 127 | 127 | 127 | 127 | 127 | 127 | 127 | 127 | 127 | 127 | 127 | 127 | 127 | 127 | 127 | 127 | 127 | 127 | 127 | 127 | 127 | 127 | 127 | 127 | 127 | 127 | 127
|  | Long Range Storage | 0 | 0 | 0 | 0 | 0 | 0 | 0 | 0 | 0 | 0 | 0 | 0 | 0 | 0 | 0 | 0 | 0 | 0 | 0 | 0 | 0 | 0 | 0 | 0 | 0 | 0 | 0 | 0 | Long Range Storage | 0 | 0 | 0 | 0 | 0 | 0 | 0 | 0 | 0 | 0 | 0 | 0 | 0 | 0 | 0 | 0 | 0 | 0 | 0 | 0 | 0 | 0 | 0 | 0 | 0 | 0 | 0 | 0
|  | Generic Storage | 0 | 0 | 0 | 0 | 0 | 0 | 0 | 0 | 0 | 0 | 0 | 0 | 0 | 0 | 0 | 0 | 0 | 0 | 0 | 0 | 0 | 0 | 0 | 0 | 0 | 0 | 0 | 0 | Generic Storage
|  | Total | 2611.7284 | 2621.9416 | 2589.9257 | 2550.6139 | 2518.4522 | 2487.4218 | 2459.2785 | 2433.4531 | 2408.5865 | 2385.5042 | 2364.0589 | 2346.3994 | 2329.0232 | 2313.7437 | 2299.7628 | 2287.9928 | 2278.8594 | 2269.5757 | 2260.1836 | 2253.3016 | 2246.788 | 2240.2796 | 2234.7462 | 2227.5098 | 2222.4615 | 2218.1002 | 2214.5924 | 2207.7744 | Total | 650.4927 | 653.0365 | 645.0624 | 635.2712 | 627.2608 | 619.5322 | 612.5227 | 606.0904 | 599.897 | 594.148 | 588.8067 | 584.4083 | 580.0805 | 576.2749 | 572.7927 | 569.8612 | 567.5864 | 565.2741 | 562.9349 | 561.2208 | 559.5985 | 557.9775 | 556.5993 | 554.797 | 553.5396 | 552.4534 | 551.5797 | 549.8815
Figure 5.2T Peak Supply by terminal. Counter Factual
|  |  | 2023/24 | 2024/25 | 2025/26 | 2026/27 | 2027/28 | 2028/29 | 2029/30 | 2030/31 | 2031/32 | 2032/33 | 2033/34 | 2034/35 | 2035/36 | 2036/37 | 2037/38 | 2038/39 | 2039/40 | 2040/41 | 2041/42 | 2042/43 | 2043/44 | 2044/45 | 2045/46 | 2046/47 | 2047/48 | 2048/49 | 2049/50 | 2050/51 |  | 2023/24 | 2024/25 | 2025/26 | 2026/27 | 2027/28 | 2028/29 | 2029/30 | 2030/31 | 2031/32 | 2032/33 | 2033/34 | 2034/35 | 2035/36 | 2036/37 | 2037/38 | 2038/39 | 2039/40 | 2040/41 | 2041/42 | 2042/43 | 2043/44 | 2044/45 | 2045/46 | 2046/47 | 2047/48 | 2048/49 | 2049/50 | 2050/51
|  | Bacton | 616.5098 | 608.1501 | 603.7101 | 604.9064 | 591.2551 | 577.0556 | 561.3815 | 549.8173 | 542.3852 | 534.025 | 529.639 | 526.1813 | 526.1191 | 520.9112 | 514.7275 | 513.8407 | 513.3147 | 511.7605 | 503.7023 | 500.269 | 500.269 | 500.269 | 500.269 | 500.269 | 500.269 | 500.269 | 500.269 | 500.269 | Bacton | 153.5516 | 151.4695 | 150.3637 | 150.6616 | 147.2615 | 143.7249 | 139.8211 | 136.9408 | 135.0897 | 133.0075 | 131.9151 | 131.0539 | 131.0384 | 129.7413 | 128.2011 | 127.9803 | 127.8492 | 127.4622 | 125.4551 | 124.6 | 124.6 | 124.6 | 124.6 | 124.6 | 124.6 | 124.6 | 124.6 | 124.6
|  | Barrow | 17.9542 | 13.424 | 11.7928 | 9.2264 | 7.2382 | 3.2701 | 0 | 0 | 0 | 0 | 0 | 0 | 0 | 0 | 0 | 0 | 0 | 0 | 0 | 0 | 0 | 0 | 0 | 0 | 0 | 0 | 0 | 0 | Barrow | 4.4718 | 3.3435 | 2.9372 | 2.298 | 1.8028 | 0.81446 | 0 | 0 | 0 | 0 | 0 | 0 | 0 | 0 | 0 | 0 | 0 | 0 | 0 | 0 | 0 | 0 | 0 | 0 | 0 | 0 | 0 | 0
|  | Easington | 356.7846 | 347.3151 | 329.5042 | 323.236 | 321.9145 | 320.1493 | 317.5891 | 311.5648 | 311.1164 | 310.9658 | 309.2854 | 308.8847 | 308.9194 | 307.4025 | 307.3709 | 307.3669 | 307.4115 | 307.2958 | 307.2855 | 307.2672 | 307.3319 | 307.1821 | 307.0523 | 306.9822 | 306.8427 | 305.14 | 305.14 | 305.14 | Easington | 88.8629 | 86.5044 | 82.0683 | 80.5071 | 80.178 | 79.7383 | 79.1006 | 77.6002 | 77.4885 | 77.451 | 77.0325 | 76.9327 | 76.9413 | 76.5635 | 76.5556 | 76.5546 | 76.5658 | 76.5369 | 76.5344 | 76.5298 | 76.5459 | 76.5086 | 76.4763 | 76.4588 | 76.4241 | 76 | 76 | 76
|  | St Fergus | 437.1063 | 424.8739 | 427.6728 | 410.143 | 398.874 | 390.812 | 383.0454 | 375.7471 | 363.7325 | 360.5111 | 353.3136 | 344.7937 | 328.7945 | 326.0131 | 322.7527 | 316.2622 | 309.0587 | 304.322 | 305.636 | 304.2735 | 305.0815 | 303.388 | 300.8641 | 293.4103 | 292.631 | 294.6874 | 313.7353 | 310.952 | St Fergus | 108.8683 | 105.8216 | 106.5188 | 102.1527 | 99.346 | 97.338 | 95.4036 | 93.5858 | 90.5934 | 89.7911 | 87.9984 | 85.8764 | 81.8915 | 81.1988 | 80.3867 | 78.7702 | 76.976 | 75.7963 | 76.1235 | 75.7842 | 75.9854 | 75.5636 | 74.935 | 73.0785 | 72.8844 | 73.3966 | 78.1408 | 77.4476
|  | Teesside | 113.3896 | 105.9231 | 92.9554 | 76.7765 | 68.0264 | 63.7483 | 64.557 | 64.309 | 59.2864 | 50.1466 | 44.1293 | 41.1055 | 42.7776 | 39.6145 | 37.6739 | 34.8872 | 33.7734 | 32.6631 | 33.1363 | 32.3839 | 25.9447 | 22.2215 | 22.0919 | 25.441 | 24.9681 | 21.8312 | 0 | 0 | Teesside | 28.2415 | 26.3819 | 23.152 | 19.1224 | 16.9431 | 15.8775 | 16.0789 | 16.0172 | 14.7662 | 12.4898 | 10.9911 | 10.238 | 10.6544 | 9.8666 | 9.3833 | 8.6892 | 8.4118 | 8.1353 | 8.2531 | 8.0657 | 6.4619 | 5.5346 | 5.5024 | 6.3365 | 6.2187 | 5.4374 | 0 | 0
|  | Onshore | 6.204 | 8.2845 | 8.5038 | 8.7231 | 8.9424 | 9.1617 | 9.3811 | 9.6004 | 9.8423 | 10.0904 | 10.3447 | 10.6055 | 10.8728 | 11.1468 | 11.4278 | 11.7158 | 12.0111 | 12.3139 | 12.6242 | 12.9424 | 13.2686 | 13.6031 | 13.9459 | 14.2974 | 14.6578 | 15.0273 | 15.406 | 15.7943 | Onshore | 1.5452 | 2.0634 | 2.118 | 2.1726 | 2.2273 | 2.2819 | 2.3365 | 2.3911 | 2.4514 | 2.5132 | 2.5765 | 2.6415 | 2.708 | 2.7763 | 2.8463 | 2.918 | 2.9916 | 3.067 | 3.1443 | 3.2235 | 3.3048 | 3.3881 | 3.4735 | 3.561 | 3.6508 | 3.7428 | 3.8371 | 3.9338
|  | Burton Point | 0 | 0 | 0 | 0 | 0 | 0 | 0 | 0 | 0 | 0 | 0 | 0 | 0 | 0 | 0 | 0 | 0 | 0 | 0 | 0 | 0 | 0 | 0 | 0 | 0 | 0 | 0 | 0 | Burton Point | 0 | 0 | 0 | 0 | 0 | 0 | 0 | 0 | 0 | 0 | 0 | 0 | 0 | 0 | 0 | 0 | 0 | 0 | 0 | 0 | 0 | 0 | 0 | 0 | 0 | 0 | 0 | 0
|  | Isle of Grain | 255.354 | 255.354 | 255.354 | 255.354 | 255.354 | 255.354 | 255.354 | 255.354 | 255.354 | 255.354 | 255.354 | 255.354 | 255.354 | 255.354 | 255.354 | 255.354 | 255.354 | 255.354 | 255.354 | 255.354 | 255.354 | 255.354 | 255.354 | 255.354 | 255.354 | 255.354 | 255.354 | 255.354 | Isle of Grain | 63.6 | 63.6 | 63.6 | 63.6 | 63.6 | 63.6 | 63.6 | 63.6 | 63.6 | 63.6 | 63.6 | 63.6 | 63.6 | 63.6 | 63.6 | 63.6 | 63.6 | 63.6 | 63.6 | 63.6 | 63.6 | 63.6 | 63.6 | 63.6 | 63.6 | 63.6 | 63.6 | 63.6
|  | Milford Haven | 346.896 | 346.896 | 346.896 | 346.896 | 346.896 | 346.896 | 346.896 | 346.896 | 346.896 | 346.896 | 346.896 | 346.896 | 346.896 | 346.896 | 346.896 | 346.896 | 346.896 | 346.896 | 346.896 | 346.896 | 346.896 | 346.896 | 346.896 | 346.896 | 346.896 | 346.896 | 346.896 | 346.896 | Milford Haven | 86.4 | 86.4 | 86.4 | 86.4 | 86.4 | 86.4 | 86.4 | 86.4 | 86.4 | 86.4 | 86.4 | 86.4 | 86.4 | 86.4 | 86.4 | 86.4 | 86.4 | 86.4 | 86.4 | 86.4 | 86.4 | 86.4 | 86.4 | 86.4 | 86.4 | 86.4 | 86.4 | 86.4
|  | Medium & Short Range Storage | 509.905 | 509.905 | 509.905 | 509.905 | 509.905 | 509.905 | 509.905 | 509.905 | 509.905 | 509.905 | 509.905 | 509.905 | 509.905 | 509.905 | 509.905 | 509.905 | 509.905 | 509.905 | 509.905 | 509.905 | 509.905 | 509.905 | 509.905 | 509.905 | 509.905 | 509.905 | 509.905 | 509.905 | Medium & Short Range Storage | 127 | 127 | 127 | 127 | 127 | 127 | 127 | 127 | 127 | 127 | 127 | 127 | 127 | 127 | 127 | 127 | 127 | 127 | 127 | 127 | 127 | 127 | 127 | 127 | 127 | 127 | 127 | 127
|  | Long Range Storage | 0 | 0 | 0 | 0 | 0 | 0 | 0 | 0 | 0 | 0 | 0 | 0 | 0 | 0 | 0 | 0 | 0 | 0 | 0 | 0 | 0 | 0 | 0 | 0 | 0 | 0 | 0 | 0 | Long Range Storage | 0 | 0 | 0 | 0 | 0 | 0 | 0 | 0 | 0 | 0 | 0 | 0 | 0 | 0 | 0 | 0 | 0 | 0 | 0 | 0 | 0 | 0 | 0 | 0 | 0 | 0 | 0 | 0
|  | Generic Storage | 0 | 0 | 0 | 0 | 0 | 0 | 0 | 0 | 0 | 0 | 0 | 0 | 0 | 0 | 0 | 0 | 0 | 0 | 0 | 0 | 0 | 0 | 0 | 0 | 0 | 0 | 0 | 0 | Generic Storage
|  | Total | 2660.1035 | 2620.1258 | 2586.2941 | 2545.1665 | 2508.4056 | 2476.352 | 2448.109 | 2423.1934 | 2398.5178 | 2377.8939 | 2358.8671 | 2343.7257 | 2329.6383 | 2317.2431 | 2306.1078 | 2296.2279 | 2287.7244 | 2280.5102 | 2274.5393 | 2269.291 | 2264.0507 | 2258.8186 | 2256.3782 | 2252.5549 | 2251.5236 | 2249.1098 | 2246.7053 | 2244.3103 | Total | 662.5413 | 652.5843 | 644.1579 | 633.9144 | 624.7586 | 616.7751 | 609.7407 | 603.5351 | 597.3892 | 592.2525 | 587.5136 | 583.7424 | 580.2337 | 577.1465 | 574.3731 | 571.9123 | 569.7944 | 567.9976 | 566.5104 | 565.2032 | 563.8981 | 562.5949 | 561.9871 | 561.0348 | 560.778 | 560.1768 | 559.5779 | 558.9814
Figure 5.2T Peak Supply by terminal. Central 5YF
|  |  | 2023/24 | 2024/25 | 2025/26 | 2026/27 | 2027/28 | 2028/29 | [23 empty] | 2023/24 | 2024/25 | 2025/26 | 2026/27 | 2027/28 | 2028/29
|  | Bacton | 613.818 | 608.1501 | 603.7101 | 604.9064 | 592.0442 | 577.5852 | [22 empty] | Bacton | 152.8812 | 151.4695 | 150.3637 | 150.6616 | 147.4581 | 143.8568
|  | Barrow | 17.5384 | 13.424 | 11.7928 | 9.2264 | 7.3009 | 3.2926 | [22 empty] | Barrow | 4.3682 | 3.3435 | 2.9372 | 2.298 | 1.8184 | 0.82008
|  | Easington | 355.5887 | 347.3151 | 329.5042 | 323.236 | 322.06 | 320.2528 | [22 empty] | Easington | 88.5651 | 86.5044 | 82.0683 | 80.5071 | 80.2142 | 79.7641
|  | St Fergus | 433.0276 | 424.8739 | 427.6728 | 410.143 | 400.07 | 391.7074 | [22 empty] | St Fergus | 107.8524 | 105.8216 | 106.5188 | 102.1527 | 99.6438 | 97.561
|  | Teesside | 110.7638 | 105.9231 | 92.9554 | 76.7765 | 68.6164 | 64.1879 | [22 empty] | Teesside | 27.5875 | 26.3819 | 23.152 | 19.1224 | 17.09 | 15.987
|  | Onshore | 8.0652 | 8.2845 | 8.5038 | 8.7231 | 8.9424 | 9.1617 | [22 empty] | Onshore | 2.0088 | 2.0634 | 2.118 | 2.1726 | 2.2273 | 2.2819
|  | Burton Point | 0 | 0 | 0 | 0 | 0 | 0 | [22 empty] | Burton Point | 0 | 0 | 0 | 0 | 0 | 0
|  | Isle of Grain | 255.354 | 255.354 | 255.354 | 255.354 | 255.354 | 255.354 | [22 empty] | Isle of Grain | 63.6 | 63.6 | 63.6 | 63.6 | 63.6 | 63.6
|  | Milford Haven | 346.896 | 346.896 | 346.896 | 346.896 | 346.896 | 346.896 | [22 empty] | Milford Haven | 86.4 | 86.4 | 86.4 | 86.4 | 86.4 | 86.4
|  | Medium & Short Range Storage | 509.905 | 509.905 | 509.905 | 509.905 | 509.905 | 509.905 | [22 empty] | Medium & Short Range Storage | 127 | 127 | 127 | 127 | 127 | 127
|  | Long Range Storage | 0 | 0 | 0 | 0 | 0 | 0 | [22 empty] | Long Range Storage | 0 | 0 | 0 | 0 | 0 | 0
|  | Generic Storage | 0 | 0 | 0 | 0 | 0 | 0 | [22 empty] | Generic Storage
|  | Total | 2650.9566 | 2620.1258 | 2586.2941 | 2545.1665 | 2511.1889 | 2478.3427 | 0 | 0 | 0 | 0 | 0 | 0 | 0 | 0 | 0 | 0 | 0 | 0 | 0 | 0 | 0 | [7 empty] | Total | 660.2632 | 652.5843 | 644.1579 | 633.9144 | 625.4518 | 617.2709

## Actual 2022 demand
Actual 2023 demand
Annual demand for 2023 (TWh) - LDZ/NTS split
Annual forecasts are based on average weather conditions. Therefore, when comparing actual demand with forecasts, demand has been adjusted to take account of the difference between the actual weather and the seasonal normal weather. The result of this calculation is the weather-corrected demand. The table provides a comparison of actual and weather-corrected demands during the 2023 calendar year with the forecasts presented in the 2023 Ten Year Statement. Annual demands are presented in the format of LDZ and NTS load bands/categories, consistent with the basis of system design and operation. Weather-Corrected Demand includes reconciliation data (NDM gas meter reads) as of January 2024, which will have amended the original NDM gas allocations. Actual Demand is then derived from the sum of our weather corrections for each load band, added to the Weather-Corrected Demand which includes reconciliation adjustments.
|  | Actual Demand (TWh) | Weather-Corrected Demand (TWh) | GTYS (2023) Updated Forecast Demand
| 0–73 MWh | 308.5107 | 292.3052 | 335.5486
| 73–732 MWh | 44.6148 | 42.892 | 54.1526
| >732 MWh Firm | 148.3316 | 146.2995 | 150.6392
| Total LDZ Consumption | 501.4572 | 481.4966 | 540.3404
| NTS Industrial | 9.4894 | 9.4894 | 21.2905
| NTS Power Generation | 174.4409 | 174.4409 | 214.8672
| Exports | 186.4404 | 186.4404 | 123.0058
| Total | 370.3706 | 370.3706 | 359.1636
| Total Consumption | 871.8278 | 851.8673 | 899.504
| Shrinkage | 5.6749 | 5.6749 | 5.7597
| Total System Demand | 877.5027 | 857.5422 | 905.2637

## Maximum day entry flows
Maximum day entry flows
Physical NTS entry flows: 18th January 2024 (mcm/d)
For the 2023/24 gas year, the day of highest supply to the NTS was 18th January at 384.7 mcm.
| Terminal | Maximum Day | Highest Daily
(per terminal)
| Bacton inc Interconnector and BBL | 14.52 | 28
| Barrow | 1.12 | 5.1
| Easington inc. Rough & Langeled Sub-terminals | 82.14 | 84.4
| Isle of Grain | 34.7 | 42
| Milford Haven | 75.79 | 79.3
| Storage | 84.3 | 91.67
| Point of Ayr (Burton Point) | 0 | 0
| St Fergus | 67.63 | 77.83
| Teesside | 24.44 | 27.22
| Total | 384.64 | 435.52
Notes - The maximum demand day was the day after the highest supply day (15th December), this is likely due to how much linepack was utilised on each day

## Minimum day entry flows
Minimum day entry flows
Physical NTS entry flows: 8th September 2024 (mcm/d)
For the 2023/24 gas year, the day of lowest supply to the NTS was 8th September at 92 mcm.
| Terminal | Minimum Day
| Bacton inc Interconnector and BBL | 19.58
| Barrow | 2.84
| Easington inc. Rough & Langeled Sub-terminals | 4.68
| Isle of Grain | 0
| Milford Haven | 5.38
| Storage | 9.89
| Point of Ayr (Burton Point) | 0
| St Fergus | 25.1
| Teesside | 24.54
| Total | 92.01
Notes - The minimum supply day on was the overall lowest supply day, but individual terminals may have supplied lower deliveries on other days - Due to linepack changes, there may be a difference between total demand and total supply on the day

## Maximum day exit flows
Maximum day exit flows
Physical LDZ demand flows: 18th January 2024 (mcm/d)
This table compares the LDZ flows on the highest NTS demand day, to the 2023 forecast 1 in 20 peak LDZ forecast
| LDZ | Maximum Day | 2023 1 in 20 Undiversified Forecast peak
| Scotland | 51.87 | 28.0415
| Northern | 14.72 | 18.1936
| North West | 38.75 | 43.0493
| North East | 21.14 | 22.0371
| East Midlands | 59.12 | 36.8613
| West Midlands | 23.46 | 31.3888
| Wales North | 5.92 | 4.0415
| Wales South | 20.84 | 14.4441
| Eastern | 30.98 | 29.0736
| North Thames | 29.44 | 34.5131
| South East | 36.86 | 39.2021
| Southern | 30.89 | 28.861
| South West | 23.42 | 22.267
| Other NTS | 0.17
| Total | 387.58 | 351.9738
Notes - The maximum day for gas year 2023/24 was 18th January 2024. This was the overall highest demand day, but individual LDZs may have seen higher demands on other days

## Minimum day exit flows
Minimum day exit flows
Physical LDZ demand flows: 8th September 2024 (mcm/d)
| Terminal | Minimum Day
| Eastern | 14.8
| East Midlands | 11.52
| North East | 6.07
| Northern | 3.37
| North Thames | 4.66
| North West | 8.51
| Scotland | 15.79
| South East | 4.53
| Southern | 5.14
| South West | 3.92
| West Midlands | 3.95
| Wales North | 1.36
| Wales South | 8.18
| Other NTS | 0.01
| Total | 91.81
Notes - The minimum demand day was on 8th September 2024. This was the overall lowest demand day, but individual LDZs may have seen lower demands on other days - NTS actual loads include interconnector demand - Due to linepack changes, there may be a small difference between total demand and total supply on the day